## 2026
|  | Program Year: | CASCADE NATURAL GAS CORPORATION | [39 empty] | IRP Discount Rate | 6.09%
|  | 2026 | COMMERCIAL Program Participant Cost Effectiveness | [39 empty] | Inflation Rate | 3% | Original
|  | TEMPLATE VERSION ---> | Recommended | [39 empty] | Long Term Discount Rate | 6.09% | Recommended
Tariff Key | Mapping Key | Measure Mapping | MEASURE | DESCRIPTION | Recommended Efficiency Rating | ANNUAL THERM SAVINGS | UNIT | LoadMap Therm Savings | LoadMap Units | Recommended Units | Recommended Savings | 2025 YTD UNITS INSTALLED | LoadMap Participation 2026 | LoadMap Participation 2027 | LoadMap % Change | Recommended 2026 Participation - Unscaled | Participation Adder | Participation Scalar | Recommended 2026 Participation | Recommended 2027 Participation | TOTAL ANNUAL THERM SAVINGS | MEASURE INCREMENTAL COST | LoadMap Incremental Cost | Recommended Costs | TOTAL INCREMENTAL COST | PARTICIPANT NEBS | TOTAL NET INCREMENTAL COST WITH NEBS | MEASURE LIFE | LoadMap Measure Life | Recommended Measure Life | DISCOUNTED THERM SAVINGS | PROGRAM DELIVERY AND ADMIN | PROGRAM REBATE | LoadMap Program Rebate | Recommended Rebate | CALCULATED REBATE COST | UTILITY COST | UC W/DELIVERY & ADMIN | LOADED UTILITY BENEFIT TO COST RATIO | TOTAL RESOURCE COST | TRC W/DELIVERY & ADMIN | LOADED SOCIETAL BENEFIT TO COST RATIO | 2026 Forecasted Total Com Program Admin | 1720760
Boiler_TE 94% (ENERGY STAR 1.0) | Boiler_Minimum 94% TE | Boiler | Boiler | Minimum 94% TE | TE 94% (ENERGY STAR 1.0) | 1.68 | kBtu/hr | 0.55072 | kBtu/hr | kBtu/hr | 0.55072 | 14623.5 | 0.0068369 | 0.010681 | 56.23% | 29247 |  | 100% | 29247 | 39990 | 16106.91 | 10.74 | 30.7351 | 30.7351 | 898908.9522 | 0.31411 | 889722.1454 | 25 | 25 | 25 | 204151.2282 | 108266.126 | 10.25 | 7.478 | 10.25 | 299781.75 | 1.4684 | 1.9988 | 2.2301 | 4.3582 | 4.8885 | 0.82892
Boiler_TE 98% | Boiler_Minimum 98% TE | Boiler | Boiler | Minimum 98% TE | TE 98% | 1.68 | kBtu/hr | 2.45 | kBtu/hr | kBtu/hr | 2.45 | 14623.5 | 0.048219 | 0.075333 | 56.23% | 29247 |  | 100% | 29247 | 39990 | 71654.39 | 10.74 | 39.6172 | 39.6172 | 1158685.5753 | 1.3974 | 1117816.4702 | 25 | 25 | 25 | 908202.2388 | 481640.6881 | 10.25 | 9.6391 | 30 | 877410 | 0.9661 | 1.4964 | 2.9787 | 1.2308 | 1.7611 | 2.3009
Boiler Steam Trap_fully functional standard stream trap | Boiler Steam Trap_Minimum 300 kBtu input and steam pressures at 7psig or greater | Gas Boiler - Steam Trap Replacement | Boiler Steam Trap | Minimum 300 kBtu input and steam pressures at 7psig or greater | fully functional standard stream trap | 137.45 | BoilerCtrl | 184.8266 | BoilerCtrl | BoilerCtrl | 184.8266 | 0 | 8.5935e-06 | 1.7178e-05 | 99.89% | 0 |  | 100% | 0 | 0 | 0 | 315 | 101.0469 | 101.0469 | 0 | 40.783 | 0 | 6 | 6 | 6 | 0 | 0 | 125 | 70.7328 | 125 | 0 | 0 | 0 | - | 0 | 0 | - |  |  |  | 0
Convection Oven (Grocery)_ENERGY STAR (3.0) | Convection Oven (Grocery)_>= 49% Cooking Efficiency,<= 9,500 Btu/hr Idle Rate | Oven | Convection Oven (Grocery) | >= 49% Cooking Efficiency,<= 9,500 Btu/hr Idle Rate | ENERGY STAR (3.0) | 368 | 1 unit | 517.2742 | 1 units | 1 units | 517.2742 | 0.25 | 0.12364 | 0.35087 | 183.8% | 1 |  | 100% | 1 | 3 | 517.27 | 900 | 5192.8212 | 5192.8212 | 5192.8212 | 194.1943 | 4998.627 | 11 | 12 | 12 | 4315.393 | 3476.9437 | 800 | 985.1214 | 1000 | 1000 | 0.23173 | 1.0374 | 2.955 | 1.1583 | 1.964 | 1.419
Convection Oven (Lodging)_ENERGY STAR (3.0) | Convection Oven (Lodging)_>= 49% Cooking Efficiency,<= 9,500 Btu/hr Idle Rate | Oven | Convection Oven (Lodging) | >= 49% Cooking Efficiency,<= 9,500 Btu/hr Idle Rate | ENERGY STAR (3.0) | 219 | 1 unit | 517.0722 | 1 units | 1 units | 517.0722 | 0.25 | 0.012258 | 0.034784 | 183.8% | 1 |  | 100% | 1 | 3 | 517.07 | 900 | 5192.9328 | 5192.9328 | 5192.9328 | 194.1184 | 4998.8144 | 11 | 12 | 12 | 4313.7245 | 3475.5993 | 800 | 985.1426 | 1000 | 1000 | 0.23182 | 1.0375 | 2.9548 | 1.1588 | 1.9645 | 1.4186
Convection Oven (Restaurant)_ENERGY STAR (3.0) | Convection Oven (Restaurant)_>= 49% Cooking Efficiency,<= 9,500 Btu/hr Idle Rate | Oven | Convection Oven (Restaurant) | >= 49% Cooking Efficiency,<= 9,500 Btu/hr Idle Rate | ENERGY STAR (3.0) | 649 | 1 unit | 517.1977 | 1 units | 1 units | 517.1977 | 0.25 | 0.084965 | 0.24111 | 183.8% | 1 |  | 100% | 1 | 3 | 517.19 | 900 | 5192.7759 | 5192.7759 | 5192.7759 | 194.1656 | 4998.6103 | 11 | 12 | 12 | 4314.7256 | 3476.4059 | 800 | 985.1128 | 1000 | 1000 | 0.23176 | 1.0375 | 2.9549 | 1.1585 | 1.9642 | 1.4189
Convection Oven (School)_ENERGY STAR (3.0) | Convection Oven (School)_>= 49% Cooking Efficiency,<= 9,500 Btu/hr Idle Rate | Oven | Convection Oven (School) | >= 49% Cooking Efficiency,<= 9,500 Btu/hr Idle Rate | ENERGY STAR (3.0) | 141 | 1 unit | 519.9776 | 1 units | 1 units | 519.9776 | 0.25 | 0.010532 | 0.029886 | 183.8% | 1 |  | 100% | 1 |  | 519.97 | 900 | 5194.3596 | 5194.3596 | 5194.3596 | 195.2092 | 4999.1505 | 11 | 12 | 12 | 4337.9181 | 3495.0923 | 800 | 985.4133 | 1000 | 1000 | 0.23053 | 1.0362 | 2.9584 | 1.1524 | 1.9581 | 1.4233
DCV_new CO2 sensors installed on return air systems where no other sensors were previously installed | DCV_Meet JUARC Guidelines for DCV RTUs in 5-20 ton | Ventilation - Demand Controlled | DCV | Meet JUARC Guidelines for DCV RTUs in 5-20 ton | new CO2 sensors installed on return air systems where no other sensors were previously installed | 11.3 | ton | 10.2134 | ton | ton | 10.2134 | 0 | 102.89 | 161.7336 | 57.19% | 0 | 2 | 100% | 2 | 3 | 20.42 | 106.82 | 117.6724 | 117.6724 | 235.3448 | 3.3683 | 228.6081 | 6 | 10 | 10 | 149.6542 | 137.2575 | 50 | 82.3707 | 80 | 160 | 1.0691 | 1.9863 | 1.4711 | 1.5276 | 2.4447 | 1.0866 |  |  |  | 0
DHW Recirculation Controls_Circulation pump controls based on demand. | DHW Recirculation Controls_Add time clock or other schedule control for continuous operation DHW recirculation pump | Circulation Pump - Controls | DHW Recirculation Controls | Add time clock or other schedule control for continuous operation DHW recirculation pump | Circulation pump controls based on demand. | 72 | perBldg | 455.3815 | perbldg | perbldg | 455.3815 | 0 | 1.1979e-05 | 1.883e-05 | 57.19% | 0 |  | 100% | 0 | 0 | 0 | 2146.3 | 2125.1551 | 2125.1551 | 0 | 150.1831 | 0 | 15 | 10 | 10 | 0 | 0 | 200 | 1487.6086 | 200 | 0 | 0 | 0 | - | 0 | 0 | - |  |  |  | 2.9905
Domestic Hot Water Tanks - Condensing_TE 96% (Instantaneous) | Domestic Hot Water Tanks - Condensing_Minimum 96% AFUE or 96% Thermal Efficiency | Water Heater | Domestic Hot Water Tanks - Condensing | Minimum 96% AFUE or 96% Thermal Efficiency | TE 96% (Instantaneous) | 3.8 | 1 kBtu/hr | 8.7605 | kBtu/hr | kBtu/hr | 8.7605 | 2258 | 0.0022922 | 0 | -100% | 4516 |  | 100% | 4516 | 0 | 39562.47 | 2.57 | 25.7674 | 25.7674 | 116365.6895 | 2.8892 | 103318.1352 | 10 | 10 | 10 | 289945.6418 | 265927.8137 | 3 | 12.2665 | 10 | 45160 | 0.15575 | 1.0729 | 2.7234 | 0.35634 | 1.2735 | 2.0859
Double Rack Oven_ENERGY STAR (3.0) | Double Rack Oven_>=52% Cooking Efficiency, <=30,000 Btu/hr Idle Rate | Rack Oven | Double Rack Oven | >=52% Cooking Efficiency, <=30,000 Btu/hr Idle Rate | ENERGY STAR (3.0) | 1977.9 | 1 unit | 332.9944 | 1 units | 1 units | 332.9944 | 0 | 0.069347 | 0.19522 | 181.5% | 0 |  | 100% | 0 | 0 | 0 | 4434.63 | 1532.9346 | 1532.9346 | 0 | 138.5101 | 0 | 12 | 13.5 | 14 | 0 | 0 | 2700 | 1532.9346 | 2700 | 0 | 0 | 0 | - | 0 | 0 | - |  |  |  | 2.0153
Gas Conveyor Oven_Efficient (>42% Baking Efficiency) | Gas Conveyor Oven_>=42% Baking Efficiency | Conveyor Oven | Gas Conveyor Oven | >=42% Baking Efficiency | Efficient (>42% Baking Efficiency) | 676.83 | 1 unit | 495.6808 | 1 units | 1 units | 495.6808 | 0 | 0.079554 | 0.22576 | 183.8% | 0 |  | 100% | 0 | 0 | 0 | 2314.54 | 2055.5825 | 2055.5825 | 0 | 186.0877 | 0 | 17 | 12 | 12 | 0 | 0 | 700 | 689.9979 | 700 | 0 | 0 | 0 | - | 0 | 0 | - |  |  |  | 3.1443
Griddle (Grocery)_ENERGY STAR (1.2) | Griddle (Grocery)_>=38% Cooking Efficiency,<= 2650 Btu/hr-sq ft Idle Rate | Griddle | Griddle (Grocery) | >=38% Cooking Efficiency,<= 2650 Btu/hr-sq ft Idle Rate | ENERGY STAR (1.2) | 155 | 1 unit | 164.9307 | 1 units | 1 units | 164.9307 | 0 | 0.0090608 | 0.026209 | 189.3% | 0 |  | 100% | 0 | 0 | 0 | 1048 | 7997.3026 | 7997.3026 | 0 | 45.9246 | 0 | 12 | 8 | 8 | 0 | 0 | 600 | 738.8157 | 750 | 0 | 0 | 0 | - | 0 | 0 | -
Griddle (Lodging)_ENERGY STAR (1.2) | Griddle (Lodging)_>=38% Cooking Efficiency,<= 2650 Btu/hr-sq ft Idle Rate | Griddle | Griddle (Lodging) | >=38% Cooking Efficiency,<= 2650 Btu/hr-sq ft Idle Rate | ENERGY STAR (1.2) | 92 | 1 unit | 164.8227 | 1 units | 1 units | 164.8227 | 0 | 0.014027 | 0.040574 | 189.3% | 0 |  | 100% | 0 | 0 | 0 | 1048 | 7997.7875 | 7997.7875 | 0 | 71.6142 | 0 | 12 | 8 | 15 | 0 | 0 | 600 | 738.8605 | 750 | 0 | 0 | 0 | - | 0 | 0 | -
Griddle (Restaurant)_ENERGY STAR (1.2) | Griddle (Restaurant)_>=38% Cooking Efficiency,<= 2650 Btu/hr-sq ft Idle Rate | Griddle | Griddle (Restaurant) | >=38% Cooking Efficiency,<= 2650 Btu/hr-sq ft Idle Rate | ENERGY STAR (1.2) | 273 | 1 unit | 164.8417 | 1 units | 1 units | 164.8417 | 0 | 0.33158 | 0.95911 | 189.3% | 0 |  | 100% | 0 | 0 | 0 | 1048 | 7997.5308 | 7997.5308 | 0 | 45.8999 | 0 | 12 | 8 | 8 | 0 | 0 | 600 | 738.8368 | 750 | 0 | 0 | 0 | - | 0 | 0 | - |  |  |  | 1.4845
Griddle (School)_ENERGY STAR (1.2) | Griddle (School)_>=38% Cooking Efficiency,<= 2650 Btu/hr-sq ft Idle Rate | Griddle | Griddle (School) | >=38% Cooking Efficiency,<= 2650 Btu/hr-sq ft Idle Rate | ENERGY STAR (1.2) | 59 | 1 unit | 170.6353 | 1 units | 1 units | 170.6353 | 0 | 0.0080428 | 0.023264 | 189.3% | 0 |  | 100% | 0 | 0 | 0 | 1048 | 8000.8989 | 8000.8989 | 0 | 47.5131 | 0 | 12 | 8 | 8 | 0 | 0 | 600 | 739.1479 | 750 | 0 | 0 | 0 | - | 0 | 0 | -
HVAC Unit Heater - Condensing_Condensing (TE 90%) | HVAC Unit Heater - Condensing_Minimum 90% AFUE | Unit Heater | HVAC Unit Heater - Condensing | Minimum 90% AFUE | Condensing (TE 90%) | 1.1 | kBtu/Hr | 2.6181 | kBtu/hr | kBtu/hr | 2.6181 | 0 | 0.00052727 | 0.0011636 | 120.7% | 0 |  | 100% | 0 | 0 | 0 | 16.74 | 23.34 | 23.34 | 0 | 0.98287 | 0 | 12 | 12 | 12 | 0 | 0 | 5 | 23.34 | 20 | 0 | 0 | 0 | - | 0 | 0 | -
Insulation - Attic - Min R-38_Upgrade to R-38 | Insulation - Attic - Min R-38_Minimum R-38 | Insulation - Ceiling | Insulation - Attic - Min R-38 | Minimum R-38 | Upgrade to R-38 | 0.36 | sqft roof | 0.051316 | sqft roof | sqft roof | 0.051316 | 107624 | 1295.8497 | 1591.0967 | 22.78% | 215248 |  | 125% | 269060 | 330363 | 13807.05 | 2.15 | 4.3227 | 4.3227 | 1163057.2961 | 0.035267 | 1153568.4588 | 45 | 45 | 45 | 210862.9485 | 92807.1129 | 2 | 2 | 3 | 807180 | 3.828 | 4.2681 | 2.0721 | 5.4707 | 5.9108 | 1.3602
Insulation - Attic - Min R-49_Upgrade to R-49 | Insulation - Attic - Min R-49_Minimum R-49 | Insulation - Ceiling | Insulation - Attic - Min R-49 | Minimum R-49 | Upgrade to R-49 | 0.32 | sqft roof | 0.069321 | sqft roof | sqft roof | 0.069321 | 28924 | 61027.8439 | 74932.4595 | 22.78% | 57848 |  | 125% | 72310 | 88785 | 5012.58 | 1.31 | 1.9204 | 1.9204 | 138864.9098 | 0.04764 | 135420.0316 | 45 | 45 | 45 | 76552.732 | 33693.1552 | 2.5 | 2 | 4 | 289240 | 3.7783 | 4.2184 | 2.0965 | 1.769 | 2.2091 | 3.6395 |  |  |  | 2.0965
Insulation - Pipe - 1.5"_Installing pipe wrap insulation to a length of pipe | Insulation - Pipe - 1.5"_Retrofit for T>140F<=200F | Gas Boiler - Insulate Hot Water Lines | Insulation - Pipe - 1.5" | Retrofit for T>140F<=200F | Installing pipe wrap insulation to a length of pipe | 4.6 | linear foot | 1.1895 | linear foot | linear foot | 1.1895 | 0 | 63.5207 | 77.9933 | 22.78% | 0 |  | 100% | 0 | 0 | 0 | 10.78 | 21.9977 | 21.9977 | 0 | 0.51682 | 0 | 20 | 15 | 15 | 0 | 0 | 15 | 15.3984 | 15 | 0 | 0 | 0 | - | 0 | 0 | - |  |  |  | 1.6626
Insulation - Pipe - 2.5"_Addition of 2" wrap insulation to hot water boiler pipe | Insulation - Pipe - 2.5"_Retrofit for T>200F | Gas Boiler - Insulate Steam Lines/Condensate Tank | Insulation - Pipe - 2.5" | Retrofit for T>200F | Addition of 2" wrap insulation to hot water boiler pipe | 12 | linear foot | 1.7399 | linear foot | linear foot | 1.7399 | 0 | 82.7204 | 101.5674 | 22.78% | 0 |  | 100% | 0 | 0 | 0 | 18 | 36.2322 | 36.2322 | 0 | 0.75598 | 0 | 20 | 15 | 15 | 0 | 0 | 25 | 25.3626 | 25 | 0 | 0 | 0 | - | 0 | 0 | - |  |  |  | 1.524
Insulation - Wall - Min R-20_R-20+4ci | Insulation - Wall - Min R-20_Minimum R-20+4ci | Insulation - Wall Cavity | Insulation - Wall - Min R-20 | Minimum R-20+4ci | R-20+4ci | 0.19 | sqft wall | 0.079809 | sqft wall | sqft wall | 0.079809 | 12410 | 11241.9581 | 17671.3147 | 57.19% | 24820 |  | 107.3% | 26624 | 36659 | 2124.82 | 1.74 | 2.9994 | 2.9994 | 79857.1667 | 0.054848 | 78396.8899 | 45 | 45 | 45 | 32450.5097 | 14282.4434 | 2 | 2 | 2 | 53248 | 1.6409 | 2.081 | 4.2499 | 2.4159 | 2.856 | 2.8151 |  |  |  | 4.2499
Ozone Injection Laundry_Ozone laundry system(s) that transfer ozone into the water through Venturi Injection, Bubble Diffusion, or other methods | Ozone Injection Laundry_Minimum 125 lb Total Washer/Extractor Capacity and Pre Approved by CNG | Commercial Laundry - Ozone Treatment | Ozone Injection Laundry | Minimum 125 lb Total Washer/Extractor Capacity and Pre Approved by CNG | Ozone laundry system(s) that transfer ozone into the water through Venturi Injection, Bubble Diffusion, or other methods | 2627.67 | site | 12.9206 | Capacity | Lbs Capacity | 12.9206 | 0 | 0.0042296 | 0.0051933 | 22.78% | 0 |  | 100% | 0 | 0 | 0 | 14325.89 | 81.5213 | 81.5213 | 0 | 4.2612 | 0 | 10 | 10 | 10 | 0 | 0 | 9000 | 57.0649 | 72 | 0 | 0 | 0 | - | 0 | 0 | -
Radiant Heating_Infrared Radiant | Radiant Heating_None | Unit Heater | Radiant Heating | None | Infrared Radiant | 1.92 | 120 kBtu/Hr | 3.77 | kBtu/hr | kBtu/hr | 3.77 | 0 | 0.00052727 | 0 | -100% | 0 |  | 100% | 0 | 0 | 0 | 21 | 4.05 | 4.05 | 0 | 1.4153 | 0 | 12 | 12 | 12 | 0 | 0 | 15 | 4.05 | 20 | 0 | 0 | 0 | - | 0 | 0 | -
Tankless Water Heater_TE 94% (ENERGY STAR 2.0) | Tankless Water Heater_Minimum TE 94% | Water Heater | Tankless Water Heater | Minimum TE 94% | TE 94% (ENERGY STAR 2.0) | 21.64 | gpm | 61.3363 | gpm | gpm | 61.3363 | 6 | 0.10325 | 0.29866 | 189.3% | 12 |  | 100% | 12 | 32 | 736.03 | 137.9 | 324.4635 | 324.4635 | 3893.5614 | 20.2285 | 3650.8195 | 10 | 10 | 10 | 5394.2206 | 4947.387 | 120 | 154.4597 | 150 | 1800 | 0.33369 | 1.2509 | 2.336 | 0.6768 | 1.594 | 1.6665
Tankless Water Heater - Tier 2_TE 96% (Instantaneous) | Tankless Water Heater - Tier 2_Minimum TE 96% | Water Heater | Tankless Water Heater - Tier 2 | Minimum TE 96% | TE 96% (Instantaneous) | 37.63 | gpm | 68.6937 | gpm | gpm | 68.6937 | 0 | 0.10325 | 0.29866 | 189.3% | 0 | 6 | 100% | 6 | 16 | 412.16 | 52.8 | 1055.1641 | 1055.1641 | 6330.9843 | 22.6549 | 6195.0548 | 10 | 10 | 10 | 3020.6404 | 2770.4238 | 150 | 502.3071 | 300 | 1800 | 0.5959 | 1.5131 | 1.9312 | 2.0509 | 2.9681 | 0.89497
Warm-Air Furnace_TE 90% | Warm-Air Furnace_Minimum 90% AFUE | Furnace | Warm-Air Furnace | Minimum 90% AFUE | TE 90% | 1.78 | kBtu/Hr | 0.36698 | kBtu/hr | kBtu/hr | 0.36698 | 494 | 0.020218 | 0.055389 | 174% | 988 |  | 100% | 988 | 2514 | 362.58 | 0.51 | 13.2802 | 13.2802 | 13120.884 | 0.20155 | 12921.7515 | 23 | 23 | 23 | 4425.1637 | 2437.1609 | 6 | 2.5807 | 8 | 7904 | 1.7861 | 2.3369 | 1.7895 | 2.9201 | 3.4708 | 1.0954
Windows_U-0.29 Window | Windows_0.3 or less U | Windows - High Efficiency Glazing | Windows | 0.3 or less U | U-0.29 Window | 0.36 | sqft window | 0.50337 | sqft window | sqft window | 0.50337 | 1717.462 | 0.41864 | 0.83684 | 99.89% | 3435 |  | 100% | 3435 | 6197 | 1729.08 | 24.15 | 34.6186 | 34.6186 | 118914.9116 | 0.34594 | 117726.6064 | 45 | 45 | 45 | 26406.7203 | 11622.3902 | 7.5 | 24.233 | 30 | 103050 | 3.9024 | 4.3425 | 2.0366 | 4.4582 | 4.8983 | 1.6414 |  |  |  | 2.0366
Custom Measures
|  |  | Miscellaneous custom measures |  |  | 102400 | /unit |  |  |  | 102400 | 1 | [6 empty] | 1 |  | 102400 | 1320960 |  | 1320960 | 1320960 | 58405.2968 | 1262554.7032 | 25 | N/A | 25 | 1297895.4849 | 688304 |  |  |  | 3939880.479 | 3.0356 | 3.5659 | 1.25 | 0.97277 | 1.5031 | 2.6959
|  | TOTAL PROGRAM | [18 empty] | 255999.99 |  |  |  | 5039968.1652 |  | 4901514.8767 | 24 |  | 24 | 3076738.9445 | 1720760 |  |  |  | 6430614.229 | 2.0901 | 2.6494 | 1.6873 | 1.5931 | 2.1524 | 1.8881
[19 empty] | 2 Year Total ---> |  | 558000.01
|  | Nominal interest rate (post tax cost of cap.) | 6.09% | [15 empty] | Savings Target |  | 256000
|  | Inflation rate | 3% | [15 empty] | Custom |  | 102400
|  | Long term real discount rate | 6.09% | [15 empty] | Prescriptive |  | 153600
|  | Estimated Program Admin. | 1720760 | [15 empty] | Delta to Prescriptive |  | 0.01
|  | Estimated Custom Admin. | 688304
|  | Estimated Prescriptive Admin. | 1032456
766935

## 2027
|  | Program Year: | CASCADE NATURAL GAS CORPORATION | [39 empty] | IRP Discount Rate | 6.09%
|  | 2027 | COMMERCIAL Program Participant Cost Effectiveness | [39 empty] | Inflation Rate | 3% | Original
|  | TEMPLATE VERSION ---> | Recommended | [12 empty] | New Column | New Column | New Column | [24 empty] | Long Term Discount Rate | 6.09% | Recommended
Tariff Key | Mapping Key | Measure Mapping | MEASURE | DESCRIPTION | Recommended Efficiency Rating | ANNUAL THERM SAVINGS | UNIT | LoadMap Therm Savings | LoadMap Units | Recommended Units | Recommended Savings | 2025 YTD UNITS INSTALLED | LoadMap Participation 2026 | LoadMap Participation 2027 | LoadMap % Change | Recommended 2026 Participation - Unscaled | Participation Adder | Participation Scalar | Recommended 2026 Participation | Recommended 2027 Participation | TOTAL ANNUAL THERM SAVINGS | MEASURE INCREMENTAL COST | LoadMap Incremental Cost | Recommended Costs | TOTAL INCREMENTAL COST | PARTICIPANT NEBS | TOTAL NET INCREMENTAL COST WITH NEBS | MEASURE LIFE | LoadMap Measure Life | Recommended Measure Life | DISCOUNTED THERM SAVINGS | PROGRAM DELIVERY AND ADMIN | PROGRAM REBATE | LoadMap Program Rebate | Recommended Rebate | CALCULATED REBATE COST | UTILITY COST | UC W/DELIVERY & ADMIN | LOADED UTILITY BENEFIT TO COST RATIO | TOTAL RESOURCE COST | TRC W/DELIVERY & ADMIN | LOADED SOCIETAL BENEFIT TO COST RATIO | 2027 Forecasted Total Com Program Admin | 1852250
Boiler_TE 94% (ENERGY STAR 1.0) | Boiler_Minimum 94% TE | Boiler | Boiler | Minimum 94% TE | TE 94% (ENERGY STAR 1.0) | 1.68 | kBtu/hr | 0.55072 | kBtu/hr | kBtu/hr | 0.55072 | 14623.5 | 0.0068369 | 0.010681 | 56.23% | 29247 |  | 120% | 35096 | 47987 | 26427.4 | 10.74 | 30.7351 | 30.7351 | 1474884.3945 | 0.31411 | 1459811.1461 | 25 | 25 | 25 | 334960.9681 | 162086.577 | 10.25 | 7.478 | 10.25 | 491866.75 | 1.4684 | 1.9523 | 2.3986 | 4.3582 | 4.842 | 0.87922
Boiler_TE 98% | Boiler_Minimum 98% TE | Boiler | Boiler | Minimum 98% TE | TE 98% | 1.68 | kBtu/hr | 2.45 | kBtu/hr | kBtu/hr | 2.45 | 14623.5 | 0.048219 | 0.075333 | 56.23% | 29247 |  | 120% | 35096 | 47987 | 117566.91 | 10.74 | 39.6172 | 39.6172 | 1901112.7536 | 1.3974 | 1834056.7906 | 25 | 25 | 25 | 1490132.4381 | 721070.4802 | 10.25 | 9.6391 | 30 | 1439610 | 0.9661 | 1.45 | 3.2296 | 1.2308 | 1.7147 | 2.4828
Boiler Steam Trap_fully functional standard stream trap | Boiler Steam Trap_Minimum 300 kBtu input and steam pressures at 7psig or greater | Gas Boiler - Steam Trap Replacement | Boiler Steam Trap | Minimum 300 kBtu input and steam pressures at 7psig or greater | fully functional standard stream trap | 137.45 | BoilerCtrl | 184.8266 | BoilerCtrl | BoilerCtrl | 184.8266 | 0 | 8.5935e-06 | 1.7178e-05 | 99.89% | 0 |  | 100% | 0 | 0 | 0 | 315 | 101.0469 | 101.0469 | 0 | 40.783 | 0 | 6 | 6 | 6 | 0 | 0 | 125 | 70.7328 | 125 | 0 | 0 | 0 | - | 0 | 0 | - |  |  |  | 0
Convection Oven (Grocery)_ENERGY STAR (3.0) | Convection Oven (Grocery)_>= 49% Cooking Efficiency,<= 9,500 Btu/hr Idle Rate | Oven | Convection Oven (Grocery) | >= 49% Cooking Efficiency,<= 9,500 Btu/hr Idle Rate | ENERGY STAR (3.0) | 368 | 1 unit | 517.2742 | 1 units | 1 units | 517.2742 | 0.25 | 0.12364 | 0.35087 | 183.8% | 1 |  | 100% | 1 | 3 | 1551.82 | 900 | 5192.8212 | 5192.8212 | 15578.4637 | 194.1943 | 14995.8809 | 11 | 12 | 12 | 12946.2625 | 9517.7426 | 800 | 985.1214 | 1000 | 3000 | 0.23173 | 0.9669 | 3.4321 | 1.1583 | 1.8935 | 1.5933
Convection Oven (Lodging)_ENERGY STAR (3.0) | Convection Oven (Lodging)_>= 49% Cooking Efficiency,<= 9,500 Btu/hr Idle Rate | Oven | Convection Oven (Lodging) | >= 49% Cooking Efficiency,<= 9,500 Btu/hr Idle Rate | ENERGY STAR (3.0) | 219 | 1 unit | 517.0722 | 1 units | 1 units | 517.0722 | 0.25 | 0.012258 | 0.034784 | 183.8% | 1 |  | 100% | 1 | 3 | 1551.21 | 900 | 5192.9328 | 5192.9328 | 15578.7984 | 194.1184 | 14996.4432 | 11 | 12 | 12 | 12941.1735 | 9514.0013 | 800 | 985.1426 | 1000 | 3000 | 0.23182 | 0.96699 | 3.4318 | 1.1588 | 1.894 | 1.5928
Convection Oven (Restaurant)_ENERGY STAR (3.0) | Convection Oven (Restaurant)_>= 49% Cooking Efficiency,<= 9,500 Btu/hr Idle Rate | Oven | Convection Oven (Restaurant) | >= 49% Cooking Efficiency,<= 9,500 Btu/hr Idle Rate | ENERGY STAR (3.0) | 649 | 1 unit | 517.1977 | 1 units | 1 units | 517.1977 | 0.25 | 0.084965 | 0.24111 | 183.8% | 1 |  | 100% | 1 | 3 | 1551.59 | 900 | 5192.7759 | 5192.7759 | 15578.3276 | 194.1656 | 14995.831 | 11 | 12 | 12 | 12944.3437 | 9516.332 | 800 | 985.1128 | 1000 | 3000 | 0.23176 | 0.96693 | 3.432 | 1.1585 | 1.8937 | 1.5931
Convection Oven (School)_ENERGY STAR (3.0) | Convection Oven (School)_>= 49% Cooking Efficiency,<= 9,500 Btu/hr Idle Rate | Oven | Convection Oven (School) | >= 49% Cooking Efficiency,<= 9,500 Btu/hr Idle Rate | ENERGY STAR (3.0) | 141 | 1 unit | 519.9776 | 1 units | 1 units | 519.9776 | 0.25 | 0.010532 | 0.029886 | 183.8% | 1 |  | 100% | 1 |  | 0 | 900 | 5194.3596 | 5194.3596 | 0 | 195.2092 | 0 | 11 | 12 | 12 | 0 | 0 | 800 | 985.4133 | 1000 | 0 | 0 | 0 | - | 0 | 0 | -
DCV_new CO2 sensors installed on return air systems where no other sensors were previously installed | DCV_Meet JUARC Guidelines for DCV RTUs in 5-20 ton | Ventilation - Demand Controlled | DCV | Meet JUARC Guidelines for DCV RTUs in 5-20 ton | new CO2 sensors installed on return air systems where no other sensors were previously installed | 11.3 | ton | 10.2134 | ton | ton | 10.2134 | 0 | 102.89 | 161.7336 | 57.19% | 0 | 2 | 100% | 2 | 3 | 30.64 | 106.82 | 117.6724 | 117.6724 | 353.0172 | 3.3683 | 342.9121 | 6 | 10 | 10 | 224.5546 | 187.9236 | 50 | 82.3707 | 80 | 240 | 1.0688 | 1.9057 | 1.6856 | 1.5271 | 2.3639 | 1.2353 |  |  |  | 0
DHW Recirculation Controls_Circulation pump controls based on demand. | DHW Recirculation Controls_Add time clock or other schedule control for continuous operation DHW recirculation pump | Circulation Pump - Controls | DHW Recirculation Controls | Add time clock or other schedule control for continuous operation DHW recirculation pump | Circulation pump controls based on demand. | 72 | perBldg | 455.3815 | perbldg | perbldg | 455.3815 | 0 | 1.1979e-05 | 1.883e-05 | 57.19% | 0 |  | 100% | 0 | 0 | 0 | 2146.3 | 2125.1551 | 2125.1551 | 0 | 150.1831 | 0 | 15 | 10 | 10 | 0 | 0 | 200 | 1487.6086 | 200 | 0 | 0 | 0 | - | 0 | 0 | - |  |  |  | 3.5817
Domestic Hot Water Tanks - Condensing_TE 96% (Instantaneous) | Domestic Hot Water Tanks - Condensing_Minimum 96% AFUE or 96% Thermal Efficiency | Water Heater | Domestic Hot Water Tanks - Condensing | Minimum 96% AFUE or 96% Thermal Efficiency | TE 96% (Instantaneous) | 3.8 | 1 kBtu/hr | 8.7605 | kBtu/hr | kBtu/hr | 8.7605 | 2258 | 0.0022922 | 0 | -100% | 4516 |  | 100% | 4516 | 0 | 0 | 2.57 | 25.7674 | 25.7674 | 0 | 2.8892 | 0 | 10 | 10 | 10 | 0 | 0 | 3 | 12.2665 | 10 | 0 | 0 | 0 | - | 0 | 0 | -
Double Rack Oven_ENERGY STAR (3.0) | Double Rack Oven_>=52% Cooking Efficiency, <=30,000 Btu/hr Idle Rate | Rack Oven | Double Rack Oven | >=52% Cooking Efficiency, <=30,000 Btu/hr Idle Rate | ENERGY STAR (3.0) | 1977.9 | 1 unit | 332.9944 | 1 units | 1 units | 332.9944 | 0 | 0.069347 | 0.19522 | 181.5% | 0 |  | 100% | 0 | 0 | 0 | 4434.63 | 1532.9346 | 1532.9346 | 0 | 138.5101 | 0 | 12 | 13.5 | 14 | 0 | 0 | 2700 | 1532.9346 | 2700 | 0 | 0 | 0 | - | 0 | 0 | - |  |  |  | 2.2569
Gas Conveyor Oven_Efficient (>42% Baking Efficiency) | Gas Conveyor Oven_>=42% Baking Efficiency | Conveyor Oven | Gas Conveyor Oven | >=42% Baking Efficiency | Efficient (>42% Baking Efficiency) | 676.83 | 1 unit | 495.6808 | 1 units | 1 units | 495.6808 | 0 | 0.079554 | 0.22576 | 183.8% | 0 |  | 100% | 0 | 0 | 0 | 2314.54 | 2055.5825 | 2055.5825 | 0 | 186.0877 | 0 | 17 | 12 | 12 | 0 | 0 | 700 | 689.9979 | 700 | 0 | 0 | 0 | - | 0 | 0 | - |  |  |  | 3.6691
Griddle (Grocery)_ENERGY STAR (1.2) | Griddle (Grocery)_>=38% Cooking Efficiency,<= 2650 Btu/hr-sq ft Idle Rate | Griddle | Griddle (Grocery) | >=38% Cooking Efficiency,<= 2650 Btu/hr-sq ft Idle Rate | ENERGY STAR (1.2) | 155 | 1 unit | 164.9307 | 1 units | 1 units | 164.9307 | 0 | 0.0090608 | 0.026209 | 189.3% | 0 |  | 100% | 0 | 0 | 0 | 1048 | 7997.3026 | 7997.3026 | 0 | 45.9246 | 0 | 12 | 8 | 8 | 0 | 0 | 600 | 738.8157 | 750 | 0 | 0 | 0 | - | 0 | 0 | -
Griddle (Lodging)_ENERGY STAR (1.2) | Griddle (Lodging)_>=38% Cooking Efficiency,<= 2650 Btu/hr-sq ft Idle Rate | Griddle | Griddle (Lodging) | >=38% Cooking Efficiency,<= 2650 Btu/hr-sq ft Idle Rate | ENERGY STAR (1.2) | 92 | 1 unit | 164.8227 | 1 units | 1 units | 164.8227 | 0 | 0.014027 | 0.040574 | 189.3% | 0 |  | 100% | 0 | 0 | 0 | 1048 | 7997.7875 | 7997.7875 | 0 | 71.6142 | 0 | 12 | 8 | 15 | 0 | 0 | 600 | 738.8605 | 750 | 0 | 0 | 0 | - | 0 | 0 | -
Griddle (Restaurant)_ENERGY STAR (1.2) | Griddle (Restaurant)_>=38% Cooking Efficiency,<= 2650 Btu/hr-sq ft Idle Rate | Griddle | Griddle (Restaurant) | >=38% Cooking Efficiency,<= 2650 Btu/hr-sq ft Idle Rate | ENERGY STAR (1.2) | 273 | 1 unit | 164.8417 | 1 units | 1 units | 164.8417 | 0 | 0.33158 | 0.95911 | 189.3% | 0 |  | 100% | 0 | 0 | 0 | 1048 | 7997.5308 | 7997.5308 | 0 | 45.8999 | 0 | 12 | 8 | 8 | 0 | 0 | 600 | 738.8368 | 750 | 0 | 0 | 0 | - | 0 | 0 | - |  |  |  | 1.7815
Griddle (School)_ENERGY STAR (1.2) | Griddle (School)_>=38% Cooking Efficiency,<= 2650 Btu/hr-sq ft Idle Rate | Griddle | Griddle (School) | >=38% Cooking Efficiency,<= 2650 Btu/hr-sq ft Idle Rate | ENERGY STAR (1.2) | 59 | 1 unit | 170.6353 | 1 units | 1 units | 170.6353 | 0 | 0.0080428 | 0.023264 | 189.3% | 0 |  | 100% | 0 | 0 | 0 | 1048 | 8000.8989 | 8000.8989 | 0 | 47.5131 | 0 | 12 | 8 | 8 | 0 | 0 | 600 | 739.1479 | 750 | 0 | 0 | 0 | - | 0 | 0 | -
HVAC Unit Heater - Condensing_Condensing (TE 90%) | HVAC Unit Heater - Condensing_Minimum 90% AFUE | Unit Heater | HVAC Unit Heater - Condensing | Minimum 90% AFUE | Condensing (TE 90%) | 1.1 | kBtu/Hr | 2.6181 | kBtu/hr | kBtu/hr | 2.6181 | 0 | 0.00052727 | 0.0011636 | 120.7% | 0 |  | 100% | 0 | 0 | 0 | 16.74 | 23.34 | 23.34 | 0 | 0.98287 | 0 | 12 | 12 | 12 | 0 | 0 | 5 | 23.34 | 20 | 0 | 0 | 0 | - | 0 | 0 | -
Insulation - Attic - Min R-38_Upgrade to R-38 | Insulation - Attic - Min R-38_Minimum R-38 | Insulation - Ceiling | Insulation - Attic - Min R-38 | Minimum R-38 | Upgrade to R-38 | 0.36 | sqft roof | 0.051316 | sqft roof | sqft roof | 0.051316 | 107624 | 1295.8497 | 1591.0967 | 22.78% | 215248 |  | 120% | 258298 | 317149 | 16274.78 | 2.15 | 4.3227 | 4.3227 | 1370930.1211 | 0.035267 | 1359745.3473 | 45 | 45 | 45 | 248550.4215 | 99817.7415 | 2 | 2 | 3 | 951447 | 3.828 | 4.2296 | N/A | 5.4707 | 5.8723 | N/A
Insulation - Attic - Min R-49_Upgrade to R-49 | Insulation - Attic - Min R-49_Minimum R-49 | Insulation - Ceiling | Insulation - Attic - Min R-49 | Minimum R-49 | Upgrade to R-49 | 0.32 | sqft roof | 0.069321 | sqft roof | sqft roof | 0.069321 | 28924 | 61027.8439 | 74932.4595 | 22.78% | 57848 |  | 120% | 69418 | 85234 | 5908.48 | 1.31 | 1.9204 | 1.9204 | 163684.2998 | 0.04764 | 159623.7169 | 45 | 45 | 45 | 90235.0259 | 36238.3473 | 2.5 | 2 | 4 | 340936 | 3.7783 | 4.1799 | N/A | 1.769 | 2.1706 | N/A |  |  |  | #N/A
Insulation - Pipe - 1.5"_Installing pipe wrap insulation to a length of pipe | Insulation - Pipe - 1.5"_Retrofit for T>140F<=200F | Gas Boiler - Insulate Hot Water Lines | Insulation - Pipe - 1.5" | Retrofit for T>140F<=200F | Installing pipe wrap insulation to a length of pipe | 4.6 | linear foot | 1.1895 | linear foot | linear foot | 1.1895 | 0 | 63.5207 | 77.9933 | 22.78% | 0 |  | 100% | 0 | 0 | 0 | 10.78 | 21.9977 | 21.9977 | 0 | 0.51682 | 0 | 20 | 15 | 15 | 0 | 0 | 15 | 15.3984 | 15 | 0 | 0 | 0 | - | 0 | 0 | - |  |  |  | 1.8347
Insulation - Pipe - 2.5"_Addition of 2" wrap insulation to hot water boiler pipe | Insulation - Pipe - 2.5"_Retrofit for T>200F | Gas Boiler - Insulate Steam Lines/Condensate Tank | Insulation - Pipe - 2.5" | Retrofit for T>200F | Addition of 2" wrap insulation to hot water boiler pipe | 12 | linear foot | 1.7399 | linear foot | linear foot | 1.7399 | 0 | 82.7204 | 101.5674 | 22.78% | 0 |  | 100% | 0 | 0 | 0 | 18 | 36.2322 | 36.2322 | 0 | 0.75598 | 0 | 20 | 15 | 15 | 0 | 0 | 25 | 25.3626 | 25 | 0 | 0 | 0 | - | 0 | 0 | - |  |  |  | 1.6774
Insulation - Wall - Min R-20_R-20+4ci | Insulation - Wall - Min R-20_Minimum R-20+4ci | Insulation - Wall Cavity | Insulation - Wall - Min R-20 | Minimum R-20+4ci | R-20+4ci | 0.19 | sqft wall | 0.079809 | sqft wall | sqft wall | 0.079809 | 12410 | 11241.9581 | 17671.3147 | 57.19% | 24820 |  | 118.5% | 29424 | 40514 | 3233.36 | 1.74 | 2.9994 | 2.9994 | 121519.428 | 0.054848 | 119297.3107 | 45 | 45 | 45 | 49380.2676 | 19831.094 | 2 | 2 | 2 | 81028 | 1.6409 | 2.0425 | N/A | 2.4159 | 2.8175 | N/A |  |  |  | #N/A
Ozone Injection Laundry_Ozone laundry system(s) that transfer ozone into the water through Venturi Injection, Bubble Diffusion, or other methods | Ozone Injection Laundry_Minimum 125 lb Total Washer/Extractor Capacity and Pre Approved by CNG | Commercial Laundry - Ozone Treatment | Ozone Injection Laundry | Minimum 125 lb Total Washer/Extractor Capacity and Pre Approved by CNG | Ozone laundry system(s) that transfer ozone into the water through Venturi Injection, Bubble Diffusion, or other methods | 2627.67 | site | 12.9206 | Capacity | Lbs Capacity | 12.9206 | 0 | 0.0042296 | 0.0051933 | 22.78% | 0 |  | 100% | 0 | 0 | 0 | 14325.89 | 81.5213 | 81.5213 | 0 | 4.2612 | 0 | 10 | 10 | 10 | 0 | 0 | 9000 | 57.0649 | 72 | 0 | 0 | 0 | - | 0 | 0 | -
Radiant Heating_Infrared Radiant | Radiant Heating_None | Unit Heater | Radiant Heating | None | Infrared Radiant | 1.92 | 120 kBtu/Hr | 3.77 | kBtu/hr | kBtu/hr | 3.77 | 0 | 0.00052727 | 0 | -100% | 0 |  | 100% | 0 | 0 | 0 | 21 | 4.05 | 4.05 | 0 | 1.4153 | 0 | 12 | 12 | 12 | 0 | 0 | 15 | 4.05 | 20 | 0 | 0 | 0 | - | 0 | 0 | -
Tankless Water Heater_TE 94% (ENERGY STAR 2.0) | Tankless Water Heater_Minimum TE 94% | Water Heater | Tankless Water Heater | Minimum TE 94% | TE 94% (ENERGY STAR 2.0) | 21.64 | gpm | 61.3363 | gpm | gpm | 61.3363 | 6 | 0.10325 | 0.29866 | 189.3% | 12 |  | 100% | 12 | 32 | 1962.76 | 137.9 | 324.4635 | 324.4635 | 10382.8304 | 20.2285 | 9735.5187 | 10 | 10 | 10 | 14384.686 | 12038.1517 | 120 | 154.4597 | 150 | 4800 | 0.33369 | 1.1706 | 2.7441 | 0.6768 | 1.5137 | 1.9292
Tankless Water Heater - Tier 2_TE 96% (Instantaneous) | Tankless Water Heater - Tier 2_Minimum TE 96% | Water Heater | Tankless Water Heater - Tier 2 | Minimum TE 96% | TE 96% (Instantaneous) | 37.63 | gpm | 68.6937 | gpm | gpm | 68.6937 | 0 | 0.10325 | 0.29866 | 189.3% | 0 | 6 | 100% | 6 | 16 | 1099.09 | 52.8 | 1055.1641 | 1055.1641 | 16882.6249 | 22.6549 | 16520.1461 | 10 | 10 | 10 | 8055.0167 | 6741.0239 | 150 | 502.3071 | 300 | 4800 | 0.5959 | 1.4328 | 2.2419 | 2.0509 | 2.8878 | 1.0112
Warm-Air Furnace_TE 90% | Warm-Air Furnace_Minimum 90% AFUE | Furnace | Warm-Air Furnace | Minimum 90% AFUE | TE 90% | 1.78 | kBtu/Hr | 0.36698 | kBtu/hr | kBtu/hr | 0.36698 | 494 | 0.020218 | 0.055389 | 174% | 988 |  | 100% | 988 | 2514 | 922.59 | 0.51 | 13.2802 | 13.2802 | 33386.5407 | 0.20155 | 32879.8415 | 23 | 23 | 23 | 11259.8924 | 5658.5005 | 6 | 2.5807 | 8 | 20112 | 1.7862 | 2.2887 | 1.9234 | 2.9201 | 3.4226 | 1.1692
Windows_U-0.29 Window | Windows_0.3 or less U | Windows - High Efficiency Glazing | Windows | 0.3 or less U | U-0.29 Window | 0.36 | sqft window | 0.50337 | sqft window | sqft window | 0.50337 | 1717.462 | 0.41864 | 0.83684 | 99.89% | 3435 |  | 100% | 3435 | 6197 | 3119.39 | 24.15 | 34.6186 | 34.6186 | 214531.5014 | 0.34594 | 212387.7088 | 45 | 45 | 45 | 47639.7038 | 19132.0844 | 7.5 | 24.233 | 30 | 185910 | 3.9024 | 4.304 | N/A | 4.4582 | 4.8598 | N/A |  |  |  | #N/A
Custom Measures
|  |  | Miscellaneous custom measures |  |  | 102400 | /unit |  |  |  | 102400 | 1 | [7 empty] | 1 | 120800 | 1558320 |  | 1558320 | 1558320 | 58405.2968 | 1499914.7032 | 25 | N/A | 25 | 1531111.0798 | 740900 |  |  |  | 5001766.2499 | 3.2668 | 3.7507 | 1.2486 | 0.97963 | 1.4635 | 2.9089
|  | TOTAL PROGRAM | [18 empty] | 302000.02 |  |  |  | 6912723.1015 |  | 6749303.297 | 27 |  | 27 | 3864765.8344 | 1852250 |  |  |  | 8531515.9999 | 2.2075 | 2.6868 | 1.9006 | 1.7464 | 2.2256 | 2.0858
[19 empty] | 2 Year Total ---> |  | 558000.01
|  | Nominal interest rate (post tax cost of cap.) | 6.09% | [15 empty] | Savings Target |  | 302000
|  | Inflation rate | 3% | [15 empty] | Custom |  | 120800
|  | Long term real discount rate | 6.09% | [15 empty] | Prescriptive |  | 181200
|  | Estimated Program Admin. | 1852250 | [15 empty] | Delta to Prescriptive |  | -0.02
|  | Estimated Custom Admin. | 740900
|  | Estimated Prescriptive Admin. | 1111350
766935

## 2026-2027 pivots (hidden)
2026 Plan |  |  | 2027 Plan
Row Labels | Sum of TOTAL ANNUAL THERM SAVINGS | Sum of TOTAL ANNUAL THERM SAVINGS2 | Row Labels | Sum of TOTAL ANNUAL THERM SAVINGS | Sum of TOTAL ANNUAL THERM SAVINGS2
Boiler | 87761.3 | 57.14% | Boiler | 143994.31 | 79.47%
Domestic Hot Water Tanks - Condensing | 39562.47 | 25.76% | Insulation - Attic - Min R-30 | 16274.78 | 8.982%
Insulation - Attic - Min R-30 | 13807.05 | 8.989% | Insulation - Attic - Min R-45 | 5908.48 | 3.261%
Insulation - Attic - Min R-45 | 5012.58 | 3.263% | Insulation - Wall - Min R-19 | 3233.36 | 1.784%
Insulation - Wall - Min R-19 | 2124.82 | 1.383% | Windows | 3119.39 | 1.722%
Windows | 1729.08 | 1.126% | Tankless Water Heater | 1962.76 | 1.083%
Tankless Water Heater | 736.03 | 0.4792% | Convection Oven (Grocery) | 1551.82 | 0.8564%
Convection Oven (School) | 519.97 | 0.3385% | Convection Oven (Restaurant) | 1551.59 | 0.8563%
Convection Oven (Grocery) | 517.27 | 0.3368% | Convection Oven (Lodging) | 1551.21 | 0.8561%
Convection Oven (Restaurant) | 517.19 | 0.3367% | Tankless Water Heater - Tier 2 | 1099.09 | 0.6066%
Convection Oven (Lodging) | 517.07 | 0.3366% | Warm-Air Furnace | 922.59 | 0.5092%
Tankless Water Heater - Tier 2 | 412.16 | 0.2683% | DCV | 30.64 | 0.01691%
Warm-Air Furnace | 362.58 | 0.2361% | Insulation - Pipe - 2.5" | 0 | 0%
DCV | 20.42 | 0.01329% | Gas Conveyor Oven | 0 | 0%
DHW Recirculation Controls | 0 | 0% | DHW Recirculation Controls | 0 | 0%
Insulation - Pipe - 2.5" | 0 | 0% | Ozone Injection Laundry | 0 | 0%
Insulation - Pipe - 1.5" | 0 | 0% | Insulation - Pipe - 1.5" | 0 | 0%
Griddle (Grocery) | 0 | 0% | Domestic Hot Water Tanks - Condensing | 0 | 0%
Boiler Steam Trap | 0 | 0% | Griddle (Grocery) | 0 | 0%
Ozone Injection Laundry | 0 | 0% | HVAC Unit Heater - Condensing | 0 | 0%
Radiant Heating | 0 | 0% | Double Rack Oven | 0 | 0%
Double Rack Oven | 0 | 0% | Radiant Heating | 0 | 0%
Gas Conveyor Oven | 0 | 0% | Boiler Steam Trap | 0 | 0%
Griddle (School) | 0 | 0% | Convection Oven (School) | 0 | 0%
HVAC Unit Heater - Condensing | 0 | 0% | Griddle (School) | 0 | 0%
Griddle (Lodging) | 0 | 0% | Griddle (Lodging) | 0 | 0%
Griddle (Restaurant) | 0 | 0% | Griddle (Restaurant) | 0 | 0%
Grand Total | 153599.99 | 100% | Grand Total | 181200.02 | 100%
2024 Plan
Row Labels | Sum of TOTAL ANNUAL THERM SAVINGS | Sum of TOTAL ANNUAL THERM SAVINGS2
DCV | 79128.52 | 30.85%
Boiler | 53030.88 | 20.68%
Insulation - Attic - Min R-30 | 33404.36 | 13.02%
Insulation - Attic - Min R-45 | 26509.44 | 10.34%
Domestic Hot Water Tanks - Condensing | 17956.45 | 7.001%
Insulation - Roof - Min R-30 | 11757.24 | 4.584%
Radiant Heating | 8131.2 | 3.17%
Insulation - Wall - Min R-19 | 6234.47 | 2.431%
Double Rack Oven | 5933.68 | 2.313%
Tankless Water Heater - Tier 2 | 4364.83 | 1.702%
DCKVM | 3750 | 1.462%
Warm-Air Furnace | 3147.04 | 1.227%
Insulation - Pipe - 1.5" | 1196.46 | 0.4665%
HVAC Unit Heater - Condensing | 476.3 | 0.1857%
Convection Oven (Lodging) | 438 | 0.1708%
Windows | 430.71 | 0.1679%
Boiler Steam Trap | 274.89 | 0.1072%
Insulation - Floor | 221.76 | 0.08646%
Tankless Water Heater | 108.21 | 0.04219%
Bonus - Kitchen Bundle B (2 - measures) | 0 | 0%
Ozone Injection Laundry | 0 | 0%
Bonus - HVAC | 0 | 0%
Griddle (Restaurant) | 0 | 0%
Convection Oven (Grocery) | 0 | 0%
Griddle (School) | 0 | 0%
Insulation - Pipe - 2.5" | 0 | 0%
Bonus - Insulation Bundle A | 0 | 0%
DHW Recirculation Controls | 0 | 0%
Bonus - Kitchen Bundle C (3 or more measures) | 0 | 0%
Griddle (Lodging) | 0 | 0%
Bonus - Radiant Bundle D (radiant & insulation) | 0 | 0%
Convection Oven (Restaurant) | 0 | 0%
Energy Saver Kit A | 0 | 0%
Convection Oven (School) | 0 | 0%
Griddle (Grocery) | 0 | 0%
Gas Conveyor Oven | 0 | 0%
Grand Total | 256494.44 | 100%

## Commercial 2025 Project Counts (hidden)
Commercial Projects 2025 YTD
(Do Not Modify) Financial | (Do Not Modify) Row Checksum | (Do Not Modify) Modified On | Project Description (Parent Project) (Project) | Zone (Parent Site) (Sites) | Quantity Description | Plan Measure Name | Quantity (numeric) | Sqft/kBtuh/gpm (numeric) | Column1
a6d21731-04e0-ef11-ac79-120914530379 | 3A/UwWJD0o0yw2Isygx5lp2PDrmlJNVuS5Ulpo+csODScDT5EuMJTFM9CDZs/QZT0Ui+QWga6q2Z0Mhe/W6Uxw== | 2025-02-14 17:39 | Attic & wall insulation bundle | Zone 3 | 1478 Attic sqft and 736 floor sqft | Insulation - Attic - Min R-38 | 1458 | 1458 | 1
[6 empty] | Insulation - Wall - Min R-20 | 736 | 736 | 1
c9cb0992-b7e4-ef11-ac79-120914530379 | b/HXAsVub2SV7qohCOSn+Fl+4afoQ+6w5M765Yz7kOs7OsYzAz7Wam6XizGpP0nRnepJFP0oWq5G27+buZJGog== | 2025-02-24 15:49 | Attic & wall insulation bundle | Zone 3 | 2520 attic sqft (tier 2), 150 sqft wall (tier 2) | Insulation - Attic - Min R-49 | 2520 | 2520 | 1
[6 empty] | Insulation - Wall - Min R-20 | 150 | 150 | 1
cc6e1df6-6ee5-ef11-ac79-120914530379 | IhxdVZHATySmnmQnfTdzjRchYuz7K4tPLkhSTSw6trRwPWXWRrTT8HZvTrItcNS3WcL9as5qisMNqRsDxWNQdA== | 2025-02-24 15:49 | Attic insulation | Zone 1 | 4435 sqft attic (tier 2) | Insulation - Attic - Min R-49 | 4435 | 4435 | 1
9ceb2356-0be0-ef11-ac79-120914530379 | szEKtG+RG0Vum36RfrypvCMX5LLIov0yNmJ4lGOuna4EpI2OVcswLjgMZSP22f/IHRYo404bbSIBzvBCNn31ow== | 2025-02-24 15:49 | Attic insulation | Zone 3 | 5195 attic sqft tier 2 | Insulation - Attic - Min R-49 | 5195 | 5195 | 1
6b149907-7be5-ef11-ac79-120914530379 | 5J0Xv8SZXK3s24dUq28lk6e3I9O96hyPAr7QxHULBR4tHKdO3kYoLQZp5JaIWzNniVRZSirGO9Cc2odIXTli7w== | 2025-03-06 15:16 | Attic insulation | Zone 1 | 2880 attic sqft tier 2 | Insulation - Attic - Min R-49 | 2880 | 2880 | 1
afd3d923-00f6-ef11-ac7a-120914530379 | LcGABYVIBcjPAPpSg4CniDwCaFMaxTedvvHz3pEwsz0euezydHKxMzrOGZE4yaZ1tDH/4bgH3T8aBkeNMj/4XA== | 2025-03-06 15:16 | Attic insulation - tier 1 | Zone 3 | 49446 attic sqft | Insulation - Attic - Min R-38 | 49446 | 49446 | 1
e7a24a10-06f6-ef11-ac7a-120914530379 | 3eaFl99P3+sscbjkkjHC1Krd9iGJ4vgQuNMJHPLblyMkvZKX3LXvPu5PvJiuPg0+sipz/zA4/ayW896/QUitnA== | 2025-03-25 14:50 | Attic insulation - tier 1 | Zone 3 | 49200 attic sqft | Insulation - Attic - Min R-38 | 49200 | 49200 | 1
177a5180-fc00-f011-ac7a-120914530379 | addTkUaI3GiYiMQg0EXA1IAGRX8Kxz1i39Uis52LhfjsnibYEnBzAfKY1BkhVJSA8NfzR6Bdqq6xoFQEgB5mIw== | 2025-04-07 13:19 | Attic insulation - tier 2 | Zone 1 | 1320 attic sqft | Insulation - Attic - Min R-49 | 1320 | 1320 | 1
2053285b-0001-f011-ac7a-120914530379 | bntEepm30UgPQq4Q4yS8wi8wmfTX6B/N2BPurU0s/1AKNog6NZykzD75SMxhYsNuveZuGpra4nvLrsz87QTfTA== | 2025-04-07 13:19 | Attic insulation - tier 2 | Zone 1 | 2577 attic sqft | Insulation - Attic - Min R-49 | 2577 | 2577 | 1
208464af-2e0b-f011-ac7b-120914530379 | hDYuavw3mMGgyoXvDfKajb27ShWbBiokn2QQ9+ymWXKwA7Sfu96tBhgiC9vGslTMXcoeCJL4SDIX8zjXV/IYLA== | 2025-04-17 15:20 | Attic insulation - tier 2 | Zone 3 | 6611 attic sqft | Insulation - Attic - Min R-49 | 6611 | 6611 | 1
f005e259-050c-f011-ac7b-120914530379 | Iy0jon7jTyZMPgYhTYdWfUvlEtY2Xr4uLSHoVwaQ0gDcB94eZX0inklGQefJfVjzFWOCcp8mdbPJ1VoOsEBoMw== | 2025-04-17 15:20 | Boiler bundle | Zone 3 | 2 (1500 kBtu) boilers | Boiler | 2 | 1500 | 2
7a202d47-0e0c-f011-ac7b-120914530379 | T+KeP0I1Kog0GJ5UGgcchA3CF4YhfroPjjSqdj82y8qV/X9FgXcBY9rwdYTjdK5e6ALB5zM7vDCOM/L/Mz2rPw== | 2025-04-17 15:20 | Boiler bundle | Zone 1 | 4 (2000 kbtu) boilers | Boiler | 4 | 2000 | 4
e57dd891-490b-f011-ac7b-120914530379 | 3oMss/ScNdMx37iAPUQqfdeIXRtX4qYztm9TFpATz4GNWZPvGnRX1YvK+thbMPk1a+YVEKhFw4RmuEFQX+tR6Q== | 2025-04-25 15:46 | Boiler bundle | Zone 3 | 2 (1500 kBtu) boilers | Boiler | 2 | 1500 | 2
4963fc52-ef0b-f011-ac7b-120914530379 | BzIc6SXdLs4yYc3FDEWVF1f+64I2+K3TiUI7BkmvFv5aFtiMq4jW9hhiFntlnZ6o+q/1YBPXT3kcp1Jr9ptfWg== | 2025-05-09 14:29 | Boiler bundle | Zone 3 | 2 (1000 kBtu) boilers | Boiler | 2 | 1000 | 2
cca14ad0-580e-f011-ac7b-120914530379 | UBjzwT9KZG6YJVNGO4GzKdzb536WlvlaILrv7bMDFYK+6zQ9pFbSAQSbwKJH5pbWkoxwZTOoSHaFWFwgVDDpUA== | 2025-05-09 14:29 | Boiler bundle | Zone 3 | 1250 kBtu boiler | Boiler | 1 | 1250 | 1
3fad3100-5f0e-f011-ac7b-120914530379 | t6gWhvl2IoOjSxKMHLmGN/qxbxE8EaDSZ4s/4DLXXPoqYZYMMxaiVOEq+E5oesBRPObhhN2108EB5hfuIf+elA== | 2025-05-09 14:29 | Boiler bundle & condensing HWHs | Zone 3 | 2 (1500) boilers, 4 (160 kBtu) DHW | Boiler | 2 | 1500 | 2
[6 empty] | Domestic Hot Water Tanks - Condensing | 4 | 160 | 4
3993ce59-3437-f011-ac7c-120914530379 | NUccT3ZXQhWj4q3uz00ivMn5kdfWhTKXfInWhORYR69LBU1NMMKYTxE8Ij/WZYTh6VU9xar1lZPHAyQUn0PP0g== | 2025-06-10 15:44 | Boiler bundle & condensing HWHs | Zone 1 | 2500 kBtu boiler, 800 kBtu DHW | Boiler | 1 | 2500 | 1
[6 empty] | Domestic Hot Water Tanks - Condensing | 1 | 800 | 1
792c736d-4a37-f011-ac7c-120914530379 | C+qY4q4Tb57sMuj3PugbxxeYhGW8MIcJG5oc4/gAWdeiVp2JVGL2LEx2qhZOC7yiUmFEC40VD+DoBB9wbv+H7w== | 2025-06-10 15:44 | Boiler bundle & condensing HWHs | Zone 3 | 3 (3999 kBtu) boilers, 3 (300 kBtu) DHW, 2 (199 kBtu) DHW | Boiler | 3 | 11997 | 3
[6 empty] | Domestic Hot Water Tanks - Condensing | 3 | 900 | 3
[6 empty] | Domestic Hot Water Tanks - Condensing | 2 | 398 | 2
9c042e7c-6f1c-f011-ac7b-120914530379 | oQeDXUTTwJg/J25hS1y8dThbv0Osb/iPT3dUp7wAArsZl+YY8QNvXkAtGvD/Tzgqg8+6XjVI+PfKGa6IDpoTNQ== | 2025-07-03 16:36 | Boilers | Zone 1 | 3 (2000 kBtu) boilers | Boiler | 3 | 6000 | 3
7d21aa3b-0238-f011-ac7c-120914530379 | sAN25mfMHlt5lUaHNqdf3fYiRuJzHw+7h9FWOaxhpEO0kXg2Z2WgpwX+ZU992s+38AuNSnsO9YsCyR08a3b0kg== | 2025-07-03 16:36 | Convection oven | Zone 1 | 1 oven | Convection Oven | 1 | 1 | 1
75e9e7cd-0838-f011-ac7c-120914530379 | DXbc0wBb9aPSq0zfHSAhnDAq8ypcyb41LLDKQ7nRcz2Dwj18hfzk47Q7/WuVkQxD+u1N1k5Z1k5rMi83uv74XA== | 2025-07-03 16:36 | Floor insulation | Zone 1 | 6730 sqft | Floor Insulation | 6730 | 6730 | 1
54a1b377-c63c-f011-ac7c-120914530379 | h1g589YIumKrwG0yke3GUOizyQ/BFU80I/u1Vn9I8gcGQ4mg6Aq1deY3MdpQXW1lj+9HSkF7pxrQ4xFLxqe5xw== | 2025-07-03 16:36 | Floor insulation | Zone 1 | 2080 sqft | Floor Insulation | 2080 | 2080 | 1
a3e0a268-4950-f011-ac7e-120914530379 | so4wDnuu0uiXAXGunl/2rtonZ8r1PB2s16HvkvpHhaNeMYkcYuLfBRC2pPofJO9CPB1ETl5RLsCD3cNS3pqppA== | 2025-07-03 16:36 | Gas furnace bundle | Zone 1 | 120 kBtu | Warm-Air Furnace | 1 | 120 | 1
9ce426c5-c152-f011-ac7e-120914530379 | rqqcGHuUZY6FEJ4/Vw4V8K+edcxJ8GVKWqhCTvtsuW4YIf2TFj3bzT7wNzlL1IobA/z1mhRyQ0gCHYFb/PEaGQ== | 2025-07-03 16:36 | Gas furnace bundle | Zone 3 | 57 kBtu | Warm-Air Furnace | 1 | 57 | 1
91ef52f1-cb52-f011-ac7e-120914530379 | jpgldE14A5gp+9CyrkA8PWZfr6/05IQ/ofOdignp69WCBSdS9NDuYehuORMl7jx8Rm7dVEWkHsSMhvHHyKZoLw== | 2025-07-03 16:36 | Gas furnace bundle | Zone 1 | 100 kBtu furnace | Warm-Air Furnace | 1 | 100 | 1
63e5292b-f155-f011-ac7e-120914530379 | 2ugxgOzCMvPlQda7VxXVnbNa4UhxJdYkjSoVoLlizJnHbm4wg9A+igLm6cKJXdPjatxKGVMMrnCORpq7xLeQBQ== | 2025-07-03 16:36 | Gas furnace bundle | Zone 1 | 60 kBtu furnace | Warm-Air Furnace | 1 | 60 | 1
720b5f3f-033c-f011-ac7c-120914530379 | RevvUjweBxJoSI1eP0m7d1141GbfFavCWeIUmjV0zb2sWdJiMjh04uj78OyP+1Nnxjam3UuIhA2w9EkMZdB+KQ== | 2025-07-03 16:36 | Insulation bundle | Zone 1 | 5831 sqft floor insulation | Floor Insulation | 5831 | 5831 | 1
e78d3ee6-3a3c-f011-ac7c-120914530379 | xPBlDsJsz8Vdz27Jt9IQC6GqFlS3cm8BPP3/zJ5GZPqSdEJRtDoGnRhYuHEedDridjr6R4aXUj5fJ58rs7Z84w== | 2025-07-21 15:12 | Insulation bundle | Zone 3 | 420 sqft attic (tier 1), 986 attic (tier 2), 1704 sqft wall | Insulation - Attic - Min R-38 | 420 | 420 | 1
[6 empty] | Insulation - Attic - Min R-49 | 986 | 986 | 1
[6 empty] | Insulation - Wall - Min R-20 | 1704 | 1704 | 1
b7caaae2-ca6b-f011-ac7f-120914530379 | 0AQ2cPgi6pTuhtfj7PIl6mI+8gHAYMX0uvAuGkOH3+Ls6ESn1ruyajV6fCScFJZsCHKarim8MHe/wN7RGw+d7Q== | 2025-08-22 16:54 | Locker Room ERV | Zone 1 | 1 (custom)
3deb2ed0-6774-f011-ac7f-120914530379 | 5Drybs1U/1Le2cfWIfSL+tsDM1HhjXaW+ViNuvRH8Q3XAtPqUv2Zzon6oG99huhB91395uX3jF/kYD1+Ez+XAA== | 2025-08-28 21:57 | Roof insulation - tier 1 | Zone 1 | 7100 attic sqft | Insulation - Attic - Min R-38 | 7100 | 7100 | 1
dca91707-8874-f011-ac7f-120914530379 | krd2EthrKJW4X7//dyLCORQsFX8+86k/LHF4pYMXxXSbH7FNxwiwDO8ukxifEboPxx71OEfx4cxrLIWI6GK+nw== | 2025-08-22 20:42 | Roof insulation - tier 2 | Zone 1 | 2400 sqft roof | Insulation - Attic - Min R-49 | 2400 | 2400 | 1
b058620a-2084-f011-ac80-120914530379 | MzbAHtpGU8MxX80tVqKg6mkAa4QORh86GUYss4yImEY/ZwBVpms8TZcmXD7SA898Cjdtf+dyHDC8kAW2L71XDw== | 2025-08-28 20:59 | Tankless HWH & Gas furnace | Zone 3 | 6 gpm tankless wh, 45 kbtu furnace | Tankless Water Heater | 1 | 6 | 1
[6 empty] | Warm-Air Furnace | 1 | 45 | 1
8ca256d0-2b84-f011-ac80-120914530379 | 7PL/H8dHBpCUwT6Fwm8ybN68sE6R2RiDtggyOKMAnsYogUgfJ/4LlMBX6kFYMmX1TAD8uOLgAHMwWZ+4tA04Uw== | 2025-08-28 20:59 | Wall insulation | Zone 3 | custom wall insulation (8010 sqft) | Insulation - Wall - Min R-20 | 8010 | 8010 | 1
8f30aafe-c47e-f011-ac7f-120914530379 | V0R0i8x21BSYimUKZxP7W6p8YsC1i5vu0JI8O8R2h7aknuiPLqNzc0HpOMkdpIW3Bkix5ldVzN4dHwANxjxsMw== | 2025-08-28 20:59 | Wall insulation - Tier 2 | Zone 1 | 440 sqft wall tier 2, 45 sqft wall tier 2 | Insulation - Wall - Min R-20 | 440 | 440 | 1
[6 empty] | Insulation - Wall - Min R-20 | 45 | 45 | 1
455d157f-3584-f011-ac80-120914530379 | whM77AgyV3EBVn1g0s9a3dghTaxvFOjYN4hOZoqzCT0mPRpKff8O3et3rRooegrklpusJybcbKWAK9BQ/1PBng== | 2025-08-28 23:59 | Wall insulation, gas furnace bundle, & windows - tier 1 | Zone 2 | 1,325 sqft wall insulation, 112 kBtu furnace, 583.13 sqft windows (tier 1) | Insulation - Wall - Min R-20 | 1325 | 1325 | 1
[6 empty] | Warm-Air Furnace | 1 | 112 | 1
[6 empty] | Windows | 583.13 | 583.132 | 1
37be8280-4784-f011-ac80-120914530379 | EwQhiQtaFIxNZGFuJp8jWW3Lr1PuOa6GwSJzMZARSE40DgCvcu/NQu28yacFwP/D2YEffByPFzwiDVG/4T915g== | 2025-08-28 23:54 | Windows - tier 1 | Zone 3 | 593 sqft windows | Windows | 593 | 593 | 1
c347407c-5b84-f011-ac80-120914530379 | SAmLNvql/zJ/TGM6bUc+qUndZLIK4ICE3KZnLyIRfevsUvLDa0FJLmeA+dV0iHCo5WBVuLcXBQBocKCFMiWrfA== | 2025-08-29 21:30 | Windows - tier 1 | Zone 3 | 239.33 sqft windows | Windows | 239.33 | 239.33 | 1
597bb442-3d84-f011-ac80-120914530379 | 9pPZgN/+4wnB0e4bHR9A3QzKJsA/G0dwk/dUayLl55BixleQY0aovW2BisRYeYuLMwzachtG/yMgNC0t5LL2Yw== | 2025-08-28 23:45 | Windows - tier 1 & 2 | Zone 3 | 187 sqft windows (tier 1), 115 sqft windows (tier 2) | Windows | 187 | 187 | 1
[6 empty] | Windows | 115 | 115 | 1

## Commercial 2024 Project Counts (hidden)
2024 C/I Rebates | Installed | Unit | Plan Measure Name
Insulation - Attic - Tier 1 | 33805 | sqft | Insulation - Attic - Min R-30
Insulation - Attic - Tier 2 | 15177 | sqft | Insulation - Attic - Min R-45
Insulation - Floor | 5424 | sqft | Floor Insulation
Insulation - Pipe - 1.5" | 1182 | sqft | Insulation - Pipe - 1.5"
Insulation - Roof - Tier 2 | 195060 | sqft | Insulation - Attic - Min R-45
Insulation - Wall - Tier 2 - Min R-19 | 20820 | sqft | Insulation - Wall - Min R-19
Windows - Tier 1 | 3851 | sqft | Windows
Convection Oven (Restaurant) | 2 | Oven | Convection Oven
Convection Oven (School) | 2 | Oven | Convection Oven
Boiler | 36340 | kBtu/hr input | Boiler
Warm-Air Furnace | 7003 | kBtu/hr input | Furnace
Domestic Hot Water Tanks - Condensing | 1397 | kBtu/hr input | Domestic Hot Water Tanks - Condensing
Radiant Heating | 400 | kBtu/hr input | Radiant Heating
Tankless Water Heater - Tier 2 | 192 | kBtu/hr input | Tankless Water Heater - Tier 2
Custom DDC Controls | 2 | Custom Project
DDC HVAC Control upgrades | 2 | Custom Project
Custom Heat Recovery | 10 | Custom Project | Boiler Steam Trap
Custom Other | 3 | Custom Project

## Tariff (hidden)
Table 1: Measure Offerings with Positive Participation Forecasted
Key | Measure | Description | Efficiency | 2022/2023 Rebate Amount | 2024/2025 Rebate Amount | 2022/2023 UCT | 2024/2025 UCT | 2022/2023 TRC | 2024/2025 TRC
Boiler_TE 94% (ENERGY STAR 1.0) | Boiler | High-Efficiency-Condensing Boiler | TE 94% (ENERGY STAR 1.0) | 10.25 | 10.25 | 2.3555 | 2.2301 | - | 0.82892
Boiler Steam Trap_Minimum 300 kBtu input and steam pressures at 7psig or greater | Boiler Steam Trap | Steam Trap fitted to Steam Boiler | Minimum 300 kBtu input and steam pressures at 7psig or greater | #N/A | #N/A | - | #N/A | - | #N/A
Bonus - Insulation Bundle A_Two Insulation Measures, min. 1000 sq. ft.+ | Bonus - Insulation Bundle A | Insulation Bundle A | Two Insulation Measures, min. 1000 sq. ft.+ | #N/A | #N/A | N/A | #N/A | - | #N/A
Bonus - Kitchen Bundle B (2 - measures)_Any 2 Kitchen equipment measures | Bonus - Kitchen Bundle B (2 - measures) | Foodservice Bundle B | Any 2 Kitchen equipment measures | #N/A | #N/A | N/A | #N/A | - | #N/A
Bonus - Kitchen Bundle C (3 or more measures)_Any 3 Kitchen equipment measures | Bonus - Kitchen Bundle C (3 or more measures) | Foodservice Bundle C | Any 3 Kitchen equipment measures | #N/A | #N/A | N/A | #N/A | - | #N/A
Convection Oven (Lodging)_>= 44% Cooking Efficiency,<= 13,000 Btu/hr Idle Rate | Convection Oven (Lodging) | Energy Star | >= 44% Cooking Efficiency,<= 13,000 Btu/hr Idle Rate | #N/A | #N/A | 1.1187 | #N/A | - | #N/A
DCV_Meet JUARC Guidelines for DCV RTUs in 5-20 ton | DCV | Demand Control Ventilation | Meet JUARC Guidelines for DCV RTUs in 5-20 ton | #N/A | #N/A | - | #N/A | - | #N/A
Domestic Hot Water Tanks - Condensing_Minimum 91% AFUE or 91% Thermal Efficiency | Domestic Hot Water Tanks - Condensing | Condensing Tank | Minimum 91% AFUE or 91% Thermal Efficiency | #N/A | #N/A | 1.2572 | #N/A | - | #N/A
Double Rack Oven_>=50% Cooking Efficiency, <=35,000 Btu/hr Idle Rate | Double Rack Oven | FSTC Qualified | >=50% Cooking Efficiency, <=35,000 Btu/hr Idle Rate | #N/A | #N/A | 1.4221 | #N/A | - | #N/A
HVAC Unit Heater - Condensing_Minimum 92% AFUE | HVAC Unit Heater - Condensing | High Efficiency Condensing | Minimum 92% AFUE | #N/A | #N/A | 1.6223 | #N/A | - | #N/A
Insulation - Attic - Min R-30_Minimum R-30 | Insulation - Attic - Min R-30 | Attic Insulation | Minimum R-30 | #N/A | #N/A | 2.595 | #N/A | - | #N/A
Insulation - Attic - Min R-45_Minimum R-45 | Insulation - Attic - Min R-45 | Attic Insulation | Minimum R-45 | #N/A | #N/A | 2.3563 | #N/A | - | #N/A
Insulation - Floor_Equal to or greater than R-30 Post and equal to or less than R-11 Pre | Insulation - Floor | Floor Insulation | Equal to or greater than R-30 Post and equal to or less than R-11 Pre | #N/A | #N/A | 1.1896 | #N/A | - | #N/A
Insulation - Pipe - 1.5"_Retrofit for T>140F<=200F | Insulation - Pipe - 1.5" | 1.5" Thick Pipe Insulation | Retrofit for T>140F<=200F | #N/A | #N/A | - | #N/A | - | #N/A
Insulation - Roof - Min R-30_Minimum R-30 | Insulation - Roof - Min R-30 | Roof Insulation | Minimum R-30 | #N/A | #N/A | 2.7805 | #N/A | - | #N/A
Insulation - Wall - Min R-19_Minimum R-19 | Insulation - Wall - Min R-19 | Wall Insulation | Minimum R-19 | #N/A | #N/A | 1.9911 | #N/A | - | #N/A
Radiant Heating_None | Radiant Heating | Direct-fired Radiant Heating | None | #N/A | #N/A | 1.7903 | #N/A | - | #N/A
Tankless Water Heater_Minimum .87 Energy Factor | Tankless Water Heater | Energy Star | Minimum .87 Energy Factor | #N/A | #N/A | 1.5037 | #N/A | - | #N/A
Tankless Water Heater - Tier 2_Minimum .93 Energy Factor | Tankless Water Heater - Tier 2 | Energy Star | Minimum .93 Energy Factor | #N/A | #N/A | 1.9345 | #N/A | - | #N/A
Warm-Air Furnace_Minimum 91% AFUE | Warm-Air Furnace | High-Efficiency Condensing Furnace | Minimum 91% AFUE | #N/A | #N/A | 1.6223 | #N/A | - | #N/A
Windows_0.3 or less U | Windows | Single pane to .30 or less (not LoadMAP's .50 to .22) per sq ft | 0.3 or less U | #N/A | #N/A | 2.7401 | #N/A | - | #N/A
| Total Portfolio |  |  |  |  | 1.7917 | #REF! | 1.9683 | #REF!
Table 2: Measure Offerings with Zero Participation Forecasted
Key | Measure | Description | Efficiency | 2022/2023 Rebate Amount | 2024/2025 Rebate Amount | 2022/2023 UCT | 2024/2025 UCT | 2022/2023 TRC | 2024/2025 TRC
Bonus - HVAC_ | Bonus - HVAC | HVAC Bonus |  | #N/A | #N/A | - | #N/A | - | #N/A
Bonus - Radiant Bundle D (radiant & insulation)_Any combination of radiant heating and insulation | Bonus - Radiant Bundle D (radiant & insulation) | Radiant Bundle D | Any combination of radiant heating and insulation | #N/A | #N/A | - | #N/A | - | #N/A
Convection Oven (Grocery)_>= 44% Cooking Efficiency,<= 13,000 Btu/hr Idle Rate | Convection Oven (Grocery) | Energy Star | >= 44% Cooking Efficiency,<= 13,000 Btu/hr Idle Rate | #N/A | #N/A | - | #N/A | - | #N/A
Convection Oven (Restaurant)_>= 44% Cooking Efficiency,<= 13,000 Btu/hr Idle Rate | Convection Oven (Restaurant) | Energy Star | >= 44% Cooking Efficiency,<= 13,000 Btu/hr Idle Rate | #N/A | #N/A | - | #N/A | - | #N/A
Convection Oven (School)_>= 44% Cooking Efficiency,<= 13,000 Btu/hr Idle Rate | Convection Oven (School) | Energy Star | >= 44% Cooking Efficiency,<= 13,000 Btu/hr Idle Rate | #N/A | #N/A | - | #N/A | - | #N/A
DHW Recirculation Controls_Add time clock or other schedule control for continuous operation DHW recirculation pump | DHW Recirculation Controls | Schedule Control for Continuous Operation DHW Recirculation Pump | Add time clock or other schedule control for continuous operation DHW recirculation pump | #N/A | #N/A | - | #N/A | - | #N/A
Energy Saver Kit A_PRSV <=1 gpm / Aerators <=.75 gpm | Energy Saver Kit A | Low Flow Kitchen Pre Rinse Spray Valve | PRSV <=1 gpm / Aerators <=.75 gpm | #N/A | #N/A | - | #N/A | - | #N/A
Gas Conveyor Oven_>=42% Baking Efficiency | Gas Conveyor Oven | FSTC Qualified Gas Fired Conveyor Oven | >=42% Baking Efficiency | #N/A | #N/A | - | #N/A | - | #N/A
Griddle (Grocery)_>=38% Cooking Efficiency,<= 2650 Btu/hr-sq ft Idle Rate | Griddle (Grocery) | Energy Star | >=38% Cooking Efficiency,<= 2650 Btu/hr-sq ft Idle Rate | #N/A | #N/A | - | #N/A | - | #N/A
Griddle (Lodging)_>=38% Cooking Efficiency,<= 2650 Btu/hr-sq ft Idle Rate | Griddle (Lodging) | Energy Star | >=38% Cooking Efficiency,<= 2650 Btu/hr-sq ft Idle Rate | #N/A | #N/A | - | #N/A | - | #N/A
Griddle (Restaurant)_>=38% Cooking Efficiency,<= 2650 Btu/hr-sq ft Idle Rate | Griddle (Restaurant) | Energy Star | >=38% Cooking Efficiency,<= 2650 Btu/hr-sq ft Idle Rate | #N/A | #N/A | - | #N/A | - | #N/A
Griddle (School)_>=38% Cooking Efficiency,<= 2650 Btu/hr-sq ft Idle Rate | Griddle (School) | Energy Star | >=38% Cooking Efficiency,<= 2650 Btu/hr-sq ft Idle Rate | #N/A | #N/A | - | #N/A | - | #N/A
Insulation - Pipe - 2.5"_Retrofit for T>200F | Insulation - Pipe - 2.5" | 2.5" Thick Pipe Insulation | Retrofit for T>200F | #N/A | #N/A | - | #N/A | - | #N/A
Ozone Injection Laundry_Minimum 125 lb Total Washer/Extractor Capacity and Pre Approved by CNG | Ozone Injection Laundry | Venturi Injection or Bubble Diffusion Ozone Injection Laundry | Minimum 125 lb Total Washer/Extractor Capacity and Pre Approved by CNG | #N/A | #N/A | - | #N/A | - | #N/A
Windows_0.27 or less U | Windows | Single pane to .27 or less (not LoadMAP's .50 to .22) per sq ft | 0.27 or less U | #N/A | #N/A | - | #N/A | - | #N/A
Windows_U-.22 or less | Windows | Single pane to .22 or less (not LoadMAP's .50 to .22) per sq ft | U-.22 or less | #N/A | #N/A | - | #N/A | - | #N/A
*Note: UCT value represents ratio IF there was 1 unit of participation for the measure.

## APP 2885
CASCADE NATURAL GAS CORPORATION
INTEGRATED RESOURCE PLAN
PORTFOLIO COST APPENDIX 1 TABLE H
45 YEAR RESOURCE SUMMARY COSTS - MELDED COST PER THERM
| YEAR | IRP ANNUAL PORTFOLIO COST PER THERM (PV)* | NOMINAL COST PER THERM | PV OF RESOURCE PORTFOLIO COST/THERM | NON ENERGY BENEFIT | PORTFOLIO COSTS WITH CONSERVATION CREDIT
2025 | 1 | 1.3704 | 1.3704 | 1.3704 | 10% | 1.5074
2026 | 2 | 1.4141 | 1.4595 | 2.8299 | 10% | 3.1129
2027 | 3 | 1.4813 | 1.5779 | 4.4078 | 10% | 4.8486
2028 | 4 | 1.5097 | 1.6598 | 6.0677 | 10% | 6.6744
2029 | 5 | 1.5091 | 1.7125 | 7.7802 | 10% | 8.5582
2030 | 6 | 1.4105 | 1.6521 | 9.4323 | 10% | 10.3755
2031 | 7 | 1.5184 | 1.8355 | 11.2678 | 10% | 12.3945
2032 | 8 | 1.5475 | 1.9308 | 13.1986 | 10% | 14.5184
2033 | 9 | 1.5627 | 2.0124 | 15.211 | 10% | 16.7321
2034 | 10 | 1.5727 | 2.0904 | 17.3014 | 10% | 19.0315
2035 | 11 | 1.5792 | 2.1664 | 19.4678 | 10% | 21.4146
2036 | 12 | 1.3653 | 1.9331 | 21.4008 | 10% | 23.5409
2037 | 13 | 1.2656 | 1.8495 | 23.2504 | 10% | 25.5754
2038 | 14 | 1.2715 | 1.9178 | 25.1682 | 10% | 27.685
2039 | 15 | 1.2857 | 2.0015 | 27.1697 | 10% | 29.8867
2040 | 16 | 1.2756 | 2.0496 | 29.2193 | 10% | 32.1412
2041 | 17 | 1.2325 | 2.0439 | 31.2632 | 10% | 34.3895
2042 | 18 | 1.1437 | 1.9576 | 33.2207 | 10% | 36.5428
2043 | 19 | 1.1408 | 2.0153 | 35.236 | 10% | 38.7596
2044 | 20 | 1.153 | 2.1024 | 37.3384 | 10% | 41.0723
2045 | 21 | 1.1507 | 2.1655 | 39.5039 | 10% | 43.4543
2046 | 22 | 1.1483 | 2.2303 | 41.7342 | 10% | 45.9076
2047 | 23 | 1.1461 | 2.2976 | 44.0318 | 10% | 48.435
2048 | 24 | 1.1445 | 2.368 | 46.3998 | 10% | 51.0398
2049 | 25 | 1.1434 | 2.4418 | 48.8416 | 10% | 53.7258
2050 | 26 | 1.1427 | 2.5188 | 51.3604 | 10% | 56.4964
2051 | 27 | 1.1423 | 2.5988 | 53.9591 | 10% | 59.355
2052 | 28 | 1.1421 | 2.6817 | 56.6408 | 10% | 62.3049
2053 | 29 | 1.1419 | 2.7675 | 59.4082 | 10% | 65.3491
2054 | 30 | 1.1419 | 2.8562 | 62.2645 | 10% | 68.4909
2055 | 31 | 1.1419 | 2.948 | 65.2125 | 10% | 71.7337
2056 | 32 | 1.142 | 3.0429 | 68.2554 | 10% | 75.0809
2057 | 33 | 1.1421 | 3.1411 | 71.3965 | 10% | 78.5361
2058 | 34 | 1.1423 | 3.2425 | 74.639 | 10% | 82.1029
2059 | 35 | 1.1426 | 3.3473 | 77.9863 | 10% | 85.7849
2060 | 36 | 1.1428 | 3.4555 | 81.4418 | 10% | 89.586
2061 | 37 | 1.1431 | 3.5673 | 85.0091 | 10% | 93.51
2062 | 38 | 1.1433 | 3.6828 | 88.6919 | 10% | 97.5611
2063 | 39 | 1.1436 | 3.802 | 92.4939 | 10% | 101.7433
2064 | 40 | 1.1439 | 3.9251 | 96.419 | 10% | 106.0609
2065 | 41 | 1.1442 | 4.0522 | 100.4712 | 10% | 110.5183
2066 | 42 | 1.1445 | 4.1835 | 104.6547 | 10% | 115.1202
2067 | 43 | 1.1448 | 4.3191 | 108.9738 | 10% | 119.8712
2068 | 44 | 1.1452 | 4.4591 | 113.4329 | 10% | 124.7762
2069 | 45 | 1.1455 | 4.6037 | 118.0367 | 10% | 129.8403
2070 | 46 | 1.1459 | 4.7531 | 122.7897 | 10% | 135.0687
Cascade's Long Term Real Discount Rate: |  |  |  | 6.09%
|  | IRP Discount Rate = |  | 6.09%
|  | Revised Discount Rate= |  | 6.09%
|  | Years 21-45 Escalation = |  | 3% | (EIA Inflation Rate)

## All TRC 2022 Measure Data (hidden)
Measure Selector | Measure Code | Program | Energy Type | Category | Sub Category 1 | Measure Description | Measure Life | Effective From | Effective To | Efficiency Type for Qualification | Therm Savings Per Unit | Incentive Per Unit | Unit | Notes | Installer/Trade Ally | Install Date | Existing Meas Model Number | AFUE Eff | Base Equip Descr | R-Value Base | R-Value Installed | Current Units | Cost Total | Current Savings thm | Current Inc Total | Payee Company (Parent Project) (Project) | BD Lead (Parent Project) (Project) | Parent Project | Parent Site | Address 1 (Parent Site) (Sites) | City (Parent Site) (Sites) | Zip (Parent Site) (Sites) | County (Parent Site) (Sites) | District (Parent Site) (Sites) | Zone (Parent Site) (Sites) | End Date (Parent Project) (Project) | Revenue Code (Parent Site) (Sites) | Project Status (Parent Project) (Project) | Incremental Cost
Bonus - Insulation Bundle A | COMINSBNDL-7-17 | COM Both | thm | Bonus A - Insulation | Bonus A - Insulation | Insulation Bundle A | 0 |  |  | Two Insulation Measures, min. 1000 sq. ft.+ |  | 500 | /unit |  | Smith Insulation, Inc. | 44985 |  |  |  |  | 30 | 1 | 0 | 0 | 500 | Kirk Alden Plumbing | Todd Blackman | 008622-C-Kirk Alden Plumbing | Kirk Alden Plumbing | 1392 W Pine St | Walla Walla | 99362 | Walla Walla | Walla Walla | Zone 3 | 45072.125 | 504 | 7-Completed | 0 | 0
Bonus - Insulation Bundle A | COMINSBNDL-7-17 | COM Both | thm | Bonus A - Insulation | Bonus A - Insulation | Insulation Bundle A | 0 |  |  | Two Insulation Measures, min. 1000 sq. ft.+ |  | 500 | /unit |  | Superior Insulation Products | 45030 |  |  |  | 0 | 49 | 1 | 0 | 0 | 500 | Ironwood Manufacturing Company | Brian Farnsworth | 008624-C-Ironwood Manufacturi | Ironwood Manufacturing Company | 6405 172ND ST NE # A | Arlington | 98223 | Snohomish | Mount Vernon | Zone 1 | 45072.125 | 504 | 7-Completed | 0 | 0
Bonus - Insulation Bundle A | COMINSBNDL-7-17 | COM Both | thm | Bonus A - Insulation | Bonus A - Insulation | Insulation Bundle A | 0 |  |  | Two Insulation Measures, min. 1000 sq. ft.+ |  | 500 | /unit |  | Smith Insulation, Inc. | 44875 | [5 empty] | 1 | 0 | 0 | 500 | Valley Church | Todd Blackman | 008598-C-ABUNDANT LIFE TABERN | ABUNDANT LIFE TABERNACLE | 1625 E ALDER ST | Walla Walla | 99362-2655 | Walla Walla | Walla Walla | Zone 3 | 45016.125 | 504 | 7-Completed | 0 | 0
Bonus - Kitchen Bundle B (2 - measures) | COMFSBNDLA2-19-19 | COM Standard | thm | Bonus B - Kitchen | Bonus B - Kitchen | Foodservice Bundle B | 0 | 43515 |  | Any 2 Kitchen equipment measures |  | 300 | /unit | POST 2-19-19 | Self | 44970 | Southbend SLGS/22SC |  |  |  |  | 1 | 0 | 0 | 300 | Food Service Equipment | Bradey Day | 008602-C-MASON CO SENIOR ACTI | MASON CO SENIOR ACTIVITY ASSOCIATION CENTER | 190 W SENTRY DR | Shelton | 98584 | Mason | Aberdeen | Zone 2 | 45048.125 | 504 | 7-Completed | 0 | 0
Bonus - Kitchen Bundle C (3 or more measures) | COMFSBNDLB2-19-19 | COM Standard | thm | Bonus C - Kitchen | Bonus C - Kitchen | Foodservice Bundle C | 0 | 43515 |  | Any 3 Kitchen equipment measures |  | 500 | /unit | POST 2-19-19 | Self | 44724 | Baxter OV500G2-EE |  |  |  |  | 1 | 0 | 0 | 500 | Washington State Department of Corrections | Bradey Day | 008606-C-STAFFORD CREEK CORRE | STAFFORD CREEK CORRECTION FAC. | 791 SR 105 | Aberdeen | 98520 | Grays Harbor | Aberdeen | Zone 2 | 45048.125 | 511 | 7-Completed | 0 | 0
Bonus - Radiant Bundle E (radiant & insulation) | COMRADNTBNDL | COM Standard | thm | Bonus E - Radiant | Bonus E - Radiant | Radiant Bundle E | 0 | 44652 |  | Any combination of radiant heating and insulation |  | 0 | /unit |  | Environmental Insulation & Contracting LLC | 44907 | [5 empty] | 1 | 0 | 0 | 4350 | Sedron Technologies | Brian Farnsworth | 008579-C-Sedron Technologies | Sedron Technologies | 500 Metcalf St Ste A2 | Sedro Woolley | 98284 | Skagit | Mount Vernon | Zone 1 | 44957.125 | 504 | 7-Completed | 0 | 0
Domestic Hot Water Tanks - Condensing | COMDHWTSCT-4-1-22 | COM Standard | thm | Water Heaters | Domestic Hot Water | Condensing Tank | 10 | 44652 |  | Minimum 91% AFUE or 91% Thermal Efficiency | 3.7987 | 3 | /kBtu/hr in | EFF 4-1-22 | Keller Supply Company | 44742 | Conquest 100L 130A-GCML | 95 | Less than 80% |  |  | 1000 | 42594.42 | 3798.7 | 3000 | Washington State Department of Corrections | Bradey Day | 008617-C-STAFFORD CREEK CORRE | STAFFORD CREEK CORRECTION FAC. | 791 SR 105 | Aberdeen | 98520 | Grays Harbor | Aberdeen | Zone 2 | 45055.125 | 511 | 7-Completed | 0 | 0
Domestic Hot Water Tanks - Condensing | COMDHWTSCT-4-1-22 | COM Standard | thm | Water Heaters | Domestic Hot Water | Condensing Tank | 10 | 44652 |  | Minimum 91% AFUE or 91% Thermal Efficiency | 3.7987 | 3 | /kBtu/hr in | EFF 4-1-22 | Fowler General Construction | 44788 | Triton GHE100SS-200 | 97 |  |  |  | 199.9 | 80000 | 759.36 | 599.7 | Prosser School District No. 116 | Robert Cuti | 008609-C-PROSSER SCHOOL DIST | PROSSER SCHOOL DIST | 832 PARK AVE | Prosser | 99350-1264 | Benton | Yakima | Zone 3 | 45048.125 | 504 | 7-Completed | 0 | 0.00013
Domestic Hot Water Tanks - Condensing | COMDHWTSCT-4-1-22 | COM Standard | thm | Water Heaters | Domestic Hot Water | Condensing Tank | 10 | 44652 |  | Minimum 91% AFUE or 91% Thermal Efficiency | 3.7987 | 3 | /kBtu/hr in | EFF 4-1-22 | Fowler General Construction | 44788 | Triton GHE100SS-250 | 96 |  |  |  | 250 | 80000 | 949.68 | 750 | Prosser School District No. 116 | Robert Cuti | 008609-C-PROSSER SCHOOL DIST | PROSSER SCHOOL DIST | 832 PARK AVE | Prosser | 99350-1264 | Benton | Yakima | Zone 3 | 45048.125 | 504 | 7-Completed | 0 | -0.005
Domestic Hot Water Tanks - Condensing | COMDHWTSCT-4-1-22 | COM Standard | thm | Water Heaters | Domestic Hot Water | Condensing Tank | 10 | 44652 |  | Minimum 91% AFUE or 91% Thermal Efficiency | 3.7987 | 3 | /kBtu/hr in | EFF 4-1-22 | Fowler General Construction | 44788 | Triton GHE100SS-200 | 97 |  |  |  | 199.9 | 100000 | 759.36 | 599.7 | Prosser School District No. 116 | Robert Cuti | 008610-C-PROSSER HEIGHTS ELEM | PROSSER HEIGHTS ELEMENTARY | 2008 MILLER AVE | Prosser | 99350 | Benton | Yakima | Zone 3 | 45048.125 | 504 | 7-Completed | 0 | 0.00013
Domestic Hot Water Tanks - Condensing | COMDHWTSCT-4-1-22 | COM Standard | thm | Water Heaters | Domestic Hot Water | Condensing Tank | 10 | 44652 |  | Minimum 91% AFUE or 91% Thermal Efficiency | 3.7987 | 3 | /kBtu/hr in | EFF 4-1-22 | Fowler General Construction | 44788 | Triton GHE100SS-250 | 96 |  |  |  | 250 | 100000 | 949.68 | 750 | Prosser School District No. 116 | Robert Cuti | 008610-C-PROSSER HEIGHTS ELEM | PROSSER HEIGHTS ELEMENTARY | 2008 MILLER AVE | Prosser | 99350 | Benton | Yakima | Zone 3 | 45048.125 | 504 | 7-Completed | 0 | -0.005
Domestic Hot Water Tanks - Condensing | COMDHWTSCT-4-1-22 | COM Standard | thm | Water Heaters | Domestic Hot Water | Condensing Tank | 10 | 44652 |  | Minimum 91% AFUE or 91% Thermal Efficiency | 3.7987 | 3 | /kBtu/hr in | EFF 4-1-22 | FORMA Construction | 45031 | BW EF-60T-150E | 93 |  |  |  | 150 | 63600 | 569.81 | 450 | Kelso School District No 458 | Robert Cuti | 008629-C-KELSO SCHOOL DISTRIC | KELSO SCHOOL DISTRICT #458 | 500 REDPATH ST | Kelso | 98626-3737 | Cowlitz | Longview | Zone 2 | 45121.25 | 504 | 7-Completed | 0 | -0.005
Domestic Hot Water Tanks - Condensing | COMDHWTSCT-4-1-22 | COM Standard | thm | Water Heaters | Domestic Hot Water | Condensing Tank | 10 | 44652 |  | Minimum 91% AFUE or 91% Thermal Efficiency | 3.7987 | 3 | /kBtu/hr in | EFF 4-1-22 | FORMA Construction | 45031 | BW EF-60T-150E | 93 |  |  |  | 150 | 63600 | 569.81 | 450 | Kelso School District No 458 | Robert Cuti | 008629-C-KELSO SCHOOL DISTRIC | KELSO SCHOOL DISTRICT #458 | 500 REDPATH ST | Kelso | 98626-3737 | Cowlitz | Longview | Zone 2 | 45121.25 | 504 | 7-Completed | 0 | -0.005
Domestic Hot Water Tanks - Condensing | COMDHWTSCT-4-1-22 | COM Standard | thm | Water Heaters | Domestic Hot Water | Condensing Tank | 10 | 44652 |  | Minimum 91% AFUE or 91% Thermal Efficiency | 3.7987 | 3 | /kBtu/hr in | EFF 4-1-22 | FORMA Construction | 45031 | BW EF-100T-300E | 92 |  |  |  | 300 | 63600 | 1139.61 | 900 | Kelso School District No 458 | Robert Cuti | 008629-C-KELSO SCHOOL DISTRIC | KELSO SCHOOL DISTRICT #458 | 500 REDPATH ST | Kelso | 98626-3737 | Cowlitz | Longview | Zone 2 | 45121.25 | 504 | 7-Completed | 0 | 0
Domestic Hot Water Tanks - Condensing | COMDHWTSCT-4-1-22 | COM Standard | thm | Water Heaters | Domestic Hot Water | Condensing Tank | 10 | 44652 |  | Minimum 91% AFUE or 91% Thermal Efficiency | 3.7987 | 3 | /kBtu/hr in | EFF 4-1-22 | Silverline, LLC | 44773 | Lochinvar AWH0400NPM | 99 | Less than 80% |  |  | 399 | 10516 | 1515.68 | 1197 | The Alegre LLC | Todd Blackman | 008588-C-The Alegre LLC | The Alegre LLC | 1520 N OREGON AVE | Pasco | 99301-4256 | Franklin | Kennewick | Zone 3 | 45003.125 | 504 | 7-Completed | 0 | 0.0013
Domestic Hot Water Tanks - Condensing | COMDHWTSCT-4-1-22 | COM Standard | thm | Water Heaters | Domestic Hot Water | Condensing Tank | 10 | 44652 |  | Minimum 91% AFUE or 91% Thermal Efficiency | 3.7987 | 3 | /kBtu/hr in | EFF 4-1-22 | Silverline, LLC | 44773 | Lochinvar AWH0400NPM | 99 | Less than 80% |  |  | 399 | 10516 | 1515.68 | 1197 | The Alegre LLC | Todd Blackman | 008588-C-The Alegre LLC | The Alegre LLC | 1520 N OREGON AVE | Pasco | 99301-4256 | Franklin | Kennewick | Zone 3 | 45003.125 | 504 | 7-Completed | 0 | 0.0013
Domestic Hot Water Tanks - Condensing | COMDHWTSCT-4-1-22 | COM Standard | thm | Water Heaters | Domestic Hot Water | Condensing Tank | 10 | 44652 |  | Minimum 91% AFUE or 91% Thermal Efficiency | 3.7987 | 3 | /kBtu/hr in | EFF 4-1-22 | Columbia Basin Plumbing | 44773 | Rheem GHE100SU-200 | 97 | Less than 80% |  |  | 200 | 12000 | 759.74 | 600 | CV The Franklin LLC | Todd Blackman | 008589-C-Richland Investment | Richland Investment Group LLC | 1515 GEORGE WASHINGTON WAY | Richland | 99354-2602 | Benton | Kennewick | Zone 3 | 45003.25 | 504 | 7-Completed | 0 | 0
Domestic Hot Water Tanks - Condensing | COMDHWTSCT-4-1-22 | COM Standard | thm | Water Heaters | Domestic Hot Water | Condensing Tank | 10 | 44652 |  | Minimum 91% AFUE or 91% Thermal Efficiency | 3.7987 | 3 | /kBtu/hr in | EFF 4-1-22 | Columbia Basin Plumbing | 44773 | Rheem GHE100SU-200 | 97 | Less than 80% |  |  | 200 | 12000 | 759.74 | 600 | CV The Franklin LLC | Todd Blackman | 008589-C-Richland Investment | Richland Investment Group LLC | 1515 GEORGE WASHINGTON WAY | Richland | 99354-2602 | Benton | Kennewick | Zone 3 | 45003.25 | 504 | 7-Completed | 0 | 0
Domestic Hot Water Tanks - Condensing | COMDHWTSCT-4-1-22 | COM Standard | thm | Water Heaters | Domestic Hot Water | Condensing Tank | 10 | 44652 |  | Minimum 91% AFUE or 91% Thermal Efficiency | 3.7987 | 3 | /kBtu/hr in | EFF 4-1-22 | Columbia Basin Plumbing | 44773 | Rheem GHE100SU-200 | 97 | Less than 80% |  |  | 200 | 12000 | 759.74 | 600 | CV The Franklin LLC | Todd Blackman | 008589-C-Richland Investment | Richland Investment Group LLC | 1515 GEORGE WASHINGTON WAY | Richland | 99354-2602 | Benton | Kennewick | Zone 3 | 45003.25 | 504 | 7-Completed | 0 | 0
Domestic Hot Water Tanks - Condensing | COMDHWTSCT-4-1-22 | COM Standard | thm | Water Heaters | Domestic Hot Water | Condensing Tank | 10 | 44652 |  | Minimum 91% AFUE or 91% Thermal Efficiency | 3.7987 | 3 | /kBtu/hr in | EFF 4-1-22 | Columbia Basin Plumbing | 44773 | Rheem GHE100SU-200 | 97 | Less than 80% |  |  | 200 | 12000 | 759.74 | 600 | CV The Franklin LLC | Todd Blackman | 008589-C-Richland Investment | Richland Investment Group LLC | 1515 GEORGE WASHINGTON WAY | Richland | 99354-2602 | Benton | Kennewick | Zone 3 | 45003.25 | 504 | 7-Completed | 0 | 0
Domestic Hot Water Tanks - Condensing | COMDHWTSCT-4-1-22 | COM Standard | thm | Water Heaters | Domestic Hot Water | Condensing Tank | 10 | 44652 |  | Minimum 91% AFUE or 91% Thermal Efficiency | 3.7987 | 3 | /kBtu/hr in | EFF 4-1-22 | Consolidated Supply | 44957 | AO Smith BTH-199 | 95 |  |  |  | 199.9 | 8138 | 759.36 | 599.7 | Pasco School District No 1 | Robert Cuti | 008592-C-Pasco School Distric | Pasco School District | 3410 N Stearman Ave | Pasco | 99301 | Franklin | Kennewick | Zone 3 | 45003.125 | 504 | 7-Completed | 0 | 0.00013
Convection Oven (Lodging) | COMFSOVENLODGE2-19-19 | COM Standard | thm | Ovens | Food Service | Energy Star | 12 | 43515 |  | >= 44% Cooking Efficiency,<= 13,000 Btu/hr Idle Rate | 219 | 800 | /oven | POST 2-19-19 | Self | 44970 | Southbend SLGS/22SC |  |  |  |  | 1 | 4795 | 219 | 800 | Food Service Equipment | Bradey Day | 008602-C-MASON CO SENIOR ACTI | MASON CO SENIOR ACTIVITY ASSOCIATION CENTER | 190 W SENTRY DR | Shelton | 98584 | Mason | Aberdeen | Zone 2 | 45048.125 | 504 | 7-Completed | 0 | 0
Convection Oven (Lodging) | COMFSOVENLODGE2-19-19 | COM Standard | thm | Ovens | Food Service | Energy Star | 12 | 43515 |  | >= 44% Cooking Efficiency,<= 13,000 Btu/hr Idle Rate | 219 | 800 | /oven | POST 2-19-19 | Self | 44970 | Southbend SLGS/22SC |  |  |  |  | 1 | 4795 | 219 | 800 | Food Service Equipment | Bradey Day | 008602-C-MASON CO SENIOR ACTI | MASON CO SENIOR ACTIVITY ASSOCIATION CENTER | 190 W SENTRY DR | Shelton | 98584 | Mason | Aberdeen | Zone 2 | 45048.125 | 504 | 7-Completed | 0 | 0
Double Rack Oven | COMFSDOVEN2-19-19 | COM Standard | thm | Ovens | Food Service | FSTC Qualified | 12 | 43515 |  | >=50% Cooking Efficiency, <=35,000 Btu/hr Idle Rate | 1806 | 2500 | /unit | POST 2-19-19 | Self | 44724 | Baxter OV500G2-EE |  |  |  |  | 1 | 41949 | 1806 | 2500 | Washington State Department of Corrections | Bradey Day | 008606-C-STAFFORD CREEK CORRE | STAFFORD CREEK CORRECTION FAC. | 791 SR 105 | Aberdeen | 98520 | Grays Harbor | Aberdeen | Zone 2 | 45048.125 | 511 | 7-Completed | 0 | 0
Double Rack Oven | COMFSDOVEN2-19-19 | COM Standard | thm | Ovens | Food Service | FSTC Qualified | 12 | 43515 |  | >=50% Cooking Efficiency, <=35,000 Btu/hr Idle Rate | 1806 | 2500 | /unit | POST 2-19-19 | Self | 44724 | Baxter OV500G2-EE |  |  |  |  | 1 | 41949 | 1806 | 2500 | Washington State Department of Corrections | Bradey Day | 008606-C-STAFFORD CREEK CORRE | STAFFORD CREEK CORRECTION FAC. | 791 SR 105 | Aberdeen | 98520 | Grays Harbor | Aberdeen | Zone 2 | 45048.125 | 511 | 7-Completed | 0 | 0
Double Rack Oven | COMFSDOVEN2-19-19 | COM Standard | thm | Ovens | Food Service | FSTC Qualified | 12 | 43515 |  | >=50% Cooking Efficiency, <=35,000 Btu/hr Idle Rate | 1806 | 2500 | /unit | POST 2-19-19 | Self | 44724 | Baxter OV500G2-EE |  |  |  |  | 1 | 41949 | 1806 | 2500 | Washington State Department of Corrections | Bradey Day | 008606-C-STAFFORD CREEK CORRE | STAFFORD CREEK CORRECTION FAC. | 791 SR 105 | Aberdeen | 98520 | Grays Harbor | Aberdeen | Zone 2 | 45048.125 | 511 | 7-Completed | 0 | 0
Custom DDC Controls | COMCUSTDDC | COM Custom | thm | Custom DDC Controls | Custom | HVAC Control Upgrades | 12 |  |  |  | 0 | 0 | /unit |  | ATS Automation, Inc. | 44938 | [5 empty] | 1 | 267570 | 26000 | 43680 | City of Sedro-Woolley School District No.101 | Robert Cuti | 008586-C-SEDRO-WOOLLEY SCH DI | SEDRO-WOOLLEY SCH DIST 101 | 1235 3rd St | Sedro Woolley | 98284 | Skagit | Mount Vernon | Zone 1 | 44967 | 511 | 7-Completed | 0 | -26000
Custom Other | COMCUSTOTH | COM Custom | thm | Custom Other | Custom | Coffee roaster | 15 |  |  |  | 0 | 0 | /unit |  | Self | 44985 | Loring S70 |  |  |  |  | 1 | 229000 | 12600 | 42840 | Tony's Coffees & Teas, Inc | Robert Cuti | 008607-C-TONY'S COFFEE AND TE | TONY'S COFFEE AND TEA INC | 2033 DIVISION ST | Bellingham | 98226-8058 | Whatcom | Bellingham | Zone 1 | 45044.125 | 504 | 7-Completed | 229000 | -12600
Warm-Air Furnace | COMFURNACE2-19-19 | COM Standard | thm | Furnaces | Furnaces | High-Efficiency Condensing Furnace | 18 | 43515 |  | Minimum 91% AFUE | 1.1 | 5 | /kBtu/hr in | POST 2-19-19 | Vance Heating and AC Inc | 45026 | Goodman GM9C960603BN | 96.1 |  |  |  | 60 | 13782.11 | 66 | 300 | Vance Heating and AC Inc | Bradey Day | 008621-C-Realty One Group Tra | Realty One Group Traditions | 1023 S 32nd Ave | Yakima | 98902 | Yakima | Yakima | Zone 3 | 45063.25 | 504 | 7-Completed | 0 | 0
Warm-Air Furnace | COMFURNACE2-19-19 | COM Standard | thm | Furnaces | Furnaces | High-Efficiency Condensing Furnace | 18 | 43515 |  | Minimum 91% AFUE | 1.1 | 5 | /kBtu/hr in | POST 2-19-19 | All Seasons Heating and AC | 45016 | Carrier 59SC5B120E24 | 96.1 | gas furnace <90% |  |  | 120 | 5607.5 | 132 | 600 | Temple Shalom | Bradey Day | 008623-C-TEMPLE SHALOM | TEMPLE SHALOM | 1517 BROWNE AVE | Yakima | 98902-3009 | Yakima | Yakima | Zone 3 | 45072.125 | 504 | 7-Completed | 0 | 0
Warm-Air Furnace | COMFURNACE2-19-19 | COM Standard | thm | Furnaces | Furnaces | High-Efficiency Condensing Furnace | 18 | 43515 |  | Minimum 91% AFUE | 1.1 | 5 | /kBtu/hr in | POST 2-19-19 | Robbins Air, Inc | 44960 | AS S9X1B060U4PSBAB | 96 |  |  |  | 60 | 5753.01 | 66 | 300 | United Christian Church | Bradey Day | 008611-C-UNITED CHRISTIAN CHU | UNITED CHRISTIAN CHURCH | 300 W 1ST ST | Aberdeen | 98520 | Grays Harbor | Aberdeen | Zone 2 | 45048.125 | 504 | 7-Completed | 0 | 0
Warm-Air Furnace | COMFURNACE2-19-19 | COM Standard | thm | Furnaces | Furnaces | High-Efficiency Condensing Furnace | 18 | 43515 |  | Minimum 91% AFUE | 1.1 | 5 | /kBtu/hr in | POST 2-19-19 | Robbins Air, Inc | 44985 | Carrier 59SC5B080E211120 | 96.5 |  |  |  | 80 | 6000 | 88 | 400 | Hoquiam Lodge #1082 BPOE | Bradey Day | 008612-C-HOQUIAM ELKS LODGE # | HOQUIAM ELKS LODGE #1082 | 624 K ST | Hoquiam | 98550-3536 | Grays Harbor | Aberdeen | Zone 2 | 45048.25 | 504 | 7-Completed | 0 | 0
Warm-Air Furnace | COMFURNACE2-19-19 | COM Standard | thm | Furnaces | Furnaces | High-Efficiency Condensing Furnace | 18 | 43515 |  | Minimum 91% AFUE | 1.1 | 5 | /kBtu/hr in | POST 2-19-19 | Robbins Air, Inc | 44985 | Carrier 59SC5B120E241122 | 96.1 |  |  |  | 120 | 6734.77 | 132 | 600 | Hoquiam Lodge #1082 BPOE | Bradey Day | 008612-C-HOQUIAM ELKS LODGE # | HOQUIAM ELKS LODGE #1082 | 624 K ST | Hoquiam | 98550-3536 | Grays Harbor | Aberdeen | Zone 2 | 45048.25 | 504 | 7-Completed | 0 | 0
Warm-Air Furnace | COMFURNACE2-19-19 | COM Standard | thm | Furnaces | Furnaces | High-Efficiency Condensing Furnace | 18 | 43515 |  | Minimum 91% AFUE | 1.1 | 5 | /kBtu/hr in | POST 2-19-19 | Grassi Refrigeration Sales & Service | 44731 | Carrier 59SC5S100E21 | 96.3 | Less than 80% |  |  | 100 | 10805.5 | 110 | 500 | Whitman College | Todd Blackman | 008614-C-WHITMAN COLLEGE MUSI | WHITMAN COLLEGE MUSIC CENTER | 137 S PARK ST | Walla Walla | 99362-2036 | Walla Walla | Walla Walla | Zone 3 | 45052.125 | 504 | 7-Completed | 0 | 0
Warm-Air Furnace | COMFURNACE2-19-19 | COM Standard | thm | Furnaces | Furnaces | High-Efficiency Condensing Furnace | 18 | 43515 |  | Minimum 91% AFUE | 1.1 | 5 | /kBtu/hr in | POST 2-19-19 | Grassi Refrigeration Sales & Service | 44731 | Carrier 59SC5S100E21 | 96.3 | Less than 80% |  |  | 100 | 10805.5 | 110 | 500 | Whitman College | Todd Blackman | 008614-C-WHITMAN COLLEGE MUSI | WHITMAN COLLEGE MUSIC CENTER | 137 S PARK ST | Walla Walla | 99362-2036 | Walla Walla | Walla Walla | Zone 3 | 45052.125 | 504 | 7-Completed | 0 | 0
Tankless Water Heater | COMTANKLESST12-19-19 | COM Standard | thm | Water Heaters | Domestic Hot Water | Energy Star | 18 | 43515 |  | Minimum .87 Energy Factor | 22 | 120 | /gpm | POST 2-19-19 | Dan Townley Plumbing | 44620 | Rennai RU160i | 92 | Less than 80% |  |  | 4.8 | 1827.54 | 105.6 | 576 | Nameless Performance, Inc. | Glen Whitehead | 008615-C-Nameless Performance | Nameless Performance Inc | 1061 DALE ST | Woodland | 98674-9435 | Cowlitz | Longview | Zone 2 | 45063.125 | 504 | 7-Completed | 0 | 0
Radiant Heating | COMRADIANT2-19-19 | COM Standard | thm | Radiant Heaters | Radiant Heating | Direct-fired Radiant Heating | 18 | 43515 |  | None | 4.33 | 15 | /kBtu/hr in | POST 2-19-19 | J & M Contractor Services Inc | 44925 | Dayton 7AR80 |  |  |  |  | 150 | 3041.04 | 649.5 | 2250 | Nameless Performance, Inc. | Glen Whitehead | 008615-C-Nameless Performance | Nameless Performance Inc | 1061 DALE ST | Woodland | 98674-9435 | Cowlitz | Longview | Zone 2 | 45063.125 | 504 | 7-Completed | 0 | 0
Radiant Heating | COMRADIANT2-19-19 | COM Standard | thm | Radiant Heaters | Radiant Heating | Direct-fired Radiant Heating | 18 | 43515 |  | None | 4.33 | 15 | /kBtu/hr in | POST 2-19-19 | J & M Contractor Services Inc | 44925 | Dayton 3E133 |  |  |  |  | 60 | 1610.45 | 259.8 | 900 | Nameless Performance, Inc. | Glen Whitehead | 008615-C-Nameless Performance | Nameless Performance Inc | 1061 DALE ST | Woodland | 98674-9435 | Cowlitz | Longview | Zone 2 | 45063.125 | 504 | 7-Completed | 0 | 0
Radiant Heating | COMRADIANT2-19-19 | COM Standard | thm | Radiant Heaters | Radiant Heating | Direct-fired Radiant Heating | 18 | 43515 |  | None | 4.33 | 15 | /kBtu/hr in | POST 2-19-19 | J & M Contractor Services Inc | 44925 | Dayton 3E133 |  |  |  |  | 60 | 1610.45 | 259.8 | 900 | Nameless Performance, Inc. | Glen Whitehead | 008615-C-Nameless Performance | Nameless Performance Inc | 1061 DALE ST | Woodland | 98674-9435 | Cowlitz | Longview | Zone 2 | 45063.125 | 504 | 7-Completed | 0 | 0
Radiant Heating | COMRADIANT2-19-19 | COM Standard | thm | Radiant Heaters | Radiant Heating | Direct-fired Radiant Heating | 18 | 43515 |  | None | 4.33 | 15 | /kBtu/hr in | POST 2-19-19 | J & M Contractor Services Inc | 44925 | Dayton 3E133 |  |  |  |  | 60 | 1610.45 | 259.8 | 900 | Nameless Performance, Inc. | Glen Whitehead | 008615-C-Nameless Performance | Nameless Performance Inc | 1061 DALE ST | Woodland | 98674-9435 | Cowlitz | Longview | Zone 2 | 45063.125 | 504 | 7-Completed | 0 | 0
Warm-Air Furnace | COMFURNACE2-19-19 | COM Standard | thm | Furnaces | Furnaces | High-Efficiency Condensing Furnace | 18 | 43515 |  | Minimum 91% AFUE | 1.1 | 5 | /kBtu/hr in | POST 2-19-19 | Young's Heating & Cooling | 44914 | Bryant 915SB66100E21 | 96 |  |  |  | 100 | 7756 | 110 | 500 | Valley Church | Todd Blackman | 008598-C-ABUNDANT LIFE TABERN | ABUNDANT LIFE TABERNACLE | 1625 E ALDER ST | Walla Walla | 99362-2655 | Walla Walla | Walla Walla | Zone 3 | 45016.125 | 504 | 7-Completed | 0 | 0
Warm-Air Furnace | COMFURNACE2-19-19 | COM Standard | thm | Furnaces | Furnaces | High-Efficiency Condensing Furnace | 18 | 43515 |  | Minimum 91% AFUE | 1.1 | 5 | /kBtu/hr in | POST 2-19-19 | Western Restaurant Supply & Design | 44925 | CapAire A2-D.500-20D | 92 |  |  |  | 267 | 10464 | 293.7 | 1335 | Dog Haus | Todd Blackman | 008599-C-DogHaus Tricities | DogHaus Tricities | 7425 Sandifur Pkwy Ste 102 | Pasco | 99301 | Franklin | Kennewick | Zone 3 | 45044.125 | 504 | 7-Completed | 0 | 0
Warm-Air Furnace | COMFURNACE2-19-19 | COM Standard | thm | Furnaces | Furnaces | High-Efficiency Condensing Furnace | 18 | 43515 |  | Minimum 91% AFUE | 1.1 | 5 | /kBtu/hr in | POST 2-19-19 | Americool | 44966 | Trane S9X1C100U5PSBA | 95 | Less than 90% |  |  | 100 | 2522 | 110 | 500 | Joyco LLC | Todd Blackman | 008600-C-JOYCO LLC | JOYCO LLC | 4212 W CLEARWATER AVE STE C | Kennewick | 99336-2626 | Benton | Kennewick | Zone 3 | 45044.125 | 504 | 7-Completed | 0 | 0
Warm-Air Furnace | COMFURNACE2-19-19 | COM Standard | thm | Furnaces | Furnaces | High-Efficiency Condensing Furnace | 18 | 43515 |  | Minimum 91% AFUE | 1.1 | 5 | /kBtu/hr in | POST 2-19-19 | MBI Construction Services, Inc | 44863 | Carrier 59TP6B060V17-14 | 96.3 | Less than 80% |  |  | 60 | 2853 | 66 | 300 | Yakima Worker Care PLLC | Bradey Day | 008608-C-YAKIMA WORKER CARE | YAKIMA WORKER CARE | 409 S 12TH AVE # 1 | Yakima | 98902-3114 | Yakima | Yakima | Zone 3 | 45048.125 | 504 | 7-Completed | 0 | 0
Warm-Air Furnace | COMFURNACE2-19-19 | COM Standard | thm | Furnaces | Furnaces | High-Efficiency Condensing Furnace | 18 | 43515 |  | Minimum 91% AFUE | 1.1 | 5 | /kBtu/hr in | POST 2-19-19 | MBI Construction Services, Inc | 44863 | Carrier 59TP6B080V21-20 | 96.5 | Less than 80% |  |  | 80 | 2853 | 88 | 400 | Yakima Worker Care PLLC | Bradey Day | 008608-C-YAKIMA WORKER CARE | YAKIMA WORKER CARE | 409 S 12TH AVE # 1 | Yakima | 98902-3114 | Yakima | Yakima | Zone 3 | 45048.125 | 504 | 7-Completed | 0 | 0
Warm-Air Furnace | COMFURNACE2-19-19 | COM Standard | thm | Furnaces | Furnaces | High-Efficiency Condensing Furnace | 18 | 43515 |  | Minimum 91% AFUE | 1.1 | 5 | /kBtu/hr in | POST 2-19-19 | MBI Construction Services, Inc | 44863 | Carrier 59TP6B120V24-22 | 96.5 | Less than 80% |  |  | 120 | 2853 | 132 | 600 | Yakima Worker Care PLLC | Bradey Day | 008608-C-YAKIMA WORKER CARE | YAKIMA WORKER CARE | 409 S 12TH AVE # 1 | Yakima | 98902-3114 | Yakima | Yakima | Zone 3 | 45048.125 | 504 | 7-Completed | 0 | 0
Warm-Air Furnace | COMFURNACE2-19-19 | COM Standard | thm | Furnaces | Furnaces | High-Efficiency Condensing Furnace | 18 | 43515 |  | Minimum 91% AFUE | 1.1 | 5 | /kBtu/hr in | POST 2-19-19 | Farwest Climate Control | 45044 | AS S9V2B080U4PS | 96 |  |  |  | 80 | 12916 | 88 | 400 | Central Washington Home Builders Association | Bradey Day | 008627-C-Central WA Home Builders Assoc | Central WA Home Builders Assoc | 3301 W NOB HILL BLVD | Yakima | 98902-4962 | Yakima | Yakima | Zone 3 | 45119.25 | 504 | 7-Completed | 0 | 0
HVAC Unit Heater - Condensing | COMHVACCON2-19-19 | COM Standard | thm | HVAC | HVAC | High Efficiency Condensing | 18 | 43515 |  | Minimum 91% AFUE | 1.1 | 5 | /kBtu/hr in | POST 2-19-19 | Burke's Plumbing | 44834 | CaptiveAire D76 | 92 |  |  |  | 49 | 19109 | 53.9 | 245 | Jersey Mikes Subs | Todd Blackman | 008576-C-Jersey Mikes Subs | Jersey Mikes Subs | 5326 Road 68 Ste 102 | Pasco | 99301 | Franklin | Kennewick | Zone 3 | 44946.125 | 504 | 7-Completed | 0 | 0
Radiant Heating | COMRADIANT2-19-19 | COM Standard | thm | Radiant Heaters | Radiant Heating | Direct-fired Radiant Heating | 18 | 43515 |  | None | 4.33 | 15 | /kBtu/hr in | POST 2-19-19 | Toolfetch | 44835 | SunStar SIS 150 |  |  |  |  | 150 | 1621.6 | 649.5 | 1621.6 | Ronald Braakman | Bradey Day | 008577-C-RONALD BRAAKMAN | RONALD BRAAKMAN | 100 E MEYER LAKE RD - GREENHOUSE | Shelton | 98584-6466 | Mason | Aberdeen | Zone 2 | 44957.25 | 504 | 7-Completed | 0 | 0
Radiant Heating | COMRADIANT2-19-19 | COM Standard | thm | Radiant Heaters | Radiant Heating | Direct-fired Radiant Heating | 18 | 43515 |  | None | 4.33 | 15 | /kBtu/hr in | POST 2-19-19 | Toolfetch | 44835 | SunStar SIS 150 |  |  |  |  | 150 | 1621.61 | 649.5 | 1621.61 | Ronald Braakman | Bradey Day | 008577-C-RONALD BRAAKMAN | RONALD BRAAKMAN | 100 E MEYER LAKE RD - GREENHOUSE | Shelton | 98584-6466 | Mason | Aberdeen | Zone 2 | 44957.25 | 504 | 7-Completed | 0 | 0
Radiant Heating | COMRADIANT2-19-19 | COM Standard | thm | Radiant Heaters | Radiant Heating | Direct-fired Radiant Heating | 18 | 43515 |  | None | 4.33 | 15 | /kBtu/hr in | POST 2-19-19 | Toolfetch | 44835 | SunStar SIS 150 |  |  |  |  | 150 | 1621.6 | 649.5 | 1621.6 | Ronald Braakman | Bradey Day | 008577-C-RONALD BRAAKMAN | RONALD BRAAKMAN | 100 E MEYER LAKE RD - GREENHOUSE | Shelton | 98584-6466 | Mason | Aberdeen | Zone 2 | 44957.25 | 504 | 7-Completed | 0 | 0
Radiant Heating | COMRADIANT2-19-19 | COM Standard | thm | Radiant Heaters | Radiant Heating | Direct-fired Radiant Heating | 18 | 43515 |  | None | 4.33 | 15 | /kBtu/hr in | POST 2-19-19 | Toolfetch | 44835 | SunStar SIS 150 |  |  |  |  | 150 | 1621.61 | 649.5 | 1621.61 | Ronald Braakman | Bradey Day | 008577-C-RONALD BRAAKMAN | RONALD BRAAKMAN | 100 E MEYER LAKE RD - GREENHOUSE | Shelton | 98584-6466 | Mason | Aberdeen | Zone 2 | 44957.25 | 504 | 7-Completed | 0 | 0
Warm-Air Furnace | COMFURNACE2-19-19 | COM Standard | thm | Furnaces | Furnaces | High-Efficiency Condensing Furnace | 18 | 43515 |  | Minimum 91% AFUE | 1.1 | 5 | /kBtu/hr in | POST 2-19-19 | Ray Heating & AC, Inc. | 44903 | Coleman TM9Y100C20MP11 | 96 |  |  |  | 100 | 6210 | 110 | 500 | Kristan Plank | Brian Farnsworth | 008578-C-NW Cheer SilverStars | NW Cheer SilverStars | 1997 DIVISION ST | Bellingham | 98226 | Whatcom | Bellingham | Zone 1 | 44957.25 | 504 | 7-Completed | 0 | 0
Warm-Air Furnace | COMFURNACE2-19-19 | COM Standard | thm | Furnaces | Furnaces | High-Efficiency Condensing Furnace | 18 | 43515 |  | Minimum 91% AFUE | 1.1 | 5 | /kBtu/hr in | POST 2-19-19 | American Air Heating & Cooling | 45079 | Trane S9X1B060D3PSBAB | 96 |  |  |  | 60 | 9054 | 66 | 300 | Birthright of Walla Walla | Todd Blackman | 008632-C-BIRTHRIGHT OF WALLA | BIRTHRIGHT OF WALLA WALLA | 609 W BIRCH ST | Walla Walla | 99362-2768 | Walla Walla | Walla Walla | Zone 3 | 45121.25 | 504 | 7-Completed | 0 | 0
Radiant Heating | COMRADIANT2-19-19 | COM Standard | thm | Radiant Heaters | Radiant Heating | Direct-fired Radiant Heating | 18 | 43515 |  | None | 4.33 | 15 | /kBtu/hr in | POST 2-19-19 | Environmental Insulation & Contracting LLC | 44907 | Infrasave IL-0100-NG |  |  |  |  | 100 | 4567 | 433 | 1500 | Sedron Technologies | Brian Farnsworth | 008579-C-Sedron Technologies | Sedron Technologies | 500 Metcalf St Ste A2 | Sedro Woolley | 98284 | Skagit | Mount Vernon | Zone 1 | 44957.125 | 504 | 7-Completed | 0 | 0
Radiant Heating | COMRADIANT2-19-19 | COM Standard | thm | Radiant Heaters | Radiant Heating | Direct-fired Radiant Heating | 18 | 43515 |  | None | 4.33 | 15 | /kBtu/hr in | POST 2-19-19 | Environmental Insulation & Contracting LLC | 44907 | Infrasave IL-0100-NG |  |  |  |  | 100 | 4567 | 433 | 1500 | Sedron Technologies | Brian Farnsworth | 008579-C-Sedron Technologies | Sedron Technologies | 500 Metcalf St Ste A2 | Sedro Woolley | 98284 | Skagit | Mount Vernon | Zone 1 | 44957.125 | 504 | 7-Completed | 0 | 0
Radiant Heating | COMRADIANT2-19-19 | COM Standard | thm | Radiant Heaters | Radiant Heating | Direct-fired Radiant Heating | 18 | 43515 |  | None | 4.33 | 15 | /kBtu/hr in | POST 2-19-19 | Environmental Insulation & Contracting LLC | 44907 | Infrasave IL-0100-NG |  |  |  |  | 100 | 4567 | 433 | 1500 | Sedron Technologies | Brian Farnsworth | 008579-C-Sedron Technologies | Sedron Technologies | 500 Metcalf St Ste A2 | Sedro Woolley | 98284 | Skagit | Mount Vernon | Zone 1 | 44957.125 | 504 | 7-Completed | 0 | 0
Radiant Heating | COMRADIANT2-19-19 | COM Standard | thm | Radiant Heaters | Radiant Heating | Direct-fired Radiant Heating | 18 | 43515 |  | None | 4.33 | 15 | /kBtu/hr in | POST 2-19-19 | Environmental Insulation & Contracting LLC | 44907 | Infrasave IL-0100-NG |  |  |  |  | 100 | 4567 | 433 | 1500 | Sedron Technologies | Brian Farnsworth | 008579-C-Sedron Technologies | Sedron Technologies | 500 Metcalf St Ste A2 | Sedro Woolley | 98284 | Skagit | Mount Vernon | Zone 1 | 44957.125 | 504 | 7-Completed | 0 | 0
Radiant Heating | COMRADIANT2-19-19 | COM Standard | thm | Radiant Heaters | Radiant Heating | Direct-fired Radiant Heating | 18 | 43515 |  | None | 4.33 | 15 | /kBtu/hr in | POST 2-19-19 | Environmental Insulation & Contracting LLC | 44907 | Infrasave IL-0100-NG |  |  |  |  | 100 | 4567 | 433 | 1500 | Sedron Technologies | Brian Farnsworth | 008579-C-Sedron Technologies | Sedron Technologies | 500 Metcalf St Ste A2 | Sedro Woolley | 98284 | Skagit | Mount Vernon | Zone 1 | 44957.125 | 504 | 7-Completed | 0 | 0
Radiant Heating | COMRADIANT2-19-19 | COM Standard | thm | Radiant Heaters | Radiant Heating | Direct-fired Radiant Heating | 18 | 43515 |  | None | 4.33 | 15 | /kBtu/hr in | POST 2-19-19 | Environmental Insulation & Contracting LLC | 44907 | Infrasave IL-0100-NG |  |  |  |  | 100 | 4567 | 433 | 1500 | Sedron Technologies | Brian Farnsworth | 008579-C-Sedron Technologies | Sedron Technologies | 500 Metcalf St Ste A2 | Sedro Woolley | 98284 | Skagit | Mount Vernon | Zone 1 | 44957.125 | 504 | 7-Completed | 0 | 0
Radiant Heating | COMRADIANT2-19-19 | COM Standard | thm | Radiant Heaters | Radiant Heating | Direct-fired Radiant Heating | 18 | 43515 |  | None | 4.33 | 15 | /kBtu/hr in | POST 2-19-19 | Environmental Insulation & Contracting LLC | 44907 | Infrasave IL-0100-NG |  |  |  |  | 100 | 4567 | 433 | 1500 | Sedron Technologies | Brian Farnsworth | 008579-C-Sedron Technologies | Sedron Technologies | 500 Metcalf St Ste A2 | Sedro Woolley | 98284 | Skagit | Mount Vernon | Zone 1 | 44957.125 | 504 | 7-Completed | 0 | 0
Radiant Heating | COMRADIANT2-19-19 | COM Standard | thm | Radiant Heaters | Radiant Heating | Direct-fired Radiant Heating | 18 | 43515 |  | None | 4.33 | 15 | /kBtu/hr in | POST 2-19-19 | Environmental Insulation & Contracting LLC | 44907 | Infrasave IL-0100-NG |  |  |  |  | 100 | 4567 | 433 | 1500 | Sedron Technologies | Brian Farnsworth | 008579-C-Sedron Technologies | Sedron Technologies | 500 Metcalf St Ste A2 | Sedro Woolley | 98284 | Skagit | Mount Vernon | Zone 1 | 44957.125 | 504 | 7-Completed | 0 | 0
Radiant Heating | COMRADIANT2-19-19 | COM Standard | thm | Radiant Heaters | Radiant Heating | Direct-fired Radiant Heating | 18 | 43515 |  | None | 4.33 | 15 | /kBtu/hr in | POST 2-19-19 | Environmental Insulation & Contracting LLC | 44907 | Infrasave IL-0100-NG |  |  |  |  | 100 | 4567 | 433 | 1500 | Sedron Technologies | Brian Farnsworth | 008579-C-Sedron Technologies | Sedron Technologies | 500 Metcalf St Ste A2 | Sedro Woolley | 98284 | Skagit | Mount Vernon | Zone 1 | 44957.125 | 504 | 7-Completed | 0 | 0
Radiant Heating | COMRADIANT2-19-19 | COM Standard | thm | Radiant Heaters | Radiant Heating | Direct-fired Radiant Heating | 18 | 43515 |  | None | 4.33 | 15 | /kBtu/hr in | POST 2-19-19 | Environmental Insulation & Contracting LLC | 44907 | Infrasave IL-0100-NG |  |  |  |  | 100 | 4567 | 433 | 1500 | Sedron Technologies | Brian Farnsworth | 008579-C-Sedron Technologies | Sedron Technologies | 500 Metcalf St Ste A2 | Sedro Woolley | 98284 | Skagit | Mount Vernon | Zone 1 | 44957.125 | 504 | 7-Completed | 0 | 0
Radiant Heating | COMRADIANT2-19-19 | COM Standard | thm | Radiant Heaters | Radiant Heating | Direct-fired Radiant Heating | 18 | 43515 |  | None | 4.33 | 15 | /kBtu/hr in | POST 2-19-19 | Environmental Insulation & Contracting LLC | 44907 | Infrasave IL-0100-NG |  |  |  |  | 100 | 4568 | 433 | 1500 | Sedron Technologies | Brian Farnsworth | 008579-C-Sedron Technologies | Sedron Technologies | 500 Metcalf St Ste A2 | Sedro Woolley | 98284 | Skagit | Mount Vernon | Zone 1 | 44957.125 | 504 | 7-Completed | 0 | 0
Radiant Heating | COMRADIANT2-19-19 | COM Standard | thm | Radiant Heaters | Radiant Heating | Direct-fired Radiant Heating | 18 | 43515 |  | None | 4.33 | 15 | /kBtu/hr in | POST 2-19-19 | Environmental Insulation & Contracting LLC | 44907 | Infrasave IL-0100-NG |  |  |  |  | 100 | 4568 | 433 | 1500 | Sedron Technologies | Brian Farnsworth | 008579-C-Sedron Technologies | Sedron Technologies | 500 Metcalf St Ste A2 | Sedro Woolley | 98284 | Skagit | Mount Vernon | Zone 1 | 44957.125 | 504 | 7-Completed | 0 | 0
Radiant Heating | COMRADIANT2-19-19 | COM Standard | thm | Radiant Heaters | Radiant Heating | Direct-fired Radiant Heating | 18 | 43515 |  | None | 4.33 | 15 | /kBtu/hr in | POST 2-19-19 | Environmental Insulation & Contracting LLC | 44907 | Infrasave IL-0100-NG |  |  |  |  | 100 | 4568 | 433 | 1500 | Sedron Technologies | Brian Farnsworth | 008579-C-Sedron Technologies | Sedron Technologies | 500 Metcalf St Ste A2 | Sedro Woolley | 98284 | Skagit | Mount Vernon | Zone 1 | 44957.125 | 504 | 7-Completed | 0 | 0
Radiant Heating | COMRADIANT2-19-19 | COM Standard | thm | Radiant Heaters | Radiant Heating | Direct-fired Radiant Heating | 18 | 43515 |  | None | 4.33 | 15 | /kBtu/hr in | POST 2-19-19 | Environmental Insulation & Contracting LLC | 44907 | Infrasave IL-0100-NG |  |  |  |  | 100 | 4568 | 433 | 1500 | Sedron Technologies | Brian Farnsworth | 008579-C-Sedron Technologies | Sedron Technologies | 500 Metcalf St Ste A2 | Sedro Woolley | 98284 | Skagit | Mount Vernon | Zone 1 | 44957.125 | 504 | 7-Completed | 0 | 0
Radiant Heating | COMRADIANT2-19-19 | COM Standard | thm | Radiant Heaters | Radiant Heating | Direct-fired Radiant Heating | 18 | 43515 |  | None | 4.33 | 15 | /kBtu/hr in | POST 2-19-19 | Environmental Insulation & Contracting LLC | 44907 | Infrasave IL-0100-NG |  |  |  |  | 100 | 4568 | 433 | 1500 | Sedron Technologies | Brian Farnsworth | 008579-C-Sedron Technologies | Sedron Technologies | 500 Metcalf St Ste A2 | Sedro Woolley | 98284 | Skagit | Mount Vernon | Zone 1 | 44957.125 | 504 | 7-Completed | 0 | 0
Radiant Heating | COMRADIANT2-19-19 | COM Standard | thm | Radiant Heaters | Radiant Heating | Direct-fired Radiant Heating | 18 | 43515 |  | None | 4.33 | 15 | /kBtu/hr in | POST 2-19-19 | Environmental Insulation & Contracting LLC | 44907 | Infrasave IL-0100-NG |  |  |  |  | 100 | 4568 | 433 | 1500 | Sedron Technologies | Brian Farnsworth | 008579-C-Sedron Technologies | Sedron Technologies | 500 Metcalf St Ste A2 | Sedro Woolley | 98284 | Skagit | Mount Vernon | Zone 1 | 44957.125 | 504 | 7-Completed | 0 | 0
Radiant Heating | COMRADIANT2-19-19 | COM Standard | thm | Radiant Heaters | Radiant Heating | Direct-fired Radiant Heating | 18 | 43515 |  | None | 4.33 | 15 | /kBtu/hr in | POST 2-19-19 | Environmental Insulation & Contracting LLC | 44907 | Infrasave IL-0100-NG |  |  |  |  | 100 | 4568 | 433 | 1500 | Sedron Technologies | Brian Farnsworth | 008579-C-Sedron Technologies | Sedron Technologies | 500 Metcalf St Ste A2 | Sedro Woolley | 98284 | Skagit | Mount Vernon | Zone 1 | 44957.125 | 504 | 7-Completed | 0 | 0
Radiant Heating | COMRADIANT2-19-19 | COM Standard | thm | Radiant Heaters | Radiant Heating | Direct-fired Radiant Heating | 18 | 43515 |  | None | 4.33 | 15 | /kBtu/hr in | POST 2-19-19 | Environmental Insulation & Contracting LLC | 44907 | Infrasave IL-0100-NG |  |  |  |  | 100 | 4568 | 433 | 1500 | Sedron Technologies | Brian Farnsworth | 008579-C-Sedron Technologies | Sedron Technologies | 500 Metcalf St Ste A2 | Sedro Woolley | 98284 | Skagit | Mount Vernon | Zone 1 | 44957.125 | 504 | 7-Completed | 0 | 0
Radiant Heating | COMRADIANT2-19-19 | COM Standard | thm | Radiant Heaters | Radiant Heating | Direct-fired Radiant Heating | 18 | 43515 |  | None | 4.33 | 15 | /kBtu/hr in | POST 2-19-19 | Environmental Insulation & Contracting LLC | 44907 | Infrasave IL-0100-NG |  |  |  |  | 100 | 4568 | 433 | 1500 | Sedron Technologies | Brian Farnsworth | 008579-C-Sedron Technologies | Sedron Technologies | 500 Metcalf St Ste A2 | Sedro Woolley | 98284 | Skagit | Mount Vernon | Zone 1 | 44957.125 | 504 | 7-Completed | 0 | 0
Radiant Heating | COMRADIANT2-19-19 | COM Standard | thm | Radiant Heaters | Radiant Heating | Direct-fired Radiant Heating | 18 | 43515 |  | None | 4.33 | 15 | /kBtu/hr in | POST 2-19-19 | Environmental Insulation & Contracting LLC | 44907 | Infrasave IL-0100-NG |  |  |  |  | 100 | 4568 | 433 | 1500 | Sedron Technologies | Brian Farnsworth | 008579-C-Sedron Technologies | Sedron Technologies | 500 Metcalf St Ste A2 | Sedro Woolley | 98284 | Skagit | Mount Vernon | Zone 1 | 44957.125 | 504 | 7-Completed | 0 | 0
HVAC Unit Heater - Condensing | COMHVACCON2-19-19 | COM Standard | thm | HVAC | HVAC | High Efficiency Condensing | 18 | 43515 |  | Minimum 91% AFUE | 1.1 | 5 | /kBtu/hr in | POST 2-19-19 | Western Restaurant Supply & Design | 44865 | CaptiveAire A2-D250-20D | 92 |  |  |  | 212 | 9650 | 233.2 | 1060 | 1derful K BBQ | Todd Blackman | 008580-C-Wonderful Foot Park | Wonderful Foot Park | 6494 W Skagit Ave # 140 | Kennewick | 99336 | Benton | Kennewick | Zone 3 | 44957.25 | 504 | 7-Completed | 0 | 0
HVAC Unit Heater - Condensing | COMHVACCON2-19-19 | COM Standard | thm | HVAC | HVAC | High Efficiency Condensing | 18 | 43515 |  | Minimum 91% AFUE | 1.1 | 5 | /kBtu/hr in | POST 2-19-19 | Ferguson Enterprises #3007 | 44834 | CaptiveAire A1-D250-15D | 92 |  |  |  | 133 | 4197 | 146.3 | 665 | Engie Insight Services, Inc | Todd Blackman | 008584-C-Chipotle Mexican Gri | Chipotle Mexican Grill | 5326 Road 68 Ste 103 | Pasco | 99301 | Franklin | Kennewick | Zone 3 | 44971.125 | 504 | 7-Completed | 0 | 0
Radiant Heating | COMRADIANT2-19-19 | COM Standard | thm | Radiant Heaters | Radiant Heating | Direct-fired Radiant Heating | 18 | 43515 |  | None | 4.33 | 15 | /kBtu/hr in | POST 2-19-19 | Energy Saving Products, Inc. | 44957 | Vantage HEV-100 |  |  |  |  | 100 | 2120 | 433 | 1500 | Pasco School District No 1 | Robert Cuti | 008592-C-Pasco School Distric | Pasco School District | 3410 N Stearman Ave | Pasco | 99301 | Franklin | Kennewick | Zone 3 | 45003.125 | 504 | 7-Completed | 0 | 0
Radiant Heating | COMRADIANT2-19-19 | COM Standard | thm | Radiant Heaters | Radiant Heating | Direct-fired Radiant Heating | 18 | 43515 |  | None | 4.33 | 15 | /kBtu/hr in | POST 2-19-19 | Energy Saving Products, Inc. | 44957 | Vantage HEV-100 |  |  |  |  | 100 | 2120 | 433 | 1500 | Pasco School District No 1 | Robert Cuti | 008592-C-Pasco School Distric | Pasco School District | 3410 N Stearman Ave | Pasco | 99301 | Franklin | Kennewick | Zone 3 | 45003.125 | 504 | 7-Completed | 0 | 0
Radiant Heating | COMRADIANT2-19-19 | COM Standard | thm | Radiant Heaters | Radiant Heating | Direct-fired Radiant Heating | 18 | 43515 |  | None | 4.33 | 15 | /kBtu/hr in | POST 2-19-19 | Self | 44632 | Dayton 5VD65 |  | Non-functioning radiant |  |  | 90 | 1038.93 | 389.7 | 975.18 | Lampson International LLC | Todd Blackman | 008594-C-Neil F Lampson Inc | Neil F Lampson Inc | 710 E COLUMBIA DR | Kennewick | 99336-3770 | Benton | Kennewick | Zone 3 | 45003.125 | 505 | 7-Completed | 0 | 0
Radiant Heating | COMRADIANT2-19-19 | COM Standard | thm | Radiant Heaters | Radiant Heating | Direct-fired Radiant Heating | 18 | 43515 |  | None | 4.33 | 15 | /kBtu/hr in | POST 2-19-19 | Self | 44632 | Dayton 5VD65 |  | Non-functioning radiant |  |  | 90 | 1038.93 | 389.7 | 975.18 | Lampson International LLC | Todd Blackman | 008594-C-Neil F Lampson Inc | Neil F Lampson Inc | 710 E COLUMBIA DR | Kennewick | 99336-3770 | Benton | Kennewick | Zone 3 | 45003.125 | 505 | 7-Completed | 0 | 0
Radiant Heating | COMRADIANT2-19-19 | COM Standard | thm | Radiant Heaters | Radiant Heating | Direct-fired Radiant Heating | 18 | 43515 |  | None | 4.33 | 15 | /kBtu/hr in | POST 2-19-19 | Self | 44632 | Dayton 5VD65 |  | Non-functioning radiant |  |  | 90 | 978.7 | 389.7 | 975.18 | Lampson International LLC | Todd Blackman | 008594-C-Neil F Lampson Inc | Neil F Lampson Inc | 710 E COLUMBIA DR | Kennewick | 99336-3770 | Benton | Kennewick | Zone 3 | 45003.125 | 505 | 7-Completed | 0 | 0
Radiant Heating | COMRADIANT2-19-19 | COM Standard | thm | Radiant Heaters | Radiant Heating | Direct-fired Radiant Heating | 18 | 43515 |  | None | 4.33 | 15 | /kBtu/hr in | POST 2-19-19 | Self | 44632 | Dayton 5VD65 |  | Non-functioning radiant |  |  | 90 | 978.7 | 389.7 | 975.18 | Lampson International LLC | Todd Blackman | 008594-C-Neil F Lampson Inc | Neil F Lampson Inc | 710 E COLUMBIA DR | Kennewick | 99336-3770 | Benton | Kennewick | Zone 3 | 45003.125 | 505 | 7-Completed | 0 | 0
Radiant Heating | COMRADIANT2-19-19 | COM Standard | thm | Radiant Heaters | Radiant Heating | Direct-fired Radiant Heating | 18 | 43515 |  | None | 4.33 | 15 | /kBtu/hr in | POST 2-19-19 | Self | 44632 | Dayton 5VD65 |  | Non-functioning radiant |  |  | 90 | 981.41 | 389.7 | 975.18 | Lampson International LLC | Todd Blackman | 008594-C-Neil F Lampson Inc | Neil F Lampson Inc | 710 E COLUMBIA DR | Kennewick | 99336-3770 | Benton | Kennewick | Zone 3 | 45003.125 | 505 | 7-Completed | 0 | 0
Radiant Heating | COMRADIANT2-19-19 | COM Standard | thm | Radiant Heaters | Radiant Heating | Direct-fired Radiant Heating | 18 | 43515 |  | None | 4.33 | 15 | /kBtu/hr in | POST 2-19-19 | Self | 44632 | Dayton 5VD65 |  | Non-functioning radiant |  |  | 90 | 981.41 | 389.7 | 975.18 | Lampson International LLC | Todd Blackman | 008594-C-Neil F Lampson Inc | Neil F Lampson Inc | 710 E COLUMBIA DR | Kennewick | 99336-3770 | Benton | Kennewick | Zone 3 | 45003.125 | 505 | 7-Completed | 0 | 0
Radiant Heating | COMRADIANT2-19-19 | COM Standard | thm | Radiant Heaters | Radiant Heating | Direct-fired Radiant Heating | 18 | 43515 |  | None | 4.33 | 15 | /kBtu/hr in | POST 2-19-19 | Self | 44632 | Dayton 3E134 |  | Non-functioning radiant |  |  | 90 | 901.69 | 389.7 | 975.18 | Lampson International LLC | Todd Blackman | 008594-C-Neil F Lampson Inc | Neil F Lampson Inc | 710 E COLUMBIA DR | Kennewick | 99336-3770 | Benton | Kennewick | Zone 3 | 45003.125 | 505 | 7-Completed | 0 | 0
Radiant Heating | COMRADIANT2-19-19 | COM Standard | thm | Radiant Heaters | Radiant Heating | Direct-fired Radiant Heating | 18 | 43515 |  | None | 4.33 | 15 | /kBtu/hr in | POST 2-19-19 | Self | 44632 | Dayton 3E134 |  | Non-functioning radiant |  |  | 90 | 901.69 | 389.7 | 975.18 | Lampson International LLC | Todd Blackman | 008594-C-Neil F Lampson Inc | Neil F Lampson Inc | 710 E COLUMBIA DR | Kennewick | 99336-3770 | Benton | Kennewick | Zone 3 | 45003.125 | 505 | 7-Completed | 0 | 0
Tankless Water Heater - Tier 2 | COMTANKLESST22-19-19 | COM Standard | thm | Water Heaters | Domestic Hot Water | Energy Star | 20 | 43515 |  | Minimum .93 Energy Factor | 38 | 150 | /gpm | POST 2-19-19 | Chris Johnson Plumbing | 44854 | Navien NPE-240S2 | 97 |  |  |  | 6 | 4053 | 228 | 900 | Walla Walla Catholic Schools | Todd Blackman | 008618-C-WALLA WALLA CATHOLIC | WALLA WALLA CATHOLIC SCHOOLS | 919 E SUMACH ST | Walla Walla | 99362-1349 | Walla Walla | Walla Walla | Zone 3 | 45063.125 | 504 | 7-Completed | 0 | 0
Tankless Water Heater - Tier 2 | COMTANKLESST22-19-19 | COM Standard | thm | Water Heaters | Domestic Hot Water | Energy Star | 20 | 43515 |  | Minimum .93 Energy Factor | 38 | 150 | /gpm | POST 2-19-19 | AMB Tools and Equip | 44981 | Navien NPE-240S2NG | 96 | Less than 80% |  |  | 6 | 2295 | 228 | 900 | Evans Fruit Co. | Bradey Day | 008616-C-EVANS FRUIT COMPANY | EVANS FRUIT COMPANY | 5002 TIETON DR | Yakima | 98908-3452 | Yakima | Yakima | Zone 3 | 45057.125 | 505 | 7-Completed | 0 | 0
Tankless Water Heater - Tier 2 | COMTANKLESST22-19-19 | COM Standard | thm | Water Heaters | Domestic Hot Water | Energy Star | 20 | 43515 |  | Minimum .93 Energy Factor | 38 | 150 | /gpm | POST 2-19-19 | Silverline, LLC | 44925 | Noritz NCC199CDV | 96 |  |  |  | 6 | 1900 | 228 | 900 | Dog Haus | Todd Blackman | 008599-C-DogHaus Tricities | DogHaus Tricities | 7425 Sandifur Pkwy Ste 102 | Pasco | 99301 | Franklin | Kennewick | Zone 3 | 45044.125 | 504 | 7-Completed | 0 | 0
Tankless Water Heater - Tier 2 | COMTANKLESST22-19-19 | COM Standard | thm | Water Heaters | Domestic Hot Water | Energy Star | 20 | 43515 |  | Minimum .93 Energy Factor | 38 | 150 | /gpm | POST 2-19-19 | Silverline, LLC | 44925 | Noritz NCC199CDV | 96 |  |  |  | 6 | 1900 | 228 | 900 | Dog Haus | Todd Blackman | 008599-C-DogHaus Tricities | DogHaus Tricities | 7425 Sandifur Pkwy Ste 102 | Pasco | 99301 | Franklin | Kennewick | Zone 3 | 45044.125 | 504 | 7-Completed | 0 | 0
Tankless Water Heater - Tier 2 | COMTANKLESST22-19-19 | COM Standard | thm | Water Heaters | Domestic Hot Water | Energy Star | 20 | 43515 |  | Minimum .93 Energy Factor | 38 | 150 | /gpm | POST 2-19-19 | Self | 44977 | Rinnai RU160iN | 93 |  |  |  | 4.7 | 1642.37 | 178.6 | 705 | Skagit Unitarian Universalist Fellowship | Brian Farnsworth | 008603-C-SKAGIT U. U. FELLOWS | SKAGIT U. U. FELLOWSHIP | 500 W SECTION ST | Mount Vernon | 98273-4870 | Skagit | Mount Vernon | Zone 1 | 45048.125 | 504 | 7-Completed | 0 | 0
Tankless Water Heater - Tier 2 | COMTANKLESST22-19-19 | COM Standard | thm | Water Heaters | Domestic Hot Water | Energy Star | 20 | 43515 |  | Minimum .93 Energy Factor | 38 | 150 | /gpm | POST 2-19-19 | Eastwood Plumbing - Const., Inc | 44928 | Navien NPE-240A2 | 95 |  |  |  | 6 | 5941 | 228 | 900 | Best Western Plus Hotel and Convention Center | Brian Farnsworth | 008604-C-BEST WESTERN | BEST WESTERN | 33175 STATE ROUTE 20 | Oak Harbor | 98277-8713 | Island | Mount Vernon | Zone 1 | 45048.125 | 504 | 7-Completed | 0 | 0
Tankless Water Heater - Tier 2 | COMTANKLESST22-19-19 | COM Standard | thm | Water Heaters | Domestic Hot Water | Energy Star | 20 | 43515 |  | Minimum .93 Energy Factor | 38 | 150 | /gpm | POST 2-19-19 | Eastwood Plumbing - Const., Inc | 44928 | Navien NPE-240A2 | 95 |  |  |  | 6 | 5941 | 228 | 900 | Best Western Plus Hotel and Convention Center | Brian Farnsworth | 008604-C-BEST WESTERN | BEST WESTERN | 33175 STATE ROUTE 20 | Oak Harbor | 98277-8713 | Island | Mount Vernon | Zone 1 | 45048.125 | 504 | 7-Completed | 0 | 0
Tankless Water Heater - Tier 2 | COMTANKLESST22-19-19 | COM Standard | thm | Water Heaters | Domestic Hot Water | Energy Star | 20 | 43515 |  | Minimum .93 Energy Factor | 38 | 150 | /gpm | POST 2-19-19 | Eastwood Plumbing - Const., Inc | 44928 | Navien NPE-240A2 | 95 |  |  |  | 6 | 5941 | 228 | 900 | Best Western Plus Hotel and Convention Center | Brian Farnsworth | 008604-C-BEST WESTERN | BEST WESTERN | 33175 STATE ROUTE 20 | Oak Harbor | 98277-8713 | Island | Mount Vernon | Zone 1 | 45048.125 | 504 | 7-Completed | 0 | 0
Tankless Water Heater - Tier 2 | COMTANKLESST22-19-19 | COM Standard | thm | Water Heaters | Domestic Hot Water | Energy Star | 20 | 43515 |  | Minimum .93 Energy Factor | 38 | 150 | /gpm | POST 2-19-19 | Lynden Sheet Metal, Inc. | 44868 | Rinnai CU199i | 97 | Less than 80% |  |  | 11 | 14840 | 418 | 1650 | Lombardi's Bellingham | Brian Farnsworth | 008626-C-Lombardi's in Bellin | Lombardi's in Bellingham | 21 BELLWETHER WAY STE 112 | Bellingham | 98225 | Whatcom | Bellingham | Zone 1 | 45085.125 | 504 | 7-Completed | 0 | 0
Tankless Water Heater - Tier 2 | COMTANKLESST22-19-19 | COM Standard | thm | Water Heaters | Domestic Hot Water | Energy Star | 20 | 43515 |  | Minimum .93 Energy Factor | 38 | 150 | /gpm | POST 2-19-19 | A-One Refrigeration & Heating | 45033 | Navien NPE-240S2 | 96 | Less than 80% |  |  | 6 | 7604.65 | 228 | 900 | Hendrickson Fir Grove LLC | Todd Blackman | 008628-C-Hendrickson Fir Grov | Hendrickson Fir Grove LLC | 1215 W 4TH AVE | Kennewick | 99336-5071 | Benton | Kennewick | Zone 3 | 45119.25 | 504 | 7-Completed | 0 | 0
Tankless Water Heater - Tier 2 | COMTANKLESST22-19-19 | COM Standard | thm | Water Heaters | Domestic Hot Water | Energy Star | 20 | 43515 |  | Minimum .93 Energy Factor | 38 | 150 | /gpm | POST 2-19-19 | A-One Refrigeration & Heating | 45033 | Navien NPE-240S2 | 96 | Less than 80% |  |  | 6 | 7604.65 | 228 | 900 | Hendrickson Fir Grove LLC | Todd Blackman | 008628-C-Hendrickson Fir Grov | Hendrickson Fir Grove LLC | 1215 W 4TH AVE | Kennewick | 99336-5071 | Benton | Kennewick | Zone 3 | 45119.25 | 504 | 7-Completed | 0 | 0
Tankless Water Heater - Tier 2 | COMTANKLESST22-19-19 | COM Standard | thm | Water Heaters | Domestic Hot Water | Energy Star | 20 | 43515 |  | Minimum .93 Energy Factor | 38 | 150 | /gpm | POST 2-19-19 | Burke's Plumbing | 44860 | Rinnai CU199i | 97 |  |  |  | 5.9 | 4488 | 224.2 | 885 | Jersey Mikes Subs | Todd Blackman | 008576-C-Jersey Mikes Subs | Jersey Mikes Subs | 5326 Road 68 Ste 102 | Pasco | 99301 | Franklin | Kennewick | Zone 3 | 44946.125 | 504 | 7-Completed | 0 | 0
Tankless Water Heater - Tier 2 | COMTANKLESST22-19-19 | COM Standard | thm | Water Heaters | Domestic Hot Water | Energy Star | 20 | 43515 |  | Minimum .93 Energy Factor | 38 | 150 | /gpm | POST 2-19-19 | Western Restaurant Supply & Design | 44865 | Navien NPE-240A2 | 96 |  |  |  | 6 | 4500 | 228 | 900 | 1derful K BBQ | Todd Blackman | 008580-C-Wonderful Foot Park | Wonderful Foot Park | 6494 W Skagit Ave # 140 | Kennewick | 99336 | Benton | Kennewick | Zone 3 | 44957.25 | 504 | 7-Completed | 0 | 0
Tankless Water Heater - Tier 2 | COMTANKLESST22-19-19 | COM Standard | thm | Water Heaters | Domestic Hot Water | Energy Star | 20 | 43515 |  | Minimum .93 Energy Factor | 38 | 150 | /gpm | POST 2-19-19 | Alden Plumbing LLC | 44742 | Vesta VRS-199 | 95 |  |  |  | 6 | 1567 | 228 | 900 | Buaidh No Bas LLC | Todd Blackman | 008581-C-Buaidh No Bas LLC | Buaidh No Bas LLC | 2617 W KENNEWICK AVE | Kennewick | 99336-3124 |  | Kennewick | Zone 3 | 44957.25 | 504 | 7-Completed | 0 | 0
Tankless Water Heater - Tier 2 | COMTANKLESST22-19-19 | COM Standard | thm | Water Heaters | Domestic Hot Water | Energy Star | 20 | 43515 |  | Minimum .93 Energy Factor | 38 | 150 | /gpm | POST 2-19-19 | Ferguson Enterprises #3007 | 44834 | Navien NPE-240A2 | 95 |  |  |  | 6 | 1615 | 228 | 900 | Engie Insight Services, Inc | Todd Blackman | 008584-C-Chipotle Mexican Gri | Chipotle Mexican Grill | 5326 Road 68 Ste 103 | Pasco | 99301 | Franklin | Kennewick | Zone 3 | 44971.125 | 504 | 7-Completed | 0 | 0
Tankless Water Heater - Tier 2 | COMTANKLESST22-19-19 | COM Standard | thm | Water Heaters | Domestic Hot Water | Energy Star | 20 | 43515 |  | Minimum .93 Energy Factor | 38 | 150 | /gpm | POST 2-19-19 | Ferguson Enterprises #3007 | 44834 | Navien NPE-240A2 | 95 |  |  |  | 6 | 1615 | 228 | 900 | Engie Insight Services, Inc | Todd Blackman | 008584-C-Chipotle Mexican Gri | Chipotle Mexican Grill | 5326 Road 68 Ste 103 | Pasco | 99301 | Franklin | Kennewick | Zone 3 | 44971.125 | 504 | 7-Completed | 0 | 0
Tankless Water Heater - Tier 2 | COMTANKLESST22-19-19 | COM Standard | thm | Water Heaters | Domestic Hot Water | Energy Star | 20 | 43515 |  | Minimum .93 Energy Factor | 38 | 150 | /gpm | POST 2-19-19 | Alden Plumbing LLC | 44643 | Vesta VRS-199 | 95 |  |  |  | 6 | 1567 | 228 | 900 | Mantis Enterprises, Inc | Todd Blackman | 008590-C-BRUCHI'S | BRUCHI'S | 2615 W KENNEWICK AVE | Kennewick | 99336-3124 | Benton | Kennewick | Zone 3 | 45003.25 | 504 | 7-Completed | 0 | 0
Boiler | COMBOILERS-4-1-22 | COM Standard | thm | Boilers | Boilers | High-Efficiency-Condensing Boiler | 25 | 44652 |  | Minimum 90% Thermal Efficiency and 300 kBtu/hr input | 2.1 | 10 | /kBtu/hr in | EFF 4-1-22 | Keller Supply Company | 44804 | Riello AR 2000 | 96.1 | Less than 80% |  |  | 2000 | 36100.71 | 4200 | 20000 | Washington State Department of Corrections | Bradey Day | 008617-C-STAFFORD CREEK CORRE | STAFFORD CREEK CORRECTION FAC. | 791 SR 105 | Aberdeen | 98520 | Grays Harbor | Aberdeen | Zone 2 | 45055.125 | 511 | 7-Completed | 0 | 0
Boiler | COMBOILERS-4-1-22 | COM Standard | thm | Boilers | Boilers | High-Efficiency-Condensing Boiler | 25 | 44652 |  | Minimum 90% Thermal Efficiency and 300 kBtu/hr input | 2.1 | 10 | /kBtu/hr in | EFF 4-1-22 | Keller Supply Company | 44804 | Riello AR 2000 | 96.1 | Less than 80% |  |  | 2000 | 36100.71 | 4200 | 20000 | Washington State Department of Corrections | Bradey Day | 008617-C-STAFFORD CREEK CORRE | STAFFORD CREEK CORRECTION FAC. | 791 SR 105 | Aberdeen | 98520 | Grays Harbor | Aberdeen | Zone 2 | 45055.125 | 511 | 7-Completed | 0 | 0
Boiler | COMBOILERS-4-1-22 | COM Standard | thm | Boilers | Boilers | High-Efficiency-Condensing Boiler | 25 | 44652 |  | Minimum 90% Thermal Efficiency and 300 kBtu/hr input | 2.1 | 10 | /kBtu/hr in | EFF 4-1-22 | Proctor Sales, Inc. | 44681 | Riello Array 500 SE | 96.1 | Less than 80% |  |  | 500 | 36100.71 | 1050 | 5000 | Washington State Department of Corrections | Bradey Day | 008617-C-STAFFORD CREEK CORRE | STAFFORD CREEK CORRECTION FAC. | 791 SR 105 | Aberdeen | 98520 | Grays Harbor | Aberdeen | Zone 2 | 45055.125 | 511 | 7-Completed | 0 | 0
Boiler | COMBOILERS-4-1-22 | COM Standard | thm | Boilers | Boilers | High-Efficiency-Condensing Boiler | 25 | 44652 |  | Minimum 90% Thermal Efficiency and 300 kBtu/hr input | 2.1 | 10 | /kBtu/hr in | EFF 4-1-22 | Fowler General Construction | 44788 | Lochinvar FBN2001 | 96.2 |  |  |  | 1999 | 47500 | 4197.9 | 19990 | Prosser School District No. 116 | Robert Cuti | 008609-C-PROSSER SCHOOL DIST | PROSSER SCHOOL DIST | 832 PARK AVE | Prosser | 99350-1264 | Benton | Yakima | Zone 3 | 45048.125 | 504 | 7-Completed | 0 | 0
Boiler | COMBOILERS-4-1-22 | COM Standard | thm | Boilers | Boilers | High-Efficiency-Condensing Boiler | 25 | 44652 |  | Minimum 90% Thermal Efficiency and 300 kBtu/hr input | 2.1 | 10 | /kBtu/hr in | EFF 4-1-22 | Fowler General Construction | 44788 | Lochinvar FBN2001 | 96.2 |  |  |  | 1999 | 47500 | 4197.9 | 19990 | Prosser School District No. 116 | Robert Cuti | 008609-C-PROSSER SCHOOL DIST | PROSSER SCHOOL DIST | 832 PARK AVE | Prosser | 99350-1264 | Benton | Yakima | Zone 3 | 45048.125 | 504 | 7-Completed | 0 | 0
Boiler | COMBOILERS-4-1-22 | COM Standard | thm | Boilers | Boilers | High-Efficiency-Condensing Boiler | 25 | 44652 |  | Minimum 90% Thermal Efficiency and 300 kBtu/hr input | 2.1 | 10 | /kBtu/hr in | EFF 4-1-22 | Fowler General Construction | 44788 | Lochinvar FBN2001 | 96.2 |  |  |  | 1999 | 60000 | 4197.9 | 19990 | Prosser School District No. 116 | Robert Cuti | 008610-C-PROSSER HEIGHTS ELEM | PROSSER HEIGHTS ELEMENTARY | 2008 MILLER AVE | Prosser | 99350 | Benton | Yakima | Zone 3 | 45048.125 | 504 | 7-Completed | 0 | 0
Boiler | COMBOILERS-4-1-22 | COM Standard | thm | Boilers | Boilers | High-Efficiency-Condensing Boiler | 25 | 44652 |  | Minimum 90% Thermal Efficiency and 300 kBtu/hr input | 2.1 | 10 | /kBtu/hr in | EFF 4-1-22 | Fowler General Construction | 44788 | Lochinvar FBN2001 | 96.2 |  |  |  | 1999 | 60000 | 4197.9 | 19990 | Prosser School District No. 116 | Robert Cuti | 008610-C-PROSSER HEIGHTS ELEM | PROSSER HEIGHTS ELEMENTARY | 2008 MILLER AVE | Prosser | 99350 | Benton | Yakima | Zone 3 | 45048.125 | 504 | 7-Completed | 0 | 0
Boiler | COMBOILERS-4-1-22 | COM Standard | thm | Boilers | Boilers | High-Efficiency-Condensing Boiler | 25 | 44652 |  | Minimum 90% Thermal Efficiency and 300 kBtu/hr input | 2.1 | 10 | /kBtu/hr in | EFF 4-1-22 | NW Boiler Inc | 44774 | Raypak H7-1007 | 95.3 | Less than 80% |  |  | 1000 | 48300 | 2100 | 10000 | Bremerton School District | Bradey Day | 008613-C-BREMERTON SCHOOL DIS | BREMERTON SCHOOL DISTRICT | 2400 PERRY AVE | Bremerton | 98310-5139 | Kitsap | Bremerton | Zone 2 | 45052.125 | 504 | 7-Completed | 0 | 0
Boiler | COMBOILERS-4-1-22 | COM Standard | thm | Boilers | Boilers | High-Efficiency-Condensing Boiler | 25 | 44652 |  | Minimum 90% Thermal Efficiency and 300 kBtu/hr input | 2.1 | 10 | /kBtu/hr in | EFF 4-1-22 | NW Boiler Inc | 44774 | Raypak H7-1007 | 95.3 | Less than 80% |  |  | 1000 | 48300 | 2100 | 10000 | Bremerton School District | Bradey Day | 008613-C-BREMERTON SCHOOL DIS | BREMERTON SCHOOL DISTRICT | 2400 PERRY AVE | Bremerton | 98310-5139 | Kitsap | Bremerton | Zone 2 | 45052.125 | 504 | 7-Completed | 0 | 0
Boiler | COMBOILERS-4-1-22 | COM Standard | thm | Boilers | Boilers | High-Efficiency-Condensing Boiler | 25 | 44652 |  | Minimum 90% Thermal Efficiency and 300 kBtu/hr input | 2.1 | 10 | /kBtu/hr in | EFF 4-1-22 | Apollo Sheet Metal | 44731 | Aerco BMK750 | 95.6 | Less than 80% |  |  | 750 | 25245 | 1575 | 7500 | Whitman College | Todd Blackman | 008614-C-WHITMAN COLLEGE MUSI | WHITMAN COLLEGE MUSIC CENTER | 137 S PARK ST | Walla Walla | 99362-2036 | Walla Walla | Walla Walla | Zone 3 | 45052.125 | 504 | 7-Completed | 0 | 0
Boiler | COMBOILERS-4-1-22 | COM Standard | thm | Boilers | Boilers | High-Efficiency-Condensing Boiler | 25 | 44652 |  | Minimum 90% Thermal Efficiency and 300 kBtu/hr input | 2.1 | 10 | /kBtu/hr in | EFF 4-1-22 | Apollo Sheet Metal | 44731 | Aerco BMK750 | 95.6 | Less than 80% |  |  | 750 | 25245 | 1575 | 7500 | Whitman College | Todd Blackman | 008614-C-WHITMAN COLLEGE MUSI | WHITMAN COLLEGE MUSIC CENTER | 137 S PARK ST | Walla Walla | 99362-2036 | Walla Walla | Walla Walla | Zone 3 | 45052.125 | 504 | 7-Completed | 0 | 0
Boiler | COMBOILERS-4-1-22 | COM Standard | thm | Boilers | Boilers | High-Efficiency-Condensing Boiler | 25 | 44652 |  | Minimum 90% Thermal Efficiency and 300 kBtu/hr input | 2.1 | 10 | /kBtu/hr in | EFF 4-1-22 | FORMA Construction | 45031 | ATH KN-26 | 90 |  |  |  | 2600 | 120250 | 5460 | 26000 | Kelso School District No 458 | Robert Cuti | 008629-C-KELSO SCHOOL DISTRIC | KELSO SCHOOL DISTRICT #458 | 500 REDPATH ST | Kelso | 98626-3737 | Cowlitz | Longview | Zone 2 | 45121.25 | 504 | 7-Completed | 0 | 0
Boiler | COMBOILERS-4-1-22 | COM Standard | thm | Boilers | Boilers | High-Efficiency-Condensing Boiler | 25 | 44652 |  | Minimum 90% Thermal Efficiency and 300 kBtu/hr input | 2.1 | 10 | /kBtu/hr in | EFF 4-1-22 | FORMA Construction | 45031 | ATH KN-26 | 90 |  |  |  | 2600 | 120250 | 5460 | 26000 | Kelso School District No 458 | Robert Cuti | 008629-C-KELSO SCHOOL DISTRIC | KELSO SCHOOL DISTRICT #458 | 500 REDPATH ST | Kelso | 98626-3737 | Cowlitz | Longview | Zone 2 | 45121.25 | 504 | 7-Completed | 0 | 0
Boiler | COMBOILERS-4-1-22 | COM Standard | thm | Boilers | Boilers | High-Efficiency-Condensing Boiler | 25 | 44652 |  | Minimum 90% Thermal Efficiency and 300 kBtu/hr input | 2.1 | 10 | /kBtu/hr in | EFF 4-1-22 | Burton Construction Inc | 45062 | Lochinvar FTX500N | 97.7 |  |  |  | 500 | 59584.53 | 1050 | 5000 | WSU - Mount Vernon | Brian Farnsworth | 008631-C-WSU AG RESEARCH BUIL | WSU AG RESEARCH BUILDING | 16650 SR 536 | Mount Vernon | 98273-4768 | Skagit | Mount Vernon | Zone 1 | 45120.25 | 504 | 7-Completed | 0 | 0
Boiler | COMBOILERS-4-1-22 | COM Standard | thm | Boilers | Boilers | High-Efficiency-Condensing Boiler | 25 | 44652 |  | Minimum 90% Thermal Efficiency and 300 kBtu/hr input | 2.1 | 10 | /kBtu/hr in | EFF 4-1-22 | Burton Construction Inc | 45062 | Lochinvar FTX500N | 97.7 |  |  |  | 500 | 59584.52 | 1050 | 5000 | WSU - Mount Vernon | Brian Farnsworth | 008631-C-WSU AG RESEARCH BUIL | WSU AG RESEARCH BUILDING | 16650 SR 536 | Mount Vernon | 98273-4768 | Skagit | Mount Vernon | Zone 1 | 45120.25 | 504 | 7-Completed | 0 | 0
Boiler | COMBOILERS-4-1-22 | COM Standard | thm | Boilers | Boilers | High-Efficiency-Condensing Boiler | 25 | 44652 |  | Minimum 90% Thermal Efficiency and 300 kBtu/hr input | 2.1 | 10 | /kBtu/hr in | EFF 4-1-22 | Apex Mechanical, LLC | 44957 | Riello AR3000 | 96.1 | Less than 80% |  |  | 3000 | 94105 | 6300 | 30000 | Othello School District #147 | Robert Cuti | 008633-C-OTHELLO SCHOOL DISTR | OTHELLO SCHOOL DISTRICT | 340 S 7TH AVE | Othello | 99344-1404 | Adams | Wenatchee | Zone 3 | 45120.25 | 504 | 7-Completed | 0 | 0
Boiler | COMBOILERS-4-1-22 | COM Standard | thm | Boilers | Boilers | High-Efficiency-Condensing Boiler | 25 | 44652 |  | Minimum 90% Thermal Efficiency and 300 kBtu/hr input | 2.1 | 10 | /kBtu/hr in | EFF 4-1-22 | Hurley Engineering | 44958 | PK ST-1250 | 97.1 | Less than 85% |  |  | 1250 | 27969 | 2625 | 12500 | Skagit Valley College | Brian Farnsworth | 008634-C-SKAGIT VALLEY COMMUN | SKAGIT VALLEY COMMUNITY COLLEGE | 1900 SE PIONEER WAY | Oak Harbor | 98277 | Island | Mount Vernon | Zone 1 | 45121.125 | 504 | 7-Completed | 0 | 0
Boiler | COMBOILERS-4-1-22 | COM Standard | thm | Boilers | Boilers | High-Efficiency-Condensing Boiler | 25 | 44652 |  | Minimum 90% Thermal Efficiency and 300 kBtu/hr input | 2.1 | 10 | /kBtu/hr in | EFF 4-1-22 | Hurley Engineering | 44958 | PK ST-1250 | 97.1 | Less than 85% |  |  | 1250 | 27969 | 2625 | 12500 | Skagit Valley College | Brian Farnsworth | 008634-C-SKAGIT VALLEY COMMUN | SKAGIT VALLEY COMMUNITY COLLEGE | 1900 SE PIONEER WAY | Oak Harbor | 98277 | Island | Mount Vernon | Zone 1 | 45121.125 | 504 | 7-Completed | 0 | 0
Boiler | COMBOILERS-4-1-22 | COM Standard | thm | Boilers | Boilers | High-Efficiency-Condensing Boiler | 25 | 44652 |  | Minimum 90% Thermal Efficiency and 300 kBtu/hr input | 2.1 | 10 | /kBtu/hr in | EFF 4-1-22 | Cole Industrial, Inc. | 44957 | CleaverBrooks CFC-E-700-1000 | 96 |  |  |  | 1000 | 21412 | 2100 | 10000 | Pasco School District No 1 | Robert Cuti | 008592-C-Pasco School Distric | Pasco School District | 3410 N Stearman Ave | Pasco | 99301 | Franklin | Kennewick | Zone 3 | 45003.125 | 504 | 7-Completed | 0 | 0
Custom Insulation | COMCUSTINS | COM Custom | thm | Custom Insulation | Custom | R13 wall insulation | 30 |  |  |  | 0 | 0 | /unit |  | Smith Insulation, Inc. | 44875 |  |  |  | 0 | 13 | 1 | 6593.94 | 497 | 2447 | Valley Church | Todd Blackman | 008619-C-Valley Church | Valley Church | 246 Brock St | Walla Walla | 99362-2655 | Walla Walla | Walla Walla | Zone 3 | 45063.125 | 504 | 7-Completed | 15613 | -497
Custom Insulation | COMCUSTINS | COM Custom | thm | Custom Insulation | Custom | R49 attic insulation | 30 |  |  |  | 0 | 0 | /unit |  | PNW Energy Services | 44953 |  |  |  | 11 | 49 | 1 | 1637.5 | 66 | 527 | Sakuma Bros. Farms, Inc | Robert Cuti | 008620-C-SAKUMA BROS FARMS | SAKUMA BROS FARMS | 9765 CHUCKANUT DR | Burlington | 98233-9671 | Skagit | Mount Vernon | Zone 1 | 45063.125 | 504 | 7-Completed | 975 | -66
Custom Insulation | COMCUSTINS | COM Custom | thm | Custom Insulation | Custom | R21 floor insulation | 30 |  |  |  | 0 | 0 | /unit |  | PNW Energy Services | 44953 |  |  |  | 0 | 21 | 1 | 1637.5 | 350 | 2300 | Sakuma Bros. Farms, Inc | Robert Cuti | 008620-C-SAKUMA BROS FARMS | SAKUMA BROS FARMS | 9765 CHUCKANUT DR | Burlington | 98233-9671 | Skagit | Mount Vernon | Zone 1 | 45063.125 | 504 | 7-Completed | 2300 | -350
Insulation - Wall - Tier 2 - Min R-19 | COMIWT2-4-1-22 | COM Standard | thm | Insulation | Insulation | Wall Insulation | 30 | 44652 |  | Tier 2 / Minimum R-19 | 0.19 | 2 | /sq. ft. | EFF 4-1-22 | Smith Insulation, Inc. | 44985 |  |  |  | 0 | 19 | 2730 | 6848 | 518.7 | 5460 | Kirk Alden Plumbing | Todd Blackman | 008622-C-Kirk Alden Plumbing | Kirk Alden Plumbing | 1392 W Pine St | Walla Walla | 99362 | Walla Walla | Walla Walla | Zone 3 | 45072.125 | 504 | 7-Completed | 0 | 0
Insulation - Attic - Tier 1 - Min R-30 | COMIAT12-19-19 | COM Standard | thm | Insulation | Insulation | Attic Insulation | 30 | 43515 |  | Tier 1 / Minimum R-30 | 0.31 | 2 | /sq.ft. | POST 2-19-19 | Smith Insulation, Inc. | 44985 |  |  |  | 0 | 30 | 4420 | 10272 | 1370.2 | 8840 | Kirk Alden Plumbing | Todd Blackman | 008622-C-Kirk Alden Plumbing | Kirk Alden Plumbing | 1392 W Pine St | Walla Walla | 99362 | Walla Walla | Walla Walla | Zone 3 | 45072.125 | 504 | 7-Completed | 0 | 0
Insulation - Attic - Tier 2 - Min R-45 | COMIAT22-19-19 | COM Standard | thm | Insulation | Insulation | Attic Insulation | 30 | 43515 |  | Tier 2 / Minimum R-45 | 0.32 | 2.5 | /sq.ft. | POST 2-19-19 | Superior Insulation Products | 45030 |  |  |  | 0 | 49 | 12000 | 31036.2 | 3840 | 30000 | Ironwood Manufacturing Company | Brian Farnsworth | 008624-C-Ironwood Manufacturi | Ironwood Manufacturing Company | 6405 172ND ST NE # A | Arlington | 98223 | Snohomish | Mount Vernon | Zone 1 | 45072.125 | 504 | 7-Completed | 0 | 0
Insulation - Wall - Tier 2 - Min R-19 | COMIWT2-4-1-22 | COM Standard | thm | Insulation | Insulation | Wall Insulation | 30 | 44652 |  | Tier 2 / Minimum R-19 | 0.19 | 2 | /sq. ft. | EFF 4-1-22 | Superior Insulation Products | 45030 |  |  |  | 0 | 21 | 6100 | 13702.2 | 1159 | 12200 | Ironwood Manufacturing Company | Brian Farnsworth | 008624-C-Ironwood Manufacturi | Ironwood Manufacturing Company | 6405 172ND ST NE # A | Arlington | 98223 | Snohomish | Mount Vernon | Zone 1 | 45072.125 | 504 | 7-Completed | 0 | 0
Insulation - Attic - Tier 1 - Min R-30 | COMIAT12-19-19 | COM Standard | thm | Insulation | Insulation | Attic Insulation | 30 | 43515 |  | Tier 1 / Minimum R-30 | 0.31 | 2 | /sq.ft. | POST 2-19-19 | Rene Arellano | 44592 |  |  |  | 0 | 30 | 1300 | 4522.9 | 403 | 2600 | Nameless Performance, Inc. | Glen Whitehead | 008615-C-Nameless Performance | Nameless Performance Inc | 1061 DALE ST | Woodland | 98674-9435 | Cowlitz | Longview | Zone 2 | 45063.125 | 504 | 7-Completed | 0 | 0
Insulation - Attic - Tier 1 - Min R-30 | COMIAT12-19-19 | COM Standard | thm | Insulation | Insulation | Attic Insulation | 30 | 43515 |  | Tier 1 / Minimum R-30 | 0.31 | 2 | /sq.ft. | POST 2-19-19 | Systems West Construction | 44865 |  |  |  | 0 | 32 | 84000 | 383089.4 | 26040 | 168000 | Evans Fruit Co. | Bradey Day | 008616-C-EVANS FRUIT COMPANY | EVANS FRUIT COMPANY | 5002 TIETON DR | Yakima | 98908-3452 | Yakima | Yakima | Zone 3 | 45057.125 | 505 | 7-Completed | 0 | 0
Insulation - Attic - Tier 1 - Min R-30 | COMIAT12-19-19 | COM Standard | thm | Insulation | Insulation | Attic Insulation | 30 | 43515 |  | Tier 1 / Minimum R-30 | 0.31 | 2 | /sq.ft. | POST 2-19-19 | Coast Insulation | 44937 |  |  |  | 0 | 38 | 8240 | 18150 | 2554.4 | 16480 | Bellingham Slavic Gospel Church | Brian Farnsworth | 008595-C-BELLINGHAM SLAVIC GO | BELLINGHAM SLAVIC GOSPEL CHURCH | 276 HARVEST WAY | Bellingham | 98226 | Whatcom | Bellingham | Zone 1 | 45016.125 | 504 | 7-Completed | 0 | 0
Insulation - Roof - Tier 2 - Min R-30 | COMIRT2-4-1-22 | COM Standard | thm | Insulation | Insulation | Roof Insulation | 30 | 44652 |  | Tier 2 / Minimum R-30 | 0.36 | 2 | /sq.ft. | EFF 4-1-22 | Esary Roofing & Siding Co Inc | 44782 |  |  |  | 0 | 38 | 6405 | 86200 | 2305.8 | 12810 | Chuckanut Bay Distillery | Brian Farnsworth | 008596-C-Chuckanut Bay Distil | Chuckanut Bay Distillery | 1309 CORNWALL AVE | Bellingham | 98225-4716 | Whatcom | Bellingham | Zone 1 | 45044.125 | 504 | 7-Completed | 0 | 0
Insulation - Attic - Tier 2 - Min R-45 | COMIAT22-19-19 | COM Standard | thm | Insulation | Insulation | Attic Insulation | 30 | 43515 |  | Tier 2 / Minimum R-45 | 0.32 | 2.5 | /sq.ft. | POST 2-19-19 | Smith Insulation, Inc. | 44925 |  |  |  | 0 | 49 | 3048 | 9674 | 975.36 | 7620 | Valley Church | Todd Blackman | 008597-C-Valley Church | Valley Church | 246 Brock St | Walla Walla | 99362-2655 | Walla Walla | Walla Walla | Zone 3 | 45016.125 | 504 | 7-Completed | 0 | 0
Insulation - Attic - Tier 2 - Min R-45 | COMIAT22-19-19 | COM Standard | thm | Insulation | Insulation | Attic Insulation | 30 | 43515 |  | Tier 2 / Minimum R-45 | 0.32 | 2.5 | /sq.ft. | POST 2-19-19 | Smith Insulation, Inc. | 44875 |  |  |  | 0 | 49 | 3600 | 11538 | 1152 | 9000 | Valley Church | Todd Blackman | 008598-C-ABUNDANT LIFE TABERN | ABUNDANT LIFE TABERNACLE | 1625 E ALDER ST | Walla Walla | 99362-2655 | Walla Walla | Walla Walla | Zone 3 | 45016.125 | 504 | 7-Completed | 0 | 0
Insulation - Floor | COMFLOORINS-4-1-22 | COM Standard | thm | Insulation | Insulation | Floor Insulation | 30 | 44652 |  | Equal to or greater than R-30 Post and equal to or less than R-11 Pre | 0.056 | 1.25 | /sq. ft. | EFF 4-1-22 | Smith Insulation, Inc. | 44875 |  |  |  | 0 | 30 | 3600 | 6843 | 201.6 | 4500 | Valley Church | Todd Blackman | 008598-C-ABUNDANT LIFE TABERN | ABUNDANT LIFE TABERNACLE | 1625 E ALDER ST | Walla Walla | 99362-2655 | Walla Walla | Walla Walla | Zone 3 | 45016.125 | 504 | 7-Completed | 0 | 0
Insulation - Roof - Tier 2 - Min R-30 | COMIRT2-4-1-22 | COM Standard | thm | Insulation | Insulation | Roof Insulation | 30 | 44652 |  | Tier 2 / Minimum R-30 | 0.36 | 2 | /sq.ft. | EFF 4-1-22 | FORMA Construction | 45031 |  |  |  | 0 | 51 | 23285 | 541116 | 8382.6 | 46570 | Kelso School District No 458 | Robert Cuti | 008629-C-KELSO SCHOOL DISTRIC | KELSO SCHOOL DISTRICT #458 | 500 REDPATH ST | Kelso | 98626-3737 | Cowlitz | Longview | Zone 2 | 45121.25 | 504 | 7-Completed | 0 | 0
Insulation - Attic - Tier 2 - Min R-45 | COMIAT22-19-19 | COM Standard | thm | Insulation | Insulation | Attic Insulation | 30 | 43515 |  | Tier 2 / Minimum R-45 | 0.32 | 2.5 | /sq.ft. | POST 2-19-19 | General Plus Insulation, LLC & Gutters | 44957 |  |  |  | 0 | 49 | 4500 | 5765.31 | 1440 | 5765.31 | Curtis/Broman Real Estate | Brian Farnsworth | 008630-C-Curtis/Broman Real E | Curtis/Broman Real Estate | 225 S 1st St | Mount Vernon | 98273 | Skagit | Mount Vernon | Zone 1 | 45120.25 | 504 | 7-Completed | 0 | 0
Insulation - Wall - Tier 2 - Min R-19 | COMIWT2-4-1-22 | COM Standard | thm | Insulation | Insulation | Wall Insulation | 30 | 44652 |  | Tier 2 / Minimum R-19 | 0.19 | 2 | /sq. ft. | EFF 4-1-22 | Environmental Insulation & Contracting LLC | 44907 |  |  |  | 0 | 30 | 21000 | 56757 | 3990 | 42000 | Sedron Technologies | Brian Farnsworth | 008579-C-Sedron Technologies | Sedron Technologies | 500 Metcalf St Ste A2 | Sedro Woolley | 98284 | Skagit | Mount Vernon | Zone 1 | 44957.125 | 504 | 7-Completed | 0 | 0
Custom Insulation | COMCUSTINS | COM Custom | thm | Custom Insulation | Custom | R40 attic insulation | 30 |  |  |  | 0 | 0 | /unit |  | Coast Insulation | 44873 |  |  |  | 11 | 49 | 1 | 6629 | 256 | 2169 | Christian Hope Association | Brian Farnsworth | 008582-C-Christian Hope Association | Christian Hope Association | 205 S BRITISH COLUMBIA AVE #B,C,F-2 | Lynden | 98264 | Whatcom | Bellingham | Zone 1 | 44971.125 | 504 | 7-Completed | 6629 | -256
Insulation - Attic - Tier 2 - Min R-45 | COMIAT22-19-19 | COM Standard | thm | Insulation | Insulation | Attic Insulation | 30 | 43515 |  | Tier 2 / Minimum R-45 | 0.32 | 2.5 | /sq.ft. | POST 2-19-19 | Environmental Insulation & Contracting LLC | 44932 |  |  |  | 0 | 49 | 47638 | 108509.07 | 15244.16 | 108509.07 | Environmental Insulation & Contracting LLC | Brian Farnsworth | 008583-C-Lynden School Distri | Lynden School District #504 | 516 Main St | Lynden | 98264-1326 | Whatcom | Bellingham | Zone 1 | 44961 | 504 | 7-Completed | 0 | 0
Insulation - Attic - Tier 2 - Min R-45 | COMIAT22-19-19 | COM Standard | thm | Insulation | Insulation | Attic Insulation | 30 | 43515 |  | Tier 2 / Minimum R-45 | 0.32 | 2.5 | /sq.ft. | POST 2-19-19 | East Valley Insulation, LLC | 44942 |  |  |  | 0 | 49 | 3025 | 8016 | 968 | 7562.5 | Walt Nelson Insurance | Bradey Day | 008585-C-WALT NELSON INSURANC | WALT NELSON INSURANCE | 313 S WAPATO AVE | Wapato | 98951-1346 | Yakima | Yakima | Zone 3 | 44971.125 | 504 | 7-Completed | 0 | 0
Insulation - Attic - Tier 2 - Min R-45 | COMIAT22-19-19 | COM Standard | thm | Insulation | Insulation | Attic Insulation | 30 | 43515 |  | Tier 2 / Minimum R-45 | 0.32 | 2.5 | /sq.ft. | POST 2-19-19 | East Valley Insulation, LLC | 44897 |  |  |  | 0 | 49 | 1500 | 4350 | 480 | 3750 | Mobile Manor Inc | Bradey Day | 008593-C-MOBILE MANOR | MOBILE MANOR | 8301 TIETON DR | Yakima | 98908-1471 | Yakima | Yakima | Zone 3 | 45003.125 | 504 | 7-Completed | 0 | 0
Windows - Tier 1 | COMWINDOWS-4-1-22 | COM Standard | thm | Windows | Windows | Single pane to .30 or less (not LoadMAP's .50 to .22) per sq ft | 45 | 44652 |  | 0.30 or less U | 0.4877 | 7.5 | /sq. ft. | EFF 4-1-22 | Smith Insulation, Inc. | 45022 | [5 empty] | 117.9 | 4320 | 57.49 | 884.03 | Shea Properties | Todd Blackman | 008625-C-BILL DEWEBER | BILL DEWEBER | 11 E CHESTNUT ST | Walla Walla | 99362-4070 | Walla Walla | Walla Walla | Zone 3 | 45085.125 | 504 | 7-Completed | 0 | 0.00983
Windows - Tier 1 | COMWINDOWS-4-1-22 | COM Standard | thm | Windows | Windows | Single pane to .30 or less (not LoadMAP's .50 to .22) per sq ft | 45 | 44652 |  | 0.30 or less U | 0.4877 | 7.5 | /sq. ft. | EFF 4-1-22 | Jim's Glass Shop | 44963 | [5 empty] | 109 | 4152 | 53.16 | 817.5 | Valley Church | Todd Blackman | 008597-C-Valley Church | Valley Church | 246 Brock St | Walla Walla | 99362-2655 | Walla Walla | Walla Walla | Zone 3 | 45016.125 | 504 | 7-Completed | 0 | -0.0007
Windows - Tier 1 | COMWINDOWS-4-1-22 | COM Standard | thm | Windows | Windows | Single pane to .30 or less (not LoadMAP's .50 to .22) per sq ft | 45 | 44652 |  | 0.30 or less U | 0.4877 | 7.5 | /sq. ft. | EFF 4-1-22 | DBL-D Construction | 44846 | [5 empty] | 708.1 | 59800 | 345.34 | 5310.75 | St. Rose | Glen Whitehead | 008601-C-ST. ROSE COMPLEX | ST. ROSE COMPLEX | 2571 NICHOLS BLVD (CHAPEL) | Longview | 98632-1839 | Cowlitz | Longview | Zone 2 | 45048.25 | 504 | 7-Completed | 0 | 0.00037
Windows - Tier 1 | COMWINDOWS-4-1-22 | COM Standard | thm | Windows | Windows | Single pane to .30 or less (not LoadMAP's .50 to .22) per sq ft | 45 | 44652 |  | 0.30 or less U | 0.4877 | 7.5 | /sq. ft. | EFF 4-1-22 | Smith Insulation, Inc. | 45022 | [5 empty] | 41.6 | 1980 | 20.27 | 311.7 | Shea Properties | Todd Blackman | 008625-C-BILL DEWEBER | BILL DEWEBER | 11 E CHESTNUT ST | Walla Walla | 99362-4070 | Walla Walla | Walla Walla | Zone 3 | 45085.125 | 504 | 7-Completed | 0 | 0.01832
Windows - Tier 1 | COMWINDOWS-4-1-22 | COM Standard | thm | Windows | Windows | Single pane to .30 or less (not LoadMAP's .50 to .22) per sq ft | 45 | 44652 |  | 0.30 or less U | 0.4877 | 7.5 | /sq. ft. | EFF 4-1-22 | Jim's Glass Shop | 44901 | [5 empty] | 18.19 | 475 | 8.87 | 136.43 | Valley Church | Todd Blackman | 008591-C-ABUNDANT LIFE TABERN | ABUNDANT LIFE TABERNACLE | 1625 E ALDER ST | Walla Walla | 99362-2655 | Walla Walla | Walla Walla | Zone 3 | 45003.25 | 504 | 7-Completed | 0 | 0.001263
Windows - Tier 1 | COMWINDOWS-4-1-22 | COM Standard | thm | Windows | Windows | Single pane to .30 or less (not LoadMAP's .50 to .22) per sq ft | 45 | 44652 |  | 0.30 or less U | 0.4877 | 7.5 | /sq. ft. | EFF 4-1-22 | Jim's Glass Shop | 44901 | [5 empty] | 18.19 | 475 | 8.87 | 136.43 | Valley Church | Todd Blackman | 008591-C-ABUNDANT LIFE TABERN | ABUNDANT LIFE TABERNACLE | 1625 E ALDER ST | Walla Walla | 99362-2655 | Walla Walla | Walla Walla | Zone 3 | 45003.25 | 504 | 7-Completed | 0 | 0.001263
Windows - Tier 1 | COMWINDOWS-4-1-22 | COM Standard | thm | Windows | Windows | Single pane to .30 or less (not LoadMAP's .50 to .22) per sq ft | 45 | 44652 |  | 0.30 or less U | 0.4877 | 7.5 | /sq. ft. | EFF 4-1-22 | Jim's Glass Shop | 44901 | [5 empty] | 18.19 | 475 | 8.87 | 136.43 | Valley Church | Todd Blackman | 008591-C-ABUNDANT LIFE TABERN | ABUNDANT LIFE TABERNACLE | 1625 E ALDER ST | Walla Walla | 99362-2655 | Walla Walla | Walla Walla | Zone 3 | 45003.25 | 504 | 7-Completed | 0 | 0.001263
Windows - Tier 1 | COMWINDOWS-4-1-22 | COM Standard | thm | Windows | Windows | Single pane to .30 or less (not LoadMAP's .50 to .22) per sq ft | 45 | 44652 |  | 0.30 or less U | 0.4877 | 7.5 | /sq. ft. | EFF 4-1-22 | Jim's Glass Shop | 44901 | [5 empty] | 18.19 | 475 | 8.87 | 136.43 | Valley Church | Todd Blackman | 008591-C-ABUNDANT LIFE TABERN | ABUNDANT LIFE TABERNACLE | 1625 E ALDER ST | Walla Walla | 99362-2655 | Walla Walla | Walla Walla | Zone 3 | 45003.25 | 504 | 7-Completed | 0 | 0.001263
Windows - Tier 1 | COMWINDOWS-4-1-22 | COM Standard | thm | Windows | Windows | Single pane to .30 or less (not LoadMAP's .50 to .22) per sq ft | 45 | 44652 |  | 0.30 or less U | 0.4877 | 7.5 | /sq. ft. | EFF 4-1-22 | Jim's Glass Shop | 44901 | [5 empty] | 18.19 | 475 | 8.87 | 136.43 | Valley Church | Todd Blackman | 008591-C-ABUNDANT LIFE TABERN | ABUNDANT LIFE TABERNACLE | 1625 E ALDER ST | Walla Walla | 99362-2655 | Walla Walla | Walla Walla | Zone 3 | 45003.25 | 504 | 7-Completed | 0 | 0.001263
Windows - Tier 1 | COMWINDOWS-4-1-22 | COM Standard | thm | Windows | Windows | Single pane to .30 or less (not LoadMAP's .50 to .22) per sq ft | 45 | 44652 |  | 0.30 or less U | 0.4877 | 7.5 | /sq. ft. | EFF 4-1-22 | Jim's Glass Shop | 44901 | [5 empty] | 18.19 | 475 | 8.87 | 136.43 | Valley Church | Todd Blackman | 008591-C-ABUNDANT LIFE TABERN | ABUNDANT LIFE TABERNACLE | 1625 E ALDER ST | Walla Walla | 99362-2655 | Walla Walla | Walla Walla | Zone 3 | 45003.25 | 504 | 7-Completed | 0 | 0.001263
0
0
0
0
0
0
0
0
0
0
0
0
0
0
0
0
0
0
0
0
0
0
0
0
0
0
0
0
0
0
0
0
0
0
0
0
0
0
0
0
0
0
0
0
0
0
0
0
0
0
0
0
0
0
0
0
0
0
0
0
0
0
0
0
0
0
0
0
0
0
0
0
0
0
0
0
0
0
0
0
0
0
0
0
0
0
0
0
0
0
0
0
0
0
0
0
0
0
0
0
0
0
0
0
0
0
0
0
0
0
0
0
0
0
0
0
0
0
0
0
0
0
0
0
0
0
0
0
0
0
0

## Com Measure Mapping
SAVINGS WEIGHTED AVERAGE
[6 empty] | Cascade Plan - Measure Mapping |  |  |  | LoadMap - Measure Mapping | [5 empty] | Cascade Plan - Value Comparison |  |  |  |  | LoadMap - Value Comparison | [8 empty] | LoadMap Participation |  | LoadMap UCT Potential (MWh) |  | LoadMap TRC Potential (MWh) |  | LoadMap - Value Comparison | [15 empty] | LoadMap Participation (Economic Achievable UCT Potential Incr. Purchases) |  | LoadMap UCT Potential (MWh) |  | LoadMap TRC Potential (MWh)
Loadmap Key w/o baseline or efficiency | Loadmap Key w/o baseline | Cascade Key | LoadMap Key w/o sector except for griddles and ovens | Sector Key (Efficient Def) | Sector Key (Baseline Def) | Item | Sector | MEASURE | EFFICIENCY RATING | LoadMap Measure Name | Segment | Vintage | Baseline | Efficient Definition | ICF Mapping Notes | Therm Savings (per unit) | Unit of Measure | Incremental Cost ($) | Measure Lifetime | Measure Incentive ($) | UES (Annual therms) | Unit of Measure | Unit Adjusted UES | Updated Unit | Unit Incremental Cost (2019$) | Measure Life | Measure Incentive | LoadMap 2026 UCT Ratio | LoadMap 2026 TRC Ratio | 2026 | 2027 | 2026 | 2027 | 2026 | 2027 | UES (Annual therms) from Measure Summary | Usage from Tech Data | Unit Adjusted Cost/Unit from Tech Data | Unit of Measure from Measure Summary Data | Unit Adjusted UES | Updated Unit | Unit Adjusted Incremental Cost (2019$) | Incremental Cost from Measure Summary Data | Unit Adjusted Incremental Cost from Measure Summary Data | Total Cost from Tech Data | Cost/Unit from Tech Data | Unit Adjusted Cost/Unit from Tech Data | Measure Life | Measure Incentive | LoadMap 2026 UCT Ratio | LoadMap 2026 TRC Ratio | 2026 | 2027 | 2026 | 2027 | 2026 | 2027 | 2024 Cascade Plan vs LoadMap Value Comparison Notes - Incremental Cost | Costs Source | Savings Source | Notes | 9/6 CNGC Discussion Notes
Boiler_Existing | Boiler_Existing_TE 94% (ENERGY STAR 1.0) | Boiler_Minimum 94% TE | Boiler_Commercial_Existing_TE 80%_TE 94% (ENERGY STAR 1.0) | Boiler_All_Existing_TE 94% (ENERGY STAR 1.0) | Boiler_All_Existing_TE 80% | 1 | Commercial | Boiler | Minimum 94% TE | Boiler | All | Existing | TE 80% | TE 94% (ENERGY STAR 1.0) |  | 1.68 | kBtu/hr | 10.74 | 25 | 10.25 | 283.0702 | 514 kBtu/hr | 0.55072 | kBtu/hr | 30.7351 | 25 | 7.478 | 1.1145 | 0.92996 | 0.0068369 | 0.010681 | 535.7364 | 836.9878 | 0 | 0 | 283.0702 | 4797.2222 | 9.3331 | 514 kBtu/hr | 0.55072 | kBtu/hr | 30.7351 | 15797.8323 | 30.7351 | 1.9114 | 12675.3954 | 24.6603 | 25 | 7.478 | 1.1145 | 0.92996 | 0.0068369 | 0.010681 | 535.7364 | 836.9878 | 0 | 0 | Efficient definition changed from TE 90% to TE 94% Energy Star definition, so equipment numbers are reflecting the higher efficiency tier vs the plan values | 2016 DOE Technical Support Document. Commercial Packaged Boilers. U.S. Department of Energy. December 2016. | AEG BEST / Market Profile Calculations | 0 | Use a delta of ~10% above code minimum historically. New baseline is 84% from 80%. Recommend to move minimum up to 94%. Plenty of offerings and install opportunities in that range. This would keep savings assumptions the same (still 10% delta). TRC doesn't typically see 90/91% anymore, and 98% are very rare to see. Recommend no/minimal change in incentive value.
Boiler_Existing | Boiler_Existing_TE 98% | Boiler_Minimum 98% TE | Boiler_Commercial_Existing_TE 80%_TE 98% | Boiler_All_Existing_TE 98% | Boiler_All_Existing_TE 80% | 2 | Commercial | Boiler | Minimum 98% TE | Boiler | All | Existing | TE 80% | TE 98% | Proposed second tier of boiler; plan values pulled from TE 94% tier | 1.68 | kBtu/hr | 10.74 | 25 | 10.25 | 1259.2868 | 514 kBtu/hr | 2.45 | kBtu/hr | 39.6172 | 25 | 9.6391 | 3.6241 | 1.2311 | 0.048219 | 0.075333 | 12455.4252 | 19459.2683 | 12455.4252 | 19459.2683 | 1259.2868 | 5916.2222 |  | 514 kBtu/hr | 2.45 | kBtu/hr | 39.6172 | 20363.2641 |  | 2.4279 | 16338.5346 | 31.787 | 25 | 9.6391 | 3.6241 | 1.2311 | 0.048219 | 0.075333 | 12455.4252 | 19459.2683 | 12455.4252 | 19459.2683 | Efficient definition of secondary tier increases to TE 98% definition, so equipment numbers are reflecting the higher efficiency tier vs the plan values | 2016 DOE Technical Support Document. Commercial Packaged Boilers. U.S. Department of Energy. December 2016. | AEG BEST / Market Profile Calculations | 0
Gas Boiler - Steam Trap Replacement_Existing | Gas Boiler - Steam Trap Replacement_Existing_fully functional standard stream trap | Boiler Steam Trap_Minimum 300 kBtu input and steam pressures at 7psig or greater | Gas Boiler - Steam Trap Replacement_Commercial_Existing_faulty steam trap in the failed open or leaking state_fully functional standard stream trap | Gas Boiler - Steam Trap Replacement_All_Existing_fully functional standard stream trap | Gas Boiler - Steam Trap Replacement_All_Existing_faulty steam trap in the failed open or leaking state | 3 | Commercial | Boiler Steam Trap | Minimum 300 kBtu input and steam pressures at 7psig or greater | Gas Boiler - Steam Trap Replacement | All | Existing | faulty steam trap in the failed open or leaking state | fully functional standard stream trap | The following assumptions are used per segment for steam traps per building: Office, Retail, Grocery, Lodging, Warehouse, Misc = 2 traps per building; Restaurant = 1 trap, Education = 5 traps, Healthcare = 30 traps. Average of 5 traps across sectors, weighted by savings potential | 137.45 | BoilerCtrl | 315 | 6 | 125 | 924.1332 | perbldg | 184.8266 | BoilerCtrl | 101.0469 | 6 | 70.7328 | 13.1195 | 10.3478 | 8.5935e-06 | 1.7178e-05 | 193.1643 | 383.6722 | 193.1652 | 383.6778 | 924.1332 |  |  | perbldg | 184.8266 | BoilerCtrl | 101.0469 | 505.2344 |  |  |  |  | 6 | 70.7328 | 13.1195 | 10.3478 | 8.5935e-06 | 1.7178e-05 | 193.1643 | 383.6722 | 193.1652 | 383.6778 | New measure | IL TRM v13 - 4.4.16 - Stean Trap Replacement or Repair - CI-HVC-STRE-V11-250101 | IL TRM v13 - 4.4.16 - Stean Trap Replacement or Repair - CI-HVC-STRE-V11-250101 | New Measure
Oven_Grocery_Existing | Oven_Grocery_Existing_ENERGY STAR (3.0) | Convection Oven (Grocery)_>= 49% Cooking Efficiency,<= 9,500 Btu/hr Idle Rate | Oven_Grocery_Commercial_Existing_Standard_ENERGY STAR (3.0) | Oven_Grocery_Existing_ENERGY STAR (3.0) | Oven_Grocery_Existing_Standard | 4 | Commercial | Convection Oven (Grocery) | >= 49% Cooking Efficiency,<= 9,500 Btu/hr Idle Rate | Oven | Grocery | Existing | Standard | ENERGY STAR (3.0) |  | 368 | 1 unit | 900 | 11 | 800 | 517.2742 | 1 units | 517.2742 | 1 units | 5192.8212 | 12 | 985.1214 | 5.0044 | 1.3638 | 0.12364 | 0.35087 | 63.9456 | 181.4632 | 63.9456 | 181.4632 | 517.2742 | 517.1821 |  | 1 units | 517.2742 | 1 units | 5192.8212 | 5192.8212 |  | 1.2447 | 4217 |  | 12 | 985.1214 | 5.0044 | 1.3638 | 0.12364 | 0.35087 | 63.9456 | 181.4632 | 63.9456 | 181.4632 | Efficient definition changed to Energy Star 3.0 requirements for convection ovens, so equipment numbers are reflecting the higher efficiency tier vs the plan values. For Energy Star 3.0, cooking efficiency >= 49% and idle rate <=9,500 Btuh. Incremental measure cost reflects the deemed measure cost for a gas combination oven with 15-30 pan capacity per IL TRM v. 12, 4.2.1. Combination oven is more expensive than convection oven, but 2024 plan also used combination oven measure sources for commercial "oven" measure rather than convection oven | IL TRM v12 - 4.2.1 - Combination Oven - CI-FSE-CBOV-V05-240101 | IL TRM v12 - 4.2.1 - Combination Oven - CI-FSE-CBOV-V05-240101 | 0
Oven_Lodging_Existing | Oven_Lodging_Existing_ENERGY STAR (3.0) | Convection Oven (Lodging)_>= 49% Cooking Efficiency,<= 9,500 Btu/hr Idle Rate | Oven_Lodging_Commercial_Existing_Standard_ENERGY STAR (3.0) | Oven_Lodging_Existing_ENERGY STAR (3.0) | Oven_Lodging_Existing_Standard | 5 | Commercial | Convection Oven (Lodging) | >= 49% Cooking Efficiency,<= 9,500 Btu/hr Idle Rate | Oven | Lodging | Existing | Standard | ENERGY STAR (3.0) |  | 219 | 1 unit | 900 | 11 | 800 | 517.0722 | 1 units | 517.0722 | 1 units | 5192.9328 | 12 | 985.1426 | 5.0044 | 1.3638 | 0.012258 | 0.034784 | 6.3394 | 17.9899 | 6.3394 | 17.9899 | 517.0722 | 517.1821 |  | 1 units | 517.0722 | 1 units | 5192.9328 | 5192.9328 |  | 1.2447 | 4217 |  | 12 | 985.1426 | 5.0044 | 1.3638 | 0.012258 | 0.034784 | 6.3394 | 17.9899 | 6.3394 | 17.9899 | Efficient definition changed to Energy Star 3.0 requirements for convection ovens, so equipment numbers are reflecting the higher efficiency tier vs the plan values. For Energy Star 3.0, cooking efficiency >= 49% and idle rate <=9,500 Btuh. Incremental measure cost reflects the deemed measure cost for a gas combination oven with 15-30 pan capacity per IL TRM v. 12, 4.2.1. Combination oven is more expensive than convection oven, but 2024 plan also used combination oven measure sources for commercial "oven" measure rather than convection oven | IL TRM v12 - 4.2.1 - Combination Oven - CI-FSE-CBOV-V05-240101 | IL TRM v12 - 4.2.1 - Combination Oven - CI-FSE-CBOV-V05-240101 | 0
Oven_Restaurant_Existing | Oven_Restaurant_Existing_ENERGY STAR (3.0) | Convection Oven (Restaurant)_>= 49% Cooking Efficiency,<= 9,500 Btu/hr Idle Rate | Oven_Restaurant_Commercial_Existing_Standard_ENERGY STAR (3.0) | Oven_Restaurant_Existing_ENERGY STAR (3.0) | Oven_Restaurant_Existing_Standard | 6 | Commercial | Convection Oven (Restaurant) | >= 49% Cooking Efficiency,<= 9,500 Btu/hr Idle Rate | Oven | Restaurant | Existing | Standard | ENERGY STAR (3.0) |  | 649 | 1 unit | 900 | 11 | 800 | 517.1977 | 1 units | 517.1977 | 1 units | 5192.7759 | 12 | 985.1128 | 5.0044 | 1.3638 | 0.084965 | 0.24111 | 43.9424 | 124.6988 | 43.9424 | 124.6988 | 517.1977 | 517.1821 |  | 1 units | 517.1977 | 1 units | 5192.7759 | 5192.7759 |  | 1.2447 | 4217 |  | 12 | 985.1128 | 5.0044 | 1.3638 | 0.084965 | 0.24111 | 43.9424 | 124.6988 | 43.9424 | 124.6988 | Efficient definition changed to Energy Star 3.0 requirements for convection ovens, so equipment numbers are reflecting the higher efficiency tier vs the plan values. For Energy Star 3.0, cooking efficiency >= 49% and idle rate <=9,500 Btuh. Incremental measure cost reflects the deemed measure cost for a gas combination oven with 15-30 pan capacity per IL TRM v. 12, 4.2.1. Combination oven is more expensive than convection oven, but 2024 plan also used combination oven measure sources for commercial "oven" measure rather than convection oven | IL TRM v12 - 4.2.1 - Combination Oven - CI-FSE-CBOV-V05-240101 | IL TRM v12 - 4.2.1 - Combination Oven - CI-FSE-CBOV-V05-240101 | 0
Oven_Education_Existing | Oven_Education_Existing_ENERGY STAR (3.0) | Convection Oven (School)_>= 49% Cooking Efficiency,<= 9,500 Btu/hr Idle Rate | Oven_Education_Commercial_Existing_Standard_ENERGY STAR (3.0) | Oven_Education_Existing_ENERGY STAR (3.0) | Oven_Education_Existing_Standard | 7 | Commercial | Convection Oven (School) | >= 49% Cooking Efficiency,<= 9,500 Btu/hr Idle Rate | Oven | Education | Existing | Standard | ENERGY STAR (3.0) |  | 141 | 1 unit | 900 | 11 | 800 | 519.9776 | 1 units | 519.9776 | 1 units | 5194.3596 | 12 | 985.4133 | 5.0044 | 1.3638 | 0.010532 | 0.029886 | 5.4468 | 15.4567 | 5.4468 | 15.4567 | 519.9776 | 517.1821 |  | 1 units | 519.9776 | 1 units | 5194.3596 | 5194.3596 |  | 1.2447 | 4217 |  | 12 | 985.4133 | 5.0044 | 1.3638 | 0.010532 | 0.029886 | 5.4468 | 15.4567 | 5.4468 | 15.4567 | Efficient definition changed to Energy Star 3.0 requirements for convection ovens, so equipment numbers are reflecting the higher efficiency tier vs the plan values. For Energy Star 3.0, cooking efficiency >= 49% and idle rate <=9,500 Btuh. Incremental measure cost reflects the deemed measure cost for a gas combination oven with 15-30 pan capacity per IL TRM v. 12, 4.2.1. Combination oven is more expensive than convection oven, but 2024 plan also used combination oven measure sources for commercial "oven" measure rather than convection oven | IL TRM v12 - 4.2.1 - Combination Oven - CI-FSE-CBOV-V05-240101 | IL TRM v12 - 4.2.1 - Combination Oven - CI-FSE-CBOV-V05-240101 | 0
Ventilation - Demand Controlled_Existing | Ventilation - Demand Controlled_Existing_new CO2 sensors installed on return air systems where no other sensors were previously installed | DCV_Meet JUARC Guidelines for DCV RTUs in 5-20 ton | Ventilation - Demand Controlled_Commercial_Existing_space with no demand control capability_new CO2 sensors installed on return air systems where no other sensors were previously installed | Ventilation - Demand Controlled_All_Existing_new CO2 sensors installed on return air systems where no other sensors were previously installed | Ventilation - Demand Controlled_All_Existing_space with no demand control capability | 8 | Commercial | DCV | Meet JUARC Guidelines for DCV RTUs in 5-20 ton | Ventilation - Demand Controlled | All | Existing | space with no demand control capability | new CO2 sensors installed on return air systems where no other sensors were previously installed |  | 11.3 | ton | 106.82 | 6 | 50 | 0.025064 | sqft | 10.2134 | ton | 117.6724 | 10 | 82.3707 | 0.99693 | 0.42529 | 102.89 | 161.7336 | 1031.5322 | 1606.881 | 0 | 0 | 0.025064 |  |  | sqft | 10.2134 | ton | 117.6724 | 0.53487 |  |  |  |  | 10 | 82.3707 | 0.99693 | 0.42529 | 102.89 | 161.7336 | 1031.5322 | 1606.881 | 0 | 0 | Updated costs source, comparable new incremental cost once converted to per ton | IL TRM v13 - 4.4.19 - Demand Controlled Ventilation - CI-HVC-DCV-V07-240101 | IL TRM v13 - 4.4.19 - Demand Controlled Ventilation - CI-HVC-DCV-V07-240101 | Updated to latest IL TRM v13 - higher savings across most segments
Circulation Pump - Controls_Existing | Circulation Pump - Controls_Existing_Circulation pump controls based on demand. | DHW Recirculation Controls_Add time clock or other schedule control for continuous operation DHW recirculation pump | Circulation Pump - Controls_Commercial_Existing_No circulation pump controls._Circulation pump controls based on demand. | Circulation Pump - Controls_All_Existing_Circulation pump controls based on demand. | Circulation Pump - Controls_All_Existing_No circulation pump controls. | 9 | Commercial | DHW Recirculation Controls | Add time clock or other schedule control for continuous operation DHW recirculation pump | Circulation Pump - Controls | All | Existing | No circulation pump controls. | Circulation pump controls based on demand. | Assumption of 1 per building across segments | 72 | perBldg | 2146.3 | 15 | 200 | 455.3815 | perbldg | 455.3815 | perbldg | 2125.1551 | 10 | 1487.6086 | 13.0183 | 10.268 | 1.1979e-05 | 1.883e-05 | 1209.1994 | 1902.986 | 1209.1957 | 1902.9731 | 455.3815 |  |  | perbldg | 455.3815 | perbldg | 2125.1551 | 2125.1551 |  |  |  |  | 10 | 1487.6086 | 13.0183 | 10.268 | 1.1979e-05 | 1.883e-05 | 1209.1994 | 1902.986 | 1209.1957 | 1902.9731 | New measure | RTF WkBk - ComResCirculatorPumps_v4_1 | RTF WkBk - ComResCirculatorPumps_v4_1 | New Measure
Insulation - Wall Cavity_Existing | Insulation - Wall Cavity_Existing_R-20+4ci | Insulation - Wall - Min R-20_Minimum R-20+4ci | Insulation - Wall Cavity_Commercial_Existing_Existing/Assumed R-13_R-20+4ci | Insulation - Wall Cavity_All_Existing_R-20+4ci | Insulation - Wall Cavity_All_Existing_Existing/Assumed R-13 | 10 | Commercial | Insulation - Wall - Min R-20 | Minimum R-20+4ci | Insulation - Wall Cavity | All | Existing | Existing/Assumed R-13 | R-20+4ci |  | 0.19 | sqft wall | 1.74 | 45 | 2 | 0.079809 | sqft wall | 0.079809 | sqft wall | 2.9994 | 45 | 2 | 1.1178 | 0.48029 | 11241.9581 | 17671.3147 | 5033.3325 | 7846.5547 | 0 | 0 | 0.079809 |  |  | sqft wall | 0.079809 | sqft wall | 2.9994 | 2.9994 |  |  |  |  | 45 | 2 | 1.1178 | 0.48029 | 11241.9581 | 17671.3147 | 5033.3325 | 7846.5547 | 0 | 0 | Baseline efficiency increased to R-13 from R-11 in previous plan | Regional Technical Forum. ComWeatherizationSchool_v4_1 ¦ ResMFWeatherization_v6_1 - AEG Adjusted | AEG BEST | New BEST simulations and updated Incentive Costs | We can offer lower than code because we offer retrofit only, so code is not an issue. Very little opportunity/no opportunity for commercial new construction roof insulation incentiviation. We currently offer R-30 only. We have a good uptake and customer response to R-30, no reason to offer R-21. Keep only roof insulation offerings at R-30, keep savings assumptions and $$ amount the same. ($2.00 is likely a little rich, but we want to incentivize insulation measures as much as UCT calculations allow. Measure costs between $2.00-2.50 to install typcially. Drop to ~$1.50 if UCT caluclations require it). Contractors love this measure and is a big contributor to therm savings.
Rack Oven_Existing | Rack Oven_Existing_ENERGY STAR (3.0) | Double Rack Oven_>=52% Cooking Efficiency, <=30,000 Btu/hr Idle Rate | Rack Oven_Commercial_Existing_Standard_ENERGY STAR (3.0) | Rack Oven_All_Existing_ENERGY STAR (3.0) | Rack Oven_All_Existing_Standard | 11 | Commercial | Double Rack Oven | >=52% Cooking Efficiency, <=30,000 Btu/hr Idle Rate | Rack Oven | All | Existing | Standard | ENERGY STAR (3.0) |  | 1977.9 | 1 unit | 4434.63 | 12 | 2700 | 332.9944 | 1 units | 332.9944 | 1 units | 1532.9346 | 13.5 | 1532.9346 | 2.3063 | 2.3063 | 0.069347 | 0.19522 | 23.5534 | 66.3049 | 23.5534 | 66.3049 | 332.9944 | 339.6435 |  | 1 units | 332.9944 | 1 units | 1532.9346 | 1532.9346 |  | 0.16481 | 1548 |  | 13.5 | 1532.9346 | 2.3063 | 2.3063 | 0.069347 | 0.19522 | 23.5534 | 66.3049 | 23.5534 | 66.3049 | Efficient definition changed to Energy Star 3.0 requirements for rack ovens, so equipment numbers are reflecting the higher efficiency tier vs the plan values. For Energy Star 3.0, cooking energy efficiency is >=52% and <=30,000 Btuh, more efficient than previous tier of >=50% and <=35,000 Btuh. Incremental cost reflects average of single and double rack oven incremental costs in RTF Rack Oven v3_1 workbook. | RTF - ComCookingRackOven_v3_1 | RTF - ComCookingRackOven_v3_1 | Updated savings/cost source to latest RTF workbook - now includes ESTAR models | Most commercial tank heaters we see are in 92-94% range. Recommend no change from past tariff. AEG please confirm if code has changed from 2 years ago. If it has changed, then add that change in efficiency percent to our efficiency requirement.
Conveyor Oven_Existing | Conveyor Oven_Existing_Efficient (>42% Baking Efficiency) | Gas Conveyor Oven_>=42% Baking Efficiency | Conveyor Oven_Commercial_Existing_Standard_Efficient (>42% Baking Efficiency) | Conveyor Oven_All_Existing_Efficient (>42% Baking Efficiency) | Conveyor Oven_All_Existing_Standard | 12 | Commercial | Gas Conveyor Oven | >=42% Baking Efficiency | Conveyor Oven | All | Existing | Standard | Efficient (>42% Baking Efficiency) |  | 676.83 | 1 unit | 2314.54 | 17 | 700 | 495.6808 | 1 units | 495.6808 | 1 units | 2055.5825 | 12 | 689.9979 | 6.8846 | 3.0777 | 0.079554 | 0.22576 | 39.7771 | 112.8785 | 39.7771 | 112.8785 | 495.6808 | 500 |  | 1 units | 495.6808 | 1 units | 2055.5825 | 2055.5825 |  | 0.22217 | 2085.38 |  | 12 | 689.9979 | 6.8846 | 3.0777 | 0.079554 | 0.22576 | 39.7771 | 112.8785 | 39.7771 | 112.8785 | Slightly lower incremental cost from plan reflects change in cost source and update to LoadMap measure mapping - previously mapped to >44% Baking Efficiency instead of >42% Baking Efficiency and values converted to align efficiencies, here mapped to >42% Baking Efficiency tier as that is the most efficient option adopted across sectors in the LoadMap data | CA eTRM - Conveyor Oven, Gas, Commercial - SWFS008-03 | CA eTRM - Conveyor Oven, Gas, Commercial - SWFS008-03 | 0
Griddle_Grocery_Existing | Griddle_Grocery_Existing_ENERGY STAR (1.2) | Griddle (Grocery)_>=38% Cooking Efficiency,<= 2650 Btu/hr-sq ft Idle Rate | Griddle_Grocery_Commercial_Existing_Standard_ENERGY STAR (1.2) | Griddle_Grocery_Existing_ENERGY STAR (1.2) | Griddle_Grocery_Existing_Standard | 13 | Commercial | Griddle (Grocery) | >=38% Cooking Efficiency,<= 2650 Btu/hr-sq ft Idle Rate | Griddle | Grocery | Existing | Standard | ENERGY STAR (1.2) |  | 155 | 1 unit | 1048 | 12 | 600 | 164.9307 | 1 units | 164.9307 | 1 units | 7997.3026 | 8 | 738.8157 | 1.514 | 0.21204 | 0.0090608 | 0.026209 | 2.6798 | 7.7514 | 0 | 0 | 164.9307 | 164.9307 |  | 1 units | 164.9307 | 1 units | 7997.3026 | 7997.3026 |  | 2.022 | 6494.6937 |  | 8 | 738.8157 | 1.514 | 0.21204 | 0.0090608 | 0.026209 | 2.6798 | 7.7514 | 0 | 0 | No change between 2024 plan and now in griddle efficiency tiers for mapped measure ("High Efficiency" tier in Com Tech Data but not in MeasureSummary tab, indicating Energy Star 1.2 is the most efficient option adopted across sectors). Cost source of RTF ComCookingGriddle_v3_1 workbook provides $4,745 incremental cost (2016$) for gas griddles across size categories and regardless of whether baseline griddle is thermostatic. According to Energy Star QPL, mid to high end griddles (>10kW) are in the >$6,000-$8,000 range. | RTF Wkbk - ComCookingGriddle_v3_1 ¦ AEG Adjusted, Weighted by ENERGY STAR QPL | RTF Wkbk - ComCookingGriddle_v3_1 ¦ AEG Adjusted, Weighted by ENERGY STAR QPL | Added new high-efficiency equipment level from IL TRM v12
Griddle_Lodging_Existing | Griddle_Lodging_Existing_ENERGY STAR (1.2) | Griddle (Lodging)_>=38% Cooking Efficiency,<= 2650 Btu/hr-sq ft Idle Rate | Griddle_Lodging_Commercial_Existing_Standard_ENERGY STAR (1.2) | Griddle_Lodging_Existing_ENERGY STAR (1.2) | Griddle_Lodging_Existing_Standard | 14 | Commercial | Griddle (Lodging) | >=38% Cooking Efficiency,<= 2650 Btu/hr-sq ft Idle Rate | Griddle | Lodging | Existing | Standard | ENERGY STAR (1.2) |  | 92 | 1 unit | 1048 | 12 | 600 | 164.8227 | 1 units | 164.8227 | 1 units | 7997.7875 | 8 | 738.8605 | 1.514 | 0.21204 | 0.014027 | 0.040574 | 4.1485 | 11.9998 | 0 | 0 | 164.8227 | 164.9307 |  | 1 units | 164.8227 | 1 units | 7997.7875 | 7997.7875 |  | 2.022 | 6494.6937 |  | 8 | 738.8605 | 1.514 | 0.21204 | 0.014027 | 0.040574 | 4.1485 | 11.9998 | 0 | 0 | No change between 2024 plan and now in griddle efficiency tiers for mapped measure ("High Efficiency" tier in Com Tech Data but not in MeasureSummary tab, indicating Energy Star 1.2 is the most efficient option adopted across sectors). Cost source of RTF ComCookingGriddle_v3_1 workbook provides $4,745 incremental cost (2016$) for gas griddles across size categories and regardless of whether baseline griddle is thermostatic. According to Energy Star QPL, mid to high end griddles (>10kW) are in the >$6,000-$8,000 range. | RTF Wkbk - ComCookingGriddle_v3_1 ¦ AEG Adjusted, Weighted by ENERGY STAR QPL | RTF Wkbk - ComCookingGriddle_v3_1 ¦ AEG Adjusted, Weighted by ENERGY STAR QPL | Added new high-efficiency equipment level from IL TRM v12
Griddle_Restaurant_Existing | Griddle_Restaurant_Existing_ENERGY STAR (1.2) | Griddle (Restaurant)_>=38% Cooking Efficiency,<= 2650 Btu/hr-sq ft Idle Rate | Griddle_Restaurant_Commercial_Existing_Standard_ENERGY STAR (1.2) | Griddle_Restaurant_Existing_ENERGY STAR (1.2) | Griddle_Restaurant_Existing_Standard | 15 | Commercial | Griddle (Restaurant) | >=38% Cooking Efficiency,<= 2650 Btu/hr-sq ft Idle Rate | Griddle | Restaurant | Existing | Standard | ENERGY STAR (1.2) |  | 273 | 1 unit | 1048 | 12 | 600 | 164.8417 | 1 units | 164.8417 | 1 units | 7997.5308 | 8 | 738.8368 | 1.514 | 0.21204 | 0.33158 | 0.95911 | 98.0656 | 283.6607 | 0 | 0 | 164.8417 | 164.9307 |  | 1 units | 164.8417 | 1 units | 7997.5308 | 7997.5308 |  | 2.022 | 6494.6937 |  | 8 | 738.8368 | 1.514 | 0.21204 | 0.33158 | 0.95911 | 98.0656 | 283.6607 | 0 | 0 | No change between 2024 plan and now in griddle efficiency tiers for mapped measure ("High Efficiency" tier in Com Tech Data but not in MeasureSummary tab, indicating Energy Star 1.2 is the most efficient option adopted across sectors). Cost source of RTF ComCookingGriddle_v3_1 workbook provides $4,745 incremental cost (2016$) for gas griddles across size categories and regardless of whether baseline griddle is thermostatic. According to Energy Star QPL, mid to high end griddles (>10kW) are in the >$6,000-$8,000 range. | RTF Wkbk - ComCookingGriddle_v3_1 ¦ AEG Adjusted, Weighted by ENERGY STAR QPL | RTF Wkbk - ComCookingGriddle_v3_1 ¦ AEG Adjusted, Weighted by ENERGY STAR QPL | Added new high-efficiency equipment level from IL TRM v12
Griddle_Education_Existing | Griddle_Education_Existing_ENERGY STAR (1.2) | Griddle (School)_>=38% Cooking Efficiency,<= 2650 Btu/hr-sq ft Idle Rate | Griddle_Education_Commercial_Existing_Standard_ENERGY STAR (1.2) | Griddle_Education_Existing_ENERGY STAR (1.2) | Griddle_Education_Existing_Standard | 16 | Commercial | Griddle (School) | >=38% Cooking Efficiency,<= 2650 Btu/hr-sq ft Idle Rate | Griddle | Education | Existing | Standard | ENERGY STAR (1.2) |  | 59 | 1 unit | 1048 | 12 | 600 | 170.6353 | 1 units | 170.6353 | 1 units | 8000.8989 | 8 | 739.1479 | 1.514 | 0.21204 | 0.0080428 | 0.023264 | 2.3787 | 6.8805 | 0 | 0 | 170.6353 | 164.9307 |  | 1 units | 170.6353 | 1 units | 8000.8989 | 8000.8989 |  | 2.022 | 6494.6937 |  | 8 | 739.1479 | 1.514 | 0.21204 | 0.0080428 | 0.023264 | 2.3787 | 6.8805 | 0 | 0 | No change between 2024 plan and now in griddle efficiency tiers for mapped measure ("High Efficiency" tier in Com Tech Data but not in MeasureSummary tab, indicating Energy Star 1.2 is the most efficient option adopted across sectors). Cost source of RTF ComCookingGriddle_v3_1 workbook provides $4,745 incremental cost (2016$) for gas griddles across size categories and regardless of whether baseline griddle is thermostatic. According to Energy Star QPL, mid to high end griddles (>10kW) are in the >$6,000-$8,000 range. | RTF Wkbk - ComCookingGriddle_v3_1 ¦ AEG Adjusted, Weighted by ENERGY STAR QPL | RTF Wkbk - ComCookingGriddle_v3_1 ¦ AEG Adjusted, Weighted by ENERGY STAR QPL | Added new high-efficiency equipment level from IL TRM v12
Unit Heater_Existing | Unit Heater_Existing_Condensing (TE 90%) | HVAC Unit Heater - Condensing_Minimum 90% AFUE | Unit Heater_Commercial_Existing_Standard (TE 80%)_Condensing (TE 90%) | Unit Heater_All_Existing_Condensing (TE 90%) | Unit Heater_All_Existing_Standard (TE 80%) | 17 | Commercial | HVAC Unit Heater - Condensing | Minimum 90% AFUE | Unit Heater | All | Existing | Standard (TE 80%) | Condensing (TE 90%) | Savings and incremental cost pulled from Tech Data; participation and potential pulled from infrared radiant unit heater | 1.1 | kBtu/Hr | 16.74 | 12 | 5 | 314.1667 | 120 kBtu/hr | 2.6181 | kBtu/hr | 23.34 | 12 | 23.34 | 0.82532 | 0.82532 | 0.00052727 | 0.0011636 | 3434.9452 | 7580.0585 | 3434.9452 | 7580.0585 | 314.1667 | 314.1667 | 2.6181 | 120 kBtu/hr | 2.6181 | kBtu/hr | 23.34 |  |  | 0.11019 | 2800.8 | 23.34 | 12 | 23.34 | 0.82532 | 0.82532 | 0.00052727 | 0.0011636 | 3434.9452 | 7580.0585 | 3434.9452 | 7580.0585 | Updated costs source led to higher costs | IL TRM v13 - 4.4.5 - Condensing Unit Heaters - CI-HVC-CUHT-V03-230101 ¦ DOE Labor and Venting Costs ¦ Additional AEG Adjustment for Grainger Vendor Costs | IL TRM v13 - 4.4.5 - Condensing Unit Heaters - CI-HVC-CUHT-V03-230101 ¦ DOE Labor and Venting Costs | Updated savings/costs source to IL TRM v13 - higher price + labor costs
Insulation - Ceiling_Existing | Insulation - Ceiling_Existing_Upgrade to R-49 | Insulation - Attic - Min R-49_Minimum R-49 | Insulation - Ceiling_Commercial_Existing_Existing (R-19)_Upgrade to R-49 | Insulation - Ceiling_All_Existing_Existing (R-19)_Upgrade to R-49 | Insulation - Ceiling_All_Existing_Existing (R-19) | 18 | Commercial | Insulation - Attic - Min R-49 | Minimum R-49 | Insulation - Ceiling | All | Existing | Existing (R-19) | Upgrade to R-49 |  | 0.32 | sqft roof | 1.31 | 45 | 2.5 | 0.069321 | sqft roof | 0.069321 | sqft roof | 1.9204 | 45 | 2 | 1.5583 | 1.5981 | 61027.8439 | 74932.4595 | 28318.9684 | 34584.2582 | 28319.1099 | 34584.8829 | 0.069321 |  |  | sqft roof | 0.069321 | sqft roof | 1.9204 | 1.9204 |  |  |  |  | 45 | 2 | 1.5583 | 1.5981 | 61027.8439 | 74932.4595 | 28318.9684 | 34584.2582 | 28319.1099 | 34584.8829 | Baseline efficiency increased to R-19 from R-13 in previous plan; efficiency requirement increased from R-45 to R-49 | Regional Technical Forum. ComWeatherizationSchool - UES Workbook, Version 4.1. Northwest Power and Conservation Council. July 18, 2023. | AEG BEST | New BEST simulations and updated Incentive Costs
Gas Boiler - Insulate Hot Water Lines_Existing | Gas Boiler - Insulate Hot Water Lines_Existing_Installing pipe wrap insulation to a length of pipe | Insulation - Pipe - 1.5"_Retrofit for T>140F<=200F | Gas Boiler - Insulate Hot Water Lines_Commercial_Existing_bare pipe_Installing pipe wrap insulation to a length of pipe | Gas Boiler - Insulate Hot Water Lines_All_Existing_Installing pipe wrap insulation to a length of pipe | Gas Boiler - Insulate Hot Water Lines_All_Existing_bare pipe | 19 | Commercial | Insulation - Pipe - 1.5" | Retrofit for T>140F<=200F | Gas Boiler - Insulate Hot Water Lines | All | Existing | bare pipe | Installing pipe wrap insulation to a length of pipe |  | 4.6 | linear foot | 10.78 | 20 | 15 | 1.1895 | linear foot | 1.1895 | linear foot | 21.9977 | 15 | 15.3984 | 0.96694 | 0.65202 | 63.5207 | 77.9933 | 4659.4863 | 5679.1664 | 0 | 0 | 1.1895 |  |  | linear foot | 1.1895 | linear foot | 21.9977 | 21.9977 |  |  |  |  | 15 | 15.3984 | 0.96694 | 0.65202 | 63.5207 | 77.9933 | 4659.4863 | 5679.1664 | 0 | 0 | Updated source so higher costs reflected; deemed costs for 1.5 inch thick pipe insulation in IL TRM including pipe insulation and jacket are $22-25 per linear foot (lower cost for indoor insulation) | IL TRM v13 - 4.4.14 - Pipe Insulation - CI-HVC-PINS-V09-250101 | IL TRM v13 - 4.4.14 - Pipe Insulation - CI-HVC-PINS-V09-250101 | Updated to latest IL TRM v13 - slightly more expensive and lower savings | This does come up and there is interest in it, even if loadmap does not have a line item for it. Recommend no change if UTC calculations can allow it, keep it in the program. CNGC would like to offer as many insulation measures as possible. AEG please confirm no code change since 2021 Tariff.
Gas Boiler - Insulate Steam Lines/Condensate Tank_Existing | Gas Boiler - Insulate Steam Lines/Condensate Tank_Existing_Addition of 2" wrap insulation to hot water boiler pipe | Insulation - Pipe - 2.5"_Retrofit for T>200F | Gas Boiler - Insulate Steam Lines/Condensate Tank_Commercial_Existing_bare pipe_Addition of 2" wrap insulation to hot water boiler pipe | Gas Boiler - Insulate Steam Lines/Condensate Tank_All_Existing_Addition of 2" wrap insulation to hot water boiler pipe | Gas Boiler - Insulate Steam Lines/Condensate Tank_All_Existing_bare pipe | 20 | Commercial | Insulation - Pipe - 2.5" | Retrofit for T>200F | Gas Boiler - Insulate Steam Lines/Condensate Tank | All | Existing | bare pipe | Addition of 2" wrap insulation to hot water boiler pipe |  | 12 | linear foot | 18 | 20 | 25 | 1.7399 | linear foot | 1.7399 | linear foot | 36.2322 | 15 | 25.3626 | 1.1155 | 1.0233 | 82.7204 | 101.5674 | 7525.7138 | 9168.3508 | 4014.2685 | 4891.5716 | 1.7399 |  |  | linear foot | 1.7399 | linear foot | 36.2322 | 36.2322 |  |  |  |  | 15 | 25.3626 | 1.1155 | 1.0233 | 82.7204 | 101.5674 | 7525.7138 | 9168.3508 | 4014.2685 | 4891.5716 | Updated source so higher costs reflected; deemed costs for 2.5 inch thick pipe insulation in IL TRM including pipe insulation and jacket are $31-34 per linear foot (lower cost for indoor insulation) | IL TRM v12 - 4.4.14 - Pipe Insulation - CI-HVC-PINS-V08-230101 | IL TRM v12 - 4.4.14 - Pipe Insulation - CI-HVC-PINS-V08-230101 | Updated to latest IL TRM v13 - higher savings across most segments
Insulation - Ceiling_Existing | Insulation - Ceiling_Existing_Upgrade to R-38 | Insulation - Attic - Min R-38_Minimum R-38 | Insulation - Ceiling_Commercial_Existing_Existing (R-15)_Upgrade to R-38 | Insulation - Ceiling_All_Existing_Existing (R-15)_Upgrade to R-38 | Insulation - Ceiling_All_Existing_Existing (R-15) | 21 | Commercial | Insulation - Attic - Min R-38 | Minimum R-38 | Insulation - Ceiling | All | Existing | Existing (R-15) | Upgrade to R-38 |  | 0.36 | sqft roof | 2.15 | 45 | 2 | 0.051316 | sqft roof | 0.051316 | sqft roof | 4.3227 | 45 | 2 | 1.4602 | 0.41819 | 1295.8497 | 1591.0967 | 1896.4262 | 2309.7802 | 0 | 0 | 0.051316 |  |  | sqft roof | 0.051316 | sqft roof | 4.3227 | 4.3227 |  |  |  |  | 45 | 2 | 1.4602 | 0.41819 | 1295.8497 | 1591.0967 | 1896.4262 | 2309.7802 | 0 | 0 | Baseline efficiency increased to R-19 from R-13 in previous plan; efficiency requirement increased from R-30 to R-38 | Regional Technical Forum. ComWeatherizationSchool - UES Workbook, Version 4.1. Northwest Power and Conservation Council. July 18, 2023. | AEG BEST | New BEST simulations and updated Incentive Costs | We can offer lower than code because we offer retrofit only, so code is not an issue. We currently offer R-30 only. We have a good uptake and customer response to R-30, no reason to offer R-21.
Unit Heater_Existing | Unit Heater_Existing_Infrared Radiant | Radiant Heating_None | Unit Heater_Commercial_Existing_Standard (TE 80%)_Infrared Radiant | Unit Heater_All_Existing_Infrared Radiant | Unit Heater_All_Existing_Standard (TE 80%) | 22 | Commercial | Radiant Heating | None | Unit Heater | All | Existing | Standard (TE 80%) | Infrared Radiant | Savings and incremental cost pulled from Tech Data for consistency with condensing unit heater; participation and potential pulled from MeasureSummary. Inclusion in program with current incentive or greater recommended. | 1.92 | 120 kBtu/Hr | 21 | 12 | 15 | 452.4 | 120 kBtu/hr | 3.77 | kBtu/hr | 4.05 | 12 | 4.05 | 7.3722 | 7.3722 | 0.00052727 | 0 | 3434.9452 | 7580.0585 | 3434.9452 | 7580.0585 | 452.4 | 452.4 |  | 120 kBtu/hr | 3.77 | kBtu/hr | 4.05 | 70145.2468 | 584.5437 | 0.017763 | 486 | 4.05 | 12 | 4.05 | 7.3722 | 7.3722 | 0.00052727 | 0 | 3434.9452 | 7580.0585 | 3434.9452 | 7580.0585 | Updated costs and savings sources to IL TRM v13 | IL TRM v13 - 4.4.5 - Condensing Unit Heaters - CI-HVC-CUHT-V03-230101 ¦ DOE Labor and Venting Costs ¦ Additional AEG Adjustment for Grainger Vendor Costs | IL TRM v13 - 4.4.5 - Condensing Unit Heaters - CI-HVC-CUHT-V03-230101 ¦ DOE Labor and Venting Costs | Updated savings/costs source to IL TRM v13 - higher price + labor costs
Commercial Laundry - Ozone Treatment_Existing | Commercial Laundry - Ozone Treatment_Existing_Ozone laundry system(s) that transfer ozone into the water through Venturi Injection, Bubble Diffusion, or other methods | Ozone Injection Laundry_Minimum 125 lb Total Washer/Extractor Capacity and Pre Approved by CNG | Commercial Laundry - Ozone Treatment_Commercial_Existing_Conventional washing machine system with no ozone generator installed_Ozone laundry system(s) that transfer ozone into the water through Venturi Injection, Bubble Diffusion, or other methods | Commercial Laundry - Ozone Treatment_All_Existing_Ozone laundry system(s) that transfer ozone into the water through Venturi Injection, Bubble Diffusion, or other methods | Commercial Laundry - Ozone Treatment_All_Existing_Conventional washing machine system with no ozone generator installed | 23 | Commercial | Ozone Injection Laundry | Minimum 125 lb Total Washer/Extractor Capacity and Pre Approved by CNG | Commercial Laundry - Ozone Treatment | All | Existing | Conventional washing machine system with no ozone generator installed | Ozone laundry system(s) that transfer ozone into the water through Venturi Injection, Bubble Diffusion, or other methods |  | 2627.67 | site | 14325.89 | 10 | 9000 | 12.9206 | Capacity | 12.9206 | Capacity | 81.5213 | 10 | 57.0649 | 2.7061 | 2.1344 | 0.0042296 | 0.0051933 | 452.7341 | 556.3699 | 452.7933 | 556.5185 | 12.9206 |  |  | Capacity | 12.9206 | Capacity | 81.5213 | 81.5213 | 20774.082 |  |  |  | 10 | 57.0649 | 2.7061 | 2.1344 | 0.0042296 | 0.0051933 | 452.7341 | 556.3699 | 452.7933 | 556.5185 | Higher costs due to source change. Capacity assumption is 254.83 lbs per site (source: IL TRM v.12), so per capacity incremental cost is multiplied by 254.83 for per site cost | IL TRM v12 - 4.3.6 - Ozone Laundry - CI-HWE-OZLD-V07-230101 | IL TRM v12 - 4.3.6 - Ozone Laundry - CI-HWE-OZLD-V07-230101 | Updated to latest IL TRM v12 - slightly more expensive and lower savings
Water Heater_Existing | Water Heater_Existing_TE 96% (Instantaneous) | Domestic Hot Water Tanks - Condensing_Minimum 96% AFUE or 96% Thermal Efficiency | Water Heater_Commercial_Existing_TE 80%_TE 96% (Instantaneous) | Water Heater_All_Existing_TE 96% (Instantaneous) | Water Heater_All_Existing_TE 80% | 24 | Commercial | Domestic Hot Water Tanks - Condensing | Minimum 96% AFUE or 96% Thermal Efficiency | Water Heater | All | Existing | TE 80% | TE 96% (Instantaneous) | No corresponding DHW water heaters in commercial MeasureSummary or Tech Data; mapped to Tankless Water Heater - Tier 2 in MeasureSummary | 3.8 | 1 kBtu/hr | 2.57 | 10 | 3 | 1752.1024 | 200 kBtu/hr | 8.7605 | kBtu/hr | 25.7674 | 10 | 12.2665 | 13.106 | 7.7647 | 0.0022922 | 0 | 817.5234 | 2364.7359 | 817.5234 | 2364.7359 | 1752.1024 | 305 |  | 200 kBtu/hr | 8.7605 | kBtu/hr | 25.7674 | 5153.4849 | 25.7674 | 0.046279 | 4684.9284 | 23.4246 | 10 | 12.2665 | 13.106 | 7.7647 | 0.0022922 | 0 | 817.5234 | 2364.7359 | 817.5234 | 2364.7359 | Efficient definition changed from TE 91% to TE 96% definition, so equipment numbers are reflecting the higher efficiency tier vs the plan values | Technical Support Document: Commercial Water Heating Equipment. EERE-2021-BT-STD-0027-0001. Department of Energy. July 2023. | AEG BEST / Market Profile Calculations | New BEST Simulations | We see small savings amounts and small cost. Very minimal if any uptake over the past 5 years. Okay will keeping the same offerings or dropping from program (if no potential exists across territory). Not typically a single measure, its seen more often in multi-family. Most of the buildings in territory we believe have already done it. (low hanging fruits, particularly in schools). This is a cheap offerings that could work with Direct Digital Control system upgrades.
Water Heater_Existing | Water Heater_Existing_TE 94% (ENERGY STAR 2.0) | Tankless Water Heater_Minimum TE 94% | Water Heater_Commercial_Existing_TE 80%_TE 94% (ENERGY STAR 2.0) | Water Heater_All_Existing_TE 94% (ENERGY STAR 2.0) | Water Heater_All_Existing_TE 80% | 25 | Commercial | Tankless Water Heater | Minimum TE 94% | Water Heater | All | Existing | TE 80% | TE 94% (ENERGY STAR 2.0) | Savings and incremental cost pulled from Tech Data; participation and potential pulled from TE 96% (Instantaneous) measure in MeasureSummary data | 21.64 | gpm | 137.9 | 10 | 120 | 272.3333 | 200 kBtu/hr | 61.3363 | gpm | 324.4635 | 10 | 154.4597 | 16.5961 | 9.8324 | 0.10325 | 0.29866 | 817.5234 | 2364.7359 | 817.5234 | 2364.7359 | 272.3333 | 272.3333 |  | 200 kBtu/hr | 61.3363 | gpm | 324.4635 |  |  | 0.013688 | 1440.6177 | 324.4635 | 10 | 154.4597 | 16.5961 | 9.8324 | 0.10325 | 0.29866 | 817.5234 | 2364.7359 | 817.5234 | 2364.7359 | Efficient definition changed from TE 87% to TE 94% definition, so equipment numbers are reflecting the higher efficiency tier vs the plan values | Technical Support Document: Commercial Water Heating Equipment. EERE-2021-BT-STD-0027-0001. Department of Energy. July 2023. | AEG BEST / Market Profile Calculations | New BEST Simulations
Water Heater_Existing | Water Heater_Existing_TE 96% (Instantaneous) | Tankless Water Heater - Tier 2_Minimum TE 96% | Water Heater_Commercial_Existing_TE 80%_TE 96% (Instantaneous) | Water Heater_All_Existing_TE 96% (Instantaneous) | Water Heater_All_Existing_TE 80% | 26 | Commercial | Tankless Water Heater - Tier 2 | Minimum TE 96% | Water Heater | All | Existing | TE 80% | TE 96% (Instantaneous) | Savings and incremental cost pulled from Tech Data; participation and potential pulled from TE 96% (Instantaneous) measure in MeasureSummary data | 37.63 | gpm | 52.8 | 10 | 150 | 305 | 200 kBtu/hr | 68.6937 | gpm | 1055.1641 | 10 | 502.3071 | 13.106 | 7.7647 | 0.10325 | 0.29866 | 817.5234 | 2364.7359 | 817.5234 | 2364.7359 | 305 | 305 |  | 200 kBtu/hr | 68.6937 | gpm | 1055.1641 | 5153.4849 | 1160.6948 | 0.046279 | 4684.9284 | 1055.1641 | 10 | 502.3071 | 13.106 | 7.7647 | 0.10325 | 0.29866 | 817.5234 | 2364.7359 | 817.5234 | 2364.7359 | Efficient definition changed from TE 93% to TE 96% definition and baseline is still TE 80%, so equipment numbers are reflecting the higher efficiency tier vs the plan values | Technical Support Document: Commercial Water Heating Equipment. EERE-2021-BT-STD-0027-0001. Department of Energy. July 2023. | AEG BEST / Market Profile Calculations | New BEST Simulations | Only 1 installed in 2023. Not a lot of uptake or interest, most people if they got High efficiency they go for tier 2, typically 94% or 95%. AEG please confirm code minimum. Recommend dropping this lower Tier and only offering the higher tier. Okay to keep in the 24/25 tarriff if Loadmap says there is potential, but then we must drop the # of expected units down very low.
Furnace_Existing | Furnace_Existing_TE 90% | Warm-Air Furnace_Minimum 90% AFUE | Furnace_Commercial_Existing_TE 80%_TE 90% | Furnace_All_Existing_TE 90% | Furnace_All_Existing_TE 80% | 27 | Commercial | Warm-Air Furnace | Minimum 90% AFUE | Furnace | All | Existing | TE 80% | TE 90% |  | 1.78 | kBtu/Hr | 0.51 | 23 | 6 | 51.3777 | 140 kBtu/hr | 0.36698 | kBtu/hr | 13.2802 | 23 | 2.5807 | 1.6639 | 0.21746 | 0.020218 | 0.055389 | 211.7035 | 579.9227 | 0 | 0 | 51.3777 | 1275.2222 |  | 140 kBtu/hr | 0.36698 | kBtu/hr | 13.2802 | 1859.2346 | 13.2802 | 0.78061 | 1689.2866 | 12.0663 | 23 | 2.5807 | 1.6639 | 0.21746 | 0.020218 | 0.055389 | 211.7035 | 579.9227 | 0 | 0 | Plan value given in sqft, should be $10 kBtu/hr. Incremental cost increase due to costs source change | EIA - Technology Forecast Updates. Appendix A. U.S. Energy Information Administration. March 3, 2023. ¦ Adjusted via AEG vendor cost review on Grainger.com and HVACDirect | AEG Simulation Data and Market Profile Calculations | New BEST simulations and updated Incentive Costs (very low) | Recommend keeping only this higher efficiency level. Okay to bump to 94% efficiency, utilize savings assumptions from Loadmap (AEG confirm if these saving assumptions are significantly different than TRC's assumptions for 93%). Okay to bump up incentive $$ if UCT calculations allow to push more volume than the 17 units in 2023.
Windows - High Efficiency Glazing_Existing | Windows - High Efficiency Glazing_Existing_U-0.29 Window | Windows_0.3 or less U | Windows - High Efficiency Glazing_Commercial_Existing_Double Pane Window_U-0.29 Window | Windows - High Efficiency Glazing_All_Existing_U-0.29 Window | Windows - High Efficiency Glazing_All_Existing_Double Pane Window | 28 | Commercial | Windows | 0.3 or less U | Windows - High Efficiency Glazing | All | Existing | Double Pane Window | U-0.29 Window |  | 0.36 | sqft window | 24.15 | 45 | 7.5 | 0.50337 | sqft window | 0.50337 | sqft window | 34.6186 | 45 | 24.233 | 3.1841 | 2.5114 | 0.41864 | 0.83684 | 246.9622 | 490.1736 | 246.9696 | 490.2283 | 0.50337 |  |  | sqft window | 0.50337 | sqft window | 34.6186 | 34.6186 |  |  |  |  | 45 | 24.233 | 3.1841 | 2.5114 | 0.41864 | 0.83684 | 246.9622 | 490.1736 | 246.9696 | 490.2283 |  | RTF Wkbk - ComWeatherizationSchool_v4_1 | AEG BEST | 0 | Code remains at 81% through 2021 WSEC change. (TRC can provide proof if needed) 91% could be offered still if we want. Contractors in the area typically install 95%, there are alot of units at 95% . TRC supports updating minimum to 94% assuming we can claim additional savings and make up a majority of the incremental cost from 91% to 94% upgrade. 96% would be difficult as contractors don't typically have access or like to install those units due to availablity/cost.

## Savings Weighted Averages
Key |  | LoadMap Measure Name | Segment - Expanded | Vintage | Efficient Definition | Baseline Definition (for Insulation - Ceiling measures) | 2026 UCT Ratio | 2026 TRC Ratio | 2026 UCT Savings Potential | 2026 TRC Savings Potential | 2027 UCT Ratio | 2027 TRC Ratio | 2027 UCT Savings Potential | 2027 TRC Savings Potential
Boiler_Healthcare_Existing_TE 94% (ENERGY STAR 1.0) | Boiler_Healthcare_Existing | Boiler | Healthcare | Existing | TE 94% (ENERGY STAR 1.0) |  | 3.9361 | 1.3371 | 0 | 1 | 3.9089 | 1.3278 | 0 | 0
Boiler_Office_Existing_TE 94% (ENERGY STAR 1.0) | Boiler_Office_Existing | Boiler | Office | Existing | TE 94% (ENERGY STAR 1.0) |  | 3.0926 | 1.0506 | 0 | 1 | 3.0712 | 1.0433 | 0 | 0
Boiler_Restaurant_Existing_TE 94% (ENERGY STAR 1.0) | Boiler_Restaurant_Existing | Boiler | Restaurant | Existing | TE 94% (ENERGY STAR 1.0) |  | 2.8651 | 0.97326 | 0 | 1 | 2.8452 | 0.96652 | 0 | 0
Boiler_Grocery_Existing_TE 94% (ENERGY STAR 1.0) | Boiler_Grocery_Existing | Boiler | Grocery | Existing | TE 94% (ENERGY STAR 1.0) |  | 1.3006 | 0.44181 | 126.0254 | 1 | 1.2916 | 0.43875 | 196.8911 | 0
Boiler_Lodging_Existing_TE 94% (ENERGY STAR 1.0) | Boiler_Lodging_Existing | Boiler | Lodging | Existing | TE 94% (ENERGY STAR 1.0) |  | 1.0572 | 0.35913 | 409.711 | 1 | 1.0499 | 0.35664 | 640.0967 | 0
Boiler_Miscellaneous_Existing_TE 94% (ENERGY STAR 1.0) | Boiler_Miscellaneous_Existing | Boiler | Miscellaneous | Existing | TE 94% (ENERGY STAR 1.0) |  | 4.8749 | 1.656 | 0 | 1 | 4.8411 | 1.6445 | 0 | 0
Boiler_Warehouse_Existing_TE 94% (ENERGY STAR 1.0) | Boiler_Warehouse_Existing | Boiler | Warehouse | Existing | TE 94% (ENERGY STAR 1.0) |  | 3.3143 | 1.1259 | 0 | 1 | 3.2913 | 1.1181 | 0 | 0
Boiler_Retail_Existing_TE 94% (ENERGY STAR 1.0) | Boiler_Retail_Existing | Boiler | Retail | Existing | TE 94% (ENERGY STAR 1.0) |  | 3.5542 | 1.2074 | 0 | 1 | 3.5296 | 1.199 | 0 | 0
Boiler_Education_Existing_TE 94% (ENERGY STAR 1.0) | Boiler_Education_Existing | Boiler | Education | Existing | TE 94% (ENERGY STAR 1.0) |  | 0.64326 | 0.21852 | 0 | 1 | 0.6388 | 0.217 | 0 | 0
Boiler_All_Existing_TE 94% (ENERGY STAR 1.0) | Boiler_All_Existing | Boiler | All | Existing | TE 94% (ENERGY STAR 1.0) |  | 1.1145 | 0.92996 |  | No 2026 TRC potential | 1.1067 | #DIV/0!
Gas Boiler - Steam Trap Replacement_Healthcare_Existing_fully functional standard stream trap | Gas Boiler - Steam Trap Replacement_Healthcare_Existing | Gas Boiler - Steam Trap Replacement | Healthcare | Existing | fully functional standard stream trap |  | 13.0949 | 10.3284 | 11.9749 | 11.9753 | 13.2109 | 10.4199 | 23.7777 | 23.7804
Gas Boiler - Steam Trap Replacement_Office_Existing_fully functional standard stream trap | Gas Boiler - Steam Trap Replacement_Office_Existing | Gas Boiler - Steam Trap Replacement | Office | Existing | fully functional standard stream trap |  | 13.1212 | 10.3491 | 48.1403 | 48.1403 | 13.243 | 10.4452 | 95.5907 | 95.5907
Gas Boiler - Steam Trap Replacement_Restaurant_Existing_fully functional standard stream trap | Gas Boiler - Steam Trap Replacement_Restaurant_Existing | Gas Boiler - Steam Trap Replacement | Restaurant | Existing | fully functional standard stream trap |  | 13.1211 | 10.349 | 1.0188 | 1.0188 | 13.2428 | 10.445 | 2.0243 | 2.0243
Gas Boiler - Steam Trap Replacement_Grocery_Existing_fully functional standard stream trap | Gas Boiler - Steam Trap Replacement_Grocery_Existing | Gas Boiler - Steam Trap Replacement | Grocery | Existing | fully functional standard stream trap |  | 13.1211 | 10.3491 | 1.2 | 1.2001 | 13.2429 | 10.4451 | 2.3833 | 2.3841
Gas Boiler - Steam Trap Replacement_Lodging_Existing_fully functional standard stream trap | Gas Boiler - Steam Trap Replacement_Lodging_Existing | Gas Boiler - Steam Trap Replacement | Lodging | Existing | fully functional standard stream trap |  | 13.1212 | 10.3491 | 1.1015 | 1.1017 | 13.243 | 10.4452 | 2.1872 | 2.1886
Gas Boiler - Steam Trap Replacement_Miscellaneous_Existing_fully functional standard stream trap | Gas Boiler - Steam Trap Replacement_Miscellaneous_Existing | Gas Boiler - Steam Trap Replacement | Miscellaneous | Existing | fully functional standard stream trap |  | 13.1211 | 10.3491 | 47.7132 | 47.7133 | 13.2429 | 10.4451 | 94.7408 | 94.7416
Gas Boiler - Steam Trap Replacement_Warehouse_Existing_fully functional standard stream trap | Gas Boiler - Steam Trap Replacement_Warehouse_Existing | Gas Boiler - Steam Trap Replacement | Warehouse | Existing | fully functional standard stream trap |  | 13.1211 | 10.349 | 3.6114 | 3.6114 | 13.2428 | 10.4451 | 7.1722 | 7.1722
Gas Boiler - Steam Trap Replacement_Retail_Existing_fully functional standard stream trap | Gas Boiler - Steam Trap Replacement_Retail_Existing | Gas Boiler - Steam Trap Replacement | Retail | Existing | fully functional standard stream trap |  | 13.1211 | 10.3491 | 0.37495 | 0.37495 | 13.2429 | 10.4451 | 0.74484 | 0.74485
Gas Boiler - Steam Trap Replacement_Education_Existing_fully functional standard stream trap | Gas Boiler - Steam Trap Replacement_Education_Existing | Gas Boiler - Steam Trap Replacement | Education | Existing | fully functional standard stream trap |  | 13.1212 | 10.3491 | 78.0294 | 78.0294 | 13.243 | 10.4452 | 155.0511 | 155.0511
Gas Boiler - Steam Trap Replacement_All_Existing_fully functional standard stream trap | Gas Boiler - Steam Trap Replacement_All_Existing | Gas Boiler - Steam Trap Replacement | All | Existing | fully functional standard stream trap |  | 13.1195 | 10.3478 |  |  | 13.241 | 10.4436
Oven_Healthcare_Existing_ENERGY STAR (3.0) | Oven_Healthcare_Existing | Oven | Healthcare | Existing | ENERGY STAR (3.0) |  | 5.0044 | 1.3638 | 2.7296 | 2.7296 | 4.9897 | 1.3598 | 7.746 | 7.746
Oven_Office_Existing_ENERGY STAR (3.0) | Oven_Office_Existing | Oven | Office | Existing | ENERGY STAR (3.0) |  | 5.0044 | 1.3638 | 1.243 | 1.243 | 4.9897 | 1.3598 | 3.5274 | 3.5274
Oven_Restaurant_Existing_ENERGY STAR (3.0) | Oven_Restaurant_Existing | Oven | Restaurant | Existing | ENERGY STAR (3.0) |  | 5.0044 | 1.3638 | 43.9424 | 43.9424 | 4.9897 | 1.3598 | 124.6988 | 124.6988
Oven_Grocery_Existing_ENERGY STAR (3.0) | Oven_Grocery_Existing | Oven | Grocery | Existing | ENERGY STAR (3.0) |  | 5.0044 | 1.3638 | 63.9456 | 63.9456 | 4.9897 | 1.3598 | 181.4632 | 181.4632
Oven_Lodging_Existing_ENERGY STAR (3.0) | Oven_Lodging_Existing | Oven | Lodging | Existing | ENERGY STAR (3.0) |  | 5.0044 | 1.3638 | 6.3394 | 6.3394 | 4.9897 | 1.3598 | 17.9899 | 17.9899
Oven_Miscellaneous_Existing_ENERGY STAR (3.0) | Oven_Miscellaneous_Existing | Oven | Miscellaneous | Existing | ENERGY STAR (3.0) |  | 5.0044 | 1.3638 | 1.5228 | 1.5228 | 4.9897 | 1.3598 | 4.3213 | 4.3213
Oven_Warehouse_Existing_ENERGY STAR (3.0) | Oven_Warehouse_Existing | Oven | Warehouse | Existing | ENERGY STAR (3.0) |  | 5.0044 | 1.3638 | 0.020747 | 0.020747 | 4.9897 | 1.3598 | 0.058875 | 0.058875
Oven_Retail_Existing_ENERGY STAR (3.0) | Oven_Retail_Existing | Oven | Retail | Existing | ENERGY STAR (3.0) |  | 5.0044 | 1.3638 | 57.9126 | 57.9126 | 4.9897 | 1.3598 | 164.3429 | 164.3429
Oven_Education_Existing_ENERGY STAR (3.0) | Oven_Education_Existing | Oven | Education | Existing | ENERGY STAR (3.0) |  | 5.0044 | 1.3638 | 5.4468 | 5.4468 | 4.9897 | 1.3598 | 15.4567 | 15.4567
Oven_All_Existing_ENERGY STAR (3.0) | Oven_All_Existing | Oven | All | Existing | ENERGY STAR (3.0) |  | 5.0044 | 1.3638 |  |  | 4.9897 | 1.3598
Boiler_Healthcare_Existing_TE 98% | Boiler_Healthcare_Existing | Boiler | Healthcare | Existing | TE 98% |  | 3.7767 | 1.2829 | 1326.5927 | 1326.5927 | 3.7505 | 1.274 | 2072.5525 | 2072.5525
Boiler_Office_Existing_TE 98% | Boiler_Office_Existing | Boiler | Office | Existing | TE 98% |  | 2.9667 | 1.0078 | 4121.1218 | 4121.1218 | 2.9462 | 1.0008 | 6438.4808 | 6438.4808
Boiler_Restaurant_Existing_TE 98% | Boiler_Restaurant_Existing | Boiler | Restaurant | Existing | TE 98% |  | 2.7401 | 0.93081 | 181.1631 | 181.1631 | 2.7211 | 0.92436 | 283.0334 | 283.0334
Boiler_Grocery_Existing_TE 98% | Boiler_Grocery_Existing | Boiler | Grocery | Existing | TE 98% |  | 1.2482 | 0.42401 | 0 | 0 | 1.2395 | 0.42107 | 0 | 0
Boiler_Lodging_Existing_TE 98% | Boiler_Lodging_Existing | Boiler | Lodging | Existing | TE 98% |  | 1.0128 | 0.34406 | 0 | 0 | 1.0058 | 0.34168 | 0 | 0
Boiler_Miscellaneous_Existing_TE 98% | Boiler_Miscellaneous_Existing | Boiler | Miscellaneous | Existing | TE 98% |  | 4.6785 | 1.5893 | 3663.4881 | 3663.4881 | 4.6461 | 1.5783 | 5723.5137 | 5723.5137
Boiler_Warehouse_Existing_TE 98% | Boiler_Warehouse_Existing | Boiler | Warehouse | Existing | TE 98% |  | 3.1733 | 1.078 | 2194.6583 | 2194.6583 | 3.1513 | 1.0705 | 3428.7425 | 3428.7425
Boiler_Retail_Existing_TE 98% | Boiler_Retail_Existing | Boiler | Retail | Existing | TE 98% |  | 3.411 | 1.1587 | 968.4011 | 968.4011 | 3.3874 | 1.1507 | 1512.9453 | 1512.9453
Boiler_Education_Existing_TE 98% | Boiler_Education_Existing | Boiler | Education | Existing | TE 98% |  | 0.61698 | 0.20959 | 0 | 0 | 0.6127 | 0.20813 | 0 | 0
Boiler_All_Existing_TE 98% | Boiler_All_Existing | Boiler | All | Existing | TE 98% |  | 3.6241 | 1.2311 |  |  | 3.599 | 1.2226
Circulation Pump - Controls_Healthcare_Existing_Circulation pump controls based on demand. | Circulation Pump - Controls_Healthcare_Existing | Circulation Pump - Controls | Healthcare | Existing | Circulation pump controls based on demand. |  | 2.3567 | 1.8588 | 9.3695 | 9.3694 | 2.3558 | 1.8581 | 14.7382 | 14.7378
Circulation Pump - Controls_Office_Existing_Circulation pump controls based on demand. | Circulation Pump - Controls_Office_Existing | Circulation Pump - Controls | Office | Existing | Circulation pump controls based on demand. |  | 2.3571 | 1.8591 | 0 | 0 | 2.3562 | 1.8584 | 0 | 0
Circulation Pump - Controls_Restaurant_Existing_Circulation pump controls based on demand. | Circulation Pump - Controls_Restaurant_Existing | Circulation Pump - Controls | Restaurant | Existing | Circulation pump controls based on demand. |  | 0.20778 | 0.16388 | 0 | 0 | 0.2077 | 0.16382 | 0 | 0
Circulation Pump - Controls_Grocery_Existing_Circulation pump controls based on demand. | Circulation Pump - Controls_Grocery_Existing | Circulation Pump - Controls | Grocery | Existing | Circulation pump controls based on demand. |  | 0.024885 | 0.019627 | 0 | 0 | 0.024875 | 0.01962 | 0 | 0
Circulation Pump - Controls_Lodging_Existing_Circulation pump controls based on demand. | Circulation Pump - Controls_Lodging_Existing | Circulation Pump - Controls | Lodging | Existing | Circulation pump controls based on demand. |  | 2.3565 | 1.8587 | 20.7958 | 20.7922 | 2.3556 | 1.8579 | 32.7184 | 32.7058
Circulation Pump - Controls_Miscellaneous_Existing_Circulation pump controls based on demand. | Circulation Pump - Controls_Miscellaneous_Existing | Circulation Pump - Controls | Miscellaneous | Existing | Circulation pump controls based on demand. |  | 0.19237 | 0.15173 | 0 | 0 | 0.1923 | 0.15167 | 0 | 0
Circulation Pump - Controls_Warehouse_Existing_Circulation pump controls based on demand. | Circulation Pump - Controls_Warehouse_Existing | Circulation Pump - Controls | Warehouse | Existing | Circulation pump controls based on demand. |  | 0.074892 | 0.05907 | 0 | 0 | 0.074866 | 0.059049 | 0 | 0
Circulation Pump - Controls_Retail_Existing_Circulation pump controls based on demand. | Circulation Pump - Controls_Retail_Existing | Circulation Pump - Controls | Retail | Existing | Circulation pump controls based on demand. |  | 2.3568 | 1.8589 | 0 | 0 | 2.3559 | 1.8582 | 0 | 0
Circulation Pump - Controls_Education_Existing_Circulation pump controls based on demand. | Circulation Pump - Controls_Education_Existing | Circulation Pump - Controls | Education | Existing | Circulation pump controls based on demand. |  | 13.2911 | 10.4831 | 1179.0341 | 1179.0341 | 13.2866 | 10.4795 | 1855.5294 | 1855.5294
Circulation Pump - Controls_All_Existing_Circulation pump controls based on demand. | Circulation Pump - Controls_All_Existing | Circulation Pump - Controls | All | Existing | Circulation pump controls based on demand. |  | 13.0183 | 10.268 |  |  | 13.014 | 10.2646
Unit Heater_Healthcare_Existing_Condensing (TE 90%) | Unit Heater_Healthcare_Existing | Unit Heater | Healthcare | Existing | Condensing (TE 90%) |  | 0.82532 | 0.82532 | 162.8639 | 162.8639 | 0.82289 | 0.82289 | 0 | 0
Unit Heater_Office_Existing_Condensing (TE 90%) | Unit Heater_Office_Existing | Unit Heater | Office | Existing | Condensing (TE 90%) |  | 0.82532 | 0.82532 | 363.4394 | 363.4394 | 0.82289 | 0.82289 | 0 | 0
Unit Heater_Restaurant_Existing_Condensing (TE 90%) | Unit Heater_Restaurant_Existing | Unit Heater | Restaurant | Existing | Condensing (TE 90%) |  | 0.82532 | 0.82532 | 81.7545 | 81.7545 | 0.82289 | 0.82289 | 0 | 0
Unit Heater_Grocery_Existing_Condensing (TE 90%) | Unit Heater_Grocery_Existing | Unit Heater | Grocery | Existing | Condensing (TE 90%) |  | 0.82532 | 0.82532 | 160.8139 | 160.8139 | 0.82289 | 0.82289 | 0 | 0
Unit Heater_Lodging_Existing_Condensing (TE 90%) | Unit Heater_Lodging_Existing | Unit Heater | Lodging | Existing | Condensing (TE 90%) |  | 0.82532 | 0.82532 | 50.7966 | 50.7966 | 0.82289 | 0.82289 | 0 | 0
Unit Heater_Miscellaneous_Existing_Condensing (TE 90%) | Unit Heater_Miscellaneous_Existing | Unit Heater | Miscellaneous | Existing | Condensing (TE 90%) |  | 0.82532 | 0.82532 | 598.1542 | 598.1542 | 0.82289 | 0.82289 | 0 | 0
Unit Heater_Warehouse_Existing_Condensing (TE 90%) | Unit Heater_Warehouse_Existing | Unit Heater | Warehouse | Existing | Condensing (TE 90%) |  | 0.82532 | 0.82532 | 636.9997 | 636.9997 | 0.82289 | 0.82289 | 0 | 0
Unit Heater_Retail_Existing_Condensing (TE 90%) | Unit Heater_Retail_Existing | Unit Heater | Retail | Existing | Condensing (TE 90%) |  | 0.82532 | 0.82532 | 1070.8459 | 1070.8459 | 0.82289 | 0.82289 | 0 | 0
Unit Heater_Education_Existing_Condensing (TE 90%) | Unit Heater_Education_Existing | Unit Heater | Education | Existing | Condensing (TE 90%) |  | 0.82532 | 0.82532 | 309.2769 | 309.2769 | 0.82289 | 0.82289 | 0 | 0
Unit Heater_All_Existing_Condensing (TE 90%) | Unit Heater_All_Existing | Unit Heater | All | Existing | Condensing (TE 90%) |  | 0.82532 | 0.82532 | 2026 UCT potential from Infrared Radiant version | 2026 TRC potential from Infrared Radiant version | #DIV/0! | #DIV/0!
Rack Oven_Healthcare_Existing_ENERGY STAR (3.0) | Rack Oven_Healthcare_Existing | Rack Oven | Healthcare | Existing | ENERGY STAR (3.0) |  | 2.3063 | 2.3063 | 0.35112 | 0.35112 | 2.2922 | 2.2922 | 0.98844 | 0.98844
Rack Oven_Office_Existing_ENERGY STAR (3.0) | Rack Oven_Office_Existing | Rack Oven | Office | Existing | ENERGY STAR (3.0) |  | 2.3063 | 2.3063 | 0.15989 | 0.15989 | 2.2922 | 2.2922 | 0.45012 | 0.45012
Rack Oven_Restaurant_Existing_ENERGY STAR (3.0) | Rack Oven_Restaurant_Existing | Rack Oven | Restaurant | Existing | ENERGY STAR (3.0) |  | 2.3063 | 2.3063 | 5.6525 | 5.6525 | 2.2922 | 2.2922 | 15.9124 | 15.9124
Rack Oven_Grocery_Existing_ENERGY STAR (3.0) | Rack Oven_Grocery_Existing | Rack Oven | Grocery | Existing | ENERGY STAR (3.0) |  | 2.3063 | 2.3063 | 8.2256 | 8.2256 | 2.2922 | 2.2922 | 23.1559 | 23.1559
Rack Oven_Lodging_Existing_ENERGY STAR (3.0) | Rack Oven_Lodging_Existing | Rack Oven | Lodging | Existing | ENERGY STAR (3.0) |  | 2.3063 | 2.3063 | 0.81547 | 0.81547 | 2.2922 | 2.2922 | 2.2956 | 2.2956
Rack Oven_Miscellaneous_Existing_ENERGY STAR (3.0) | Rack Oven_Miscellaneous_Existing | Rack Oven | Miscellaneous | Existing | ENERGY STAR (3.0) |  | 2.3063 | 2.3063 | 0.19588 | 0.19588 | 2.2922 | 2.2922 | 0.55143 | 0.55143
Rack Oven_Warehouse_Existing_ENERGY STAR (3.0) | Rack Oven_Warehouse_Existing | Rack Oven | Warehouse | Existing | ENERGY STAR (3.0) |  | 2.3063 | 2.3063 | 0.0026688 | 0.0026688 | 2.2922 | 2.2922 | 0.0075128 | 0.0075128
Rack Oven_Retail_Existing_ENERGY STAR (3.0) | Rack Oven_Retail_Existing | Rack Oven | Retail | Existing | ENERGY STAR (3.0) |  | 2.3063 | 2.3063 | 7.4496 | 7.4496 | 2.2922 | 2.2922 | 20.9712 | 20.9712
Rack Oven_Education_Existing_ENERGY STAR (3.0) | Rack Oven_Education_Existing | Rack Oven | Education | Existing | ENERGY STAR (3.0) |  | 2.3063 | 2.3063 | 0.70064 | 0.70064 | 2.2922 | 2.2922 | 1.9724 | 1.9724
Rack Oven_All_Existing_ENERGY STAR (3.0) | Rack Oven_All_Existing | Rack Oven | All | Existing | ENERGY STAR (3.0) |  | 2.3063 | 2.3063 |  |  | 2.2922 | 2.2922
Conveyor Oven_Healthcare_Existing_Efficient (>42% Baking Efficiency) | Conveyor Oven_Healthcare_Existing | Conveyor Oven | Healthcare | Existing | Efficient (>42% Baking Efficiency) |  | 6.8846 | 3.0777 | 0.59298 | 0.59298 | 6.8644 | 3.0686 | 1.6827 | 1.6827
Conveyor Oven_Office_Existing_Efficient (>42% Baking Efficiency) | Conveyor Oven_Office_Existing | Conveyor Oven | Office | Existing | Efficient (>42% Baking Efficiency) |  | 6.8846 | 3.0777 | 0.27003 | 0.27003 | 6.8644 | 3.0686 | 0.76629 | 0.76629
Conveyor Oven_Restaurant_Existing_Efficient (>42% Baking Efficiency) | Conveyor Oven_Restaurant_Existing | Conveyor Oven | Restaurant | Existing | Efficient (>42% Baking Efficiency) |  | 6.8846 | 3.0777 | 9.546 | 9.546 | 6.8644 | 3.0686 | 27.0894 | 27.0894
Conveyor Oven_Grocery_Existing_Efficient (>42% Baking Efficiency) | Conveyor Oven_Grocery_Existing | Conveyor Oven | Grocery | Existing | Efficient (>42% Baking Efficiency) |  | 6.8846 | 3.0777 | 13.8915 | 13.8915 | 6.8644 | 3.0686 | 39.4209 | 39.4209
Conveyor Oven_Lodging_Existing_Efficient (>42% Baking Efficiency) | Conveyor Oven_Lodging_Existing | Conveyor Oven | Lodging | Existing | Efficient (>42% Baking Efficiency) |  | 6.8846 | 3.0777 | 1.3772 | 1.3772 | 6.8644 | 3.0686 | 3.9081 | 3.9081
Conveyor Oven_Miscellaneous_Existing_Efficient (>42% Baking Efficiency) | Conveyor Oven_Miscellaneous_Existing | Conveyor Oven | Miscellaneous | Existing | Efficient (>42% Baking Efficiency) |  | 6.8846 | 3.0777 | 0.33081 | 0.33081 | 6.8644 | 3.0686 | 0.93876 | 0.93876
Conveyor Oven_Warehouse_Existing_Efficient (>42% Baking Efficiency) | Conveyor Oven_Warehouse_Existing | Conveyor Oven | Warehouse | Existing | Efficient (>42% Baking Efficiency) |  | 6.8846 | 3.0777 | 0.004507 | 0.004507 | 6.8644 | 3.0686 | 0.01279 | 0.01279
Conveyor Oven_Retail_Existing_Efficient (>42% Baking Efficiency) | Conveyor Oven_Retail_Existing | Conveyor Oven | Retail | Existing | Efficient (>42% Baking Efficiency) |  | 6.8846 | 3.0777 | 12.5809 | 12.5809 | 6.8644 | 3.0686 | 35.7017 | 35.7017
Conveyor Oven_Education_Existing_Efficient (>42% Baking Efficiency) | Conveyor Oven_Education_Existing | Conveyor Oven | Education | Existing | Efficient (>42% Baking Efficiency) |  | 6.8846 | 3.0777 | 1.1833 | 1.1833 | 6.8644 | 3.0686 | 3.3578 | 3.3578
Conveyor Oven_All_Existing_Efficient (>42% Baking Efficiency) | Conveyor Oven_All_Existing | Conveyor Oven | All | Existing | Efficient (>42% Baking Efficiency) |  | 6.8846 | 3.0777 |  |  | 6.8644 | 3.0686
Griddle_Healthcare_Existing_ENERGY STAR (1.2) | Griddle_Healthcare_Existing | Griddle | Healthcare | Existing | ENERGY STAR (1.2) |  | 1.514 | 0.21204 | 4.2361 | 1 | 1.5293 | 0.21418 | 12.2532 | 0
Griddle_Office_Existing_ENERGY STAR (1.2) | Griddle_Office_Existing | Griddle | Office | Existing | ENERGY STAR (1.2) |  | 1.514 | 0.21204 | 2.6318 | 1 | 1.5293 | 0.21418 | 7.6126 | 0
Griddle_Restaurant_Existing_ENERGY STAR (1.2) | Griddle_Restaurant_Existing | Griddle | Restaurant | Existing | ENERGY STAR (1.2) |  | 1.514 | 0.21204 | 98.0656 | 1 | 1.5293 | 0.21418 | 283.6607 | 0
Griddle_Grocery_Existing_ENERGY STAR (1.2) | Griddle_Grocery_Existing | Griddle | Grocery | Existing | ENERGY STAR (1.2) |  | 1.514 | 0.21204 | 2.6798 | 1 | 1.5293 | 0.21418 | 7.7514 | 0
Griddle_Lodging_Existing_ENERGY STAR (1.2) | Griddle_Lodging_Existing | Griddle | Lodging | Existing | ENERGY STAR (1.2) |  | 1.514 | 0.21204 | 4.1485 | 1 | 1.5293 | 0.21418 | 11.9998 | 0
Griddle_Miscellaneous_Existing_ENERGY STAR (1.2) | Griddle_Miscellaneous_Existing | Griddle | Miscellaneous | Existing | ENERGY STAR (1.2) |  | 1.514 | 0.21204 | 5.6657 | 1 | 1.5293 | 0.21418 | 16.3884 | 0
Griddle_Warehouse_Existing_ENERGY STAR (1.2) | Griddle_Warehouse_Existing | Griddle | Warehouse | Existing | ENERGY STAR (1.2) |  | 1.514 | 0.21204 | 0 | 1 | 1.5293 | 0.21418 | 0 | 0
Griddle_Retail_Existing_ENERGY STAR (1.2) | Griddle_Retail_Existing | Griddle | Retail | Existing | ENERGY STAR (1.2) |  | 1.514 | 0.21204 | 104.905 | 1 | 1.5293 | 0.21418 | 303.444 | 0
Griddle_Education_Existing_ENERGY STAR (1.2) | Griddle_Education_Existing | Griddle | Education | Existing | ENERGY STAR (1.2) |  | 1.514 | 0.21204 | 2.3787 | 1 | 1.5293 | 0.21418 | 6.8805 | 0
Griddle_All_Existing_ENERGY STAR (1.2) | Griddle_All_Existing | Griddle | All | Existing | ENERGY STAR (1.2) |  | 1.514 | 0.21204 |  | No 2026 TRC potential | 1.5293 | #DIV/0!
Commercial Laundry - Ozone Treatment_Healthcare_Existing_Ozone laundry system(s) that transfer ozone into the water through Venturi Injection, Bubble Diffusion, or other methods | Commercial Laundry - Ozone Treatment_Healthcare_Existing | Commercial Laundry - Ozone Treatment | Healthcare | Existing | Ozone laundry system(s) that transfer ozone into the water through Venturi Injection, Bubble Diffusion, or other methods |  | 2.7063 | 2.1345 | 24.3753 | 24.377 | 2.7056 | 2.134 | 29.9495 | 29.9538
Commercial Laundry - Ozone Treatment_Office_Existing_Ozone laundry system(s) that transfer ozone into the water through Venturi Injection, Bubble Diffusion, or other methods | Commercial Laundry - Ozone Treatment_Office_Existing | Commercial Laundry - Ozone Treatment | Office | Existing | Ozone laundry system(s) that transfer ozone into the water through Venturi Injection, Bubble Diffusion, or other methods |  | 0 | 0 | 0 | 0 | 0 | 0 | 0 | 0
Commercial Laundry - Ozone Treatment_Restaurant_Existing_Ozone laundry system(s) that transfer ozone into the water through Venturi Injection, Bubble Diffusion, or other methods | Commercial Laundry - Ozone Treatment_Restaurant_Existing | Commercial Laundry - Ozone Treatment | Restaurant | Existing | Ozone laundry system(s) that transfer ozone into the water through Venturi Injection, Bubble Diffusion, or other methods |  | 0 | 0 | 0 | 0 | 0 | 0 | 0 | 0
Commercial Laundry - Ozone Treatment_Grocery_Existing_Ozone laundry system(s) that transfer ozone into the water through Venturi Injection, Bubble Diffusion, or other methods | Commercial Laundry - Ozone Treatment_Grocery_Existing | Commercial Laundry - Ozone Treatment | Grocery | Existing | Ozone laundry system(s) that transfer ozone into the water through Venturi Injection, Bubble Diffusion, or other methods |  | 0 | 0 | 0 | 0 | 0 | 0 | 0 | 0
Commercial Laundry - Ozone Treatment_Lodging_Existing_Ozone laundry system(s) that transfer ozone into the water through Venturi Injection, Bubble Diffusion, or other methods | Commercial Laundry - Ozone Treatment_Lodging_Existing | Commercial Laundry - Ozone Treatment | Lodging | Existing | Ozone laundry system(s) that transfer ozone into the water through Venturi Injection, Bubble Diffusion, or other methods |  | 2.7061 | 2.1344 | 428.3589 | 428.4163 | 2.7054 | 2.1338 | 526.4204 | 526.5646
Commercial Laundry - Ozone Treatment_Miscellaneous_Existing_Ozone laundry system(s) that transfer ozone into the water through Venturi Injection, Bubble Diffusion, or other methods | Commercial Laundry - Ozone Treatment_Miscellaneous_Existing | Commercial Laundry - Ozone Treatment | Miscellaneous | Existing | Ozone laundry system(s) that transfer ozone into the water through Venturi Injection, Bubble Diffusion, or other methods |  | 5.4267 | 4.2802 | 0 | 0 | 5.4248 | 4.2787 | 0 | 0
Commercial Laundry - Ozone Treatment_Warehouse_Existing_Ozone laundry system(s) that transfer ozone into the water through Venturi Injection, Bubble Diffusion, or other methods | Commercial Laundry - Ozone Treatment_Warehouse_Existing | Commercial Laundry - Ozone Treatment | Warehouse | Existing | Ozone laundry system(s) that transfer ozone into the water through Venturi Injection, Bubble Diffusion, or other methods |  | 0 | 0 | 0 | 0 | 0 | 0 | 0 | 0
Commercial Laundry - Ozone Treatment_Retail_Existing_Ozone laundry system(s) that transfer ozone into the water through Venturi Injection, Bubble Diffusion, or other methods | Commercial Laundry - Ozone Treatment_Retail_Existing | Commercial Laundry - Ozone Treatment | Retail | Existing | Ozone laundry system(s) that transfer ozone into the water through Venturi Injection, Bubble Diffusion, or other methods |  | 0 | 0 | 0 | 0 | 0 | 0 | 0 | 0
Commercial Laundry - Ozone Treatment_Education_Existing_Ozone laundry system(s) that transfer ozone into the water through Venturi Injection, Bubble Diffusion, or other methods | Commercial Laundry - Ozone Treatment_Education_Existing | Commercial Laundry - Ozone Treatment | Education | Existing | Ozone laundry system(s) that transfer ozone into the water through Venturi Injection, Bubble Diffusion, or other methods |  | 1.8728 | 1.4771 | 0 | 0 | 1.8724 | 1.4768 | 0 | 0
Commercial Laundry - Ozone Treatment_All_Existing_Ozone laundry system(s) that transfer ozone into the water through Venturi Injection, Bubble Diffusion, or other methods | Commercial Laundry - Ozone Treatment_All_Existing | Commercial Laundry - Ozone Treatment | All | Existing | Ozone laundry system(s) that transfer ozone into the water through Venturi Injection, Bubble Diffusion, or other methods |  | 2.7061 | 2.1344 |  |  | 2.7054 | 2.1338
Gas Boiler - Insulate Hot Water Lines_Healthcare_Existing_Installing pipe wrap insulation to a length of pipe | Gas Boiler - Insulate Hot Water Lines_Healthcare_Existing | Gas Boiler - Insulate Hot Water Lines | Healthcare | Existing | Installing pipe wrap insulation to a length of pipe |  | 0.84051 | 0.66294 | 0 | 1 | 0.83061 | 0.65513 | 0 | 0
Gas Boiler - Insulate Hot Water Lines_Office_Existing_Installing pipe wrap insulation to a length of pipe | Gas Boiler - Insulate Hot Water Lines_Office_Existing | Gas Boiler - Insulate Hot Water Lines | Office | Existing | Installing pipe wrap insulation to a length of pipe |  | 0.83113 | 0.65554 | 0 | 1 | 0.82165 | 0.64806 | 0 | 0
Gas Boiler - Insulate Hot Water Lines_Restaurant_Existing_Installing pipe wrap insulation to a length of pipe | Gas Boiler - Insulate Hot Water Lines_Restaurant_Existing | Gas Boiler - Insulate Hot Water Lines | Restaurant | Existing | Installing pipe wrap insulation to a length of pipe |  | 0.75319 | 0.59407 | 0 | 1 | 0.7446 | 0.58729 | 0 | 0
Gas Boiler - Insulate Hot Water Lines_Grocery_Existing_Installing pipe wrap insulation to a length of pipe | Gas Boiler - Insulate Hot Water Lines_Grocery_Existing | Gas Boiler - Insulate Hot Water Lines | Grocery | Existing | Installing pipe wrap insulation to a length of pipe |  | 0.82505 | 0.65074 | 0 | 1 | 0.81564 | 0.64332 | 0 | 0
Gas Boiler - Insulate Hot Water Lines_Lodging_Existing_Installing pipe wrap insulation to a length of pipe | Gas Boiler - Insulate Hot Water Lines_Lodging_Existing | Gas Boiler - Insulate Hot Water Lines | Lodging | Existing | Installing pipe wrap insulation to a length of pipe |  | 0.92703 | 0.73118 | 200.8983 | 1 | 0.91646 | 0.72284 | 244.8933 | 0
Gas Boiler - Insulate Hot Water Lines_Miscellaneous_Existing_Installing pipe wrap insulation to a length of pipe | Gas Boiler - Insulate Hot Water Lines_Miscellaneous_Existing | Gas Boiler - Insulate Hot Water Lines | Miscellaneous | Existing | Installing pipe wrap insulation to a length of pipe |  | 0.832 | 0.65623 | 0 | 1 | 0.82251 | 0.64874 | 0 | 0
Gas Boiler - Insulate Hot Water Lines_Warehouse_Existing_Installing pipe wrap insulation to a length of pipe | Gas Boiler - Insulate Hot Water Lines_Warehouse_Existing | Gas Boiler - Insulate Hot Water Lines | Warehouse | Existing | Installing pipe wrap insulation to a length of pipe |  | 0.78332 | 0.61783 | 0 | 1 | 0.77439 | 0.61079 | 0 | 0
Gas Boiler - Insulate Hot Water Lines_Retail_Existing_Installing pipe wrap insulation to a length of pipe | Gas Boiler - Insulate Hot Water Lines_Retail_Existing | Gas Boiler - Insulate Hot Water Lines | Retail | Existing | Installing pipe wrap insulation to a length of pipe |  | 0.67904 | 0.53558 | 0 | 1 | 0.6713 | 0.52948 | 0 | 0
Gas Boiler - Insulate Hot Water Lines_Education_Existing_Installing pipe wrap insulation to a length of pipe | Gas Boiler - Insulate Hot Water Lines_Education_Existing | Gas Boiler - Insulate Hot Water Lines | Education | Existing | Installing pipe wrap insulation to a length of pipe |  | 0.96874 | 0.76408 | 4458.588 | 1 | 0.9577 | 0.75537 | 5434.2731 | 0
Gas Boiler - Insulate Hot Water Lines_All_Existing_Installing pipe wrap insulation to a length of pipe | Gas Boiler - Insulate Hot Water Lines_All_Existing | Gas Boiler - Insulate Hot Water Lines | All | Existing | Installing pipe wrap insulation to a length of pipe |  | 0.96694 | 0.65202 |  | No 2026 TRC potential | 0.95592 | #DIV/0!
Gas Boiler - Insulate Steam Lines/Condensate Tank_Healthcare_Existing_Addition of 2" wrap insulation to hot water boiler pipe | Gas Boiler - Insulate Steam Lines/Condensate Tank_Healthcare_Existing | Gas Boiler - Insulate Steam Lines/Condensate Tank | Healthcare | Existing | Addition of 2" wrap insulation to hot water boiler pipe |  | 1.3234 | 1.0438 | 191.8394 | 191.9154 | 1.3078 | 1.0315 | 233.4612 | 233.6779
Gas Boiler - Insulate Steam Lines/Condensate Tank_Office_Existing_Addition of 2" wrap insulation to hot water boiler pipe | Gas Boiler - Insulate Steam Lines/Condensate Tank_Office_Existing | Gas Boiler - Insulate Steam Lines/Condensate Tank | Office | Existing | Addition of 2" wrap insulation to hot water boiler pipe |  | 1.3086 | 1.0321 | 3226.3759 | 3226.3759 | 1.2936 | 1.0203 | 3931.2826 | 3931.2826
Gas Boiler - Insulate Steam Lines/Condensate Tank_Restaurant_Existing_Addition of 2" wrap insulation to hot water boiler pipe | Gas Boiler - Insulate Steam Lines/Condensate Tank_Restaurant_Existing | Gas Boiler - Insulate Steam Lines/Condensate Tank | Restaurant | Existing | Addition of 2" wrap insulation to hot water boiler pipe |  | 0.21237 | 0.1675 | 0 | 0 | 0.20995 | 0.16559 | 0 | 0
Gas Boiler - Insulate Steam Lines/Condensate Tank_Grocery_Existing_Addition of 2" wrap insulation to hot water boiler pipe | Gas Boiler - Insulate Steam Lines/Condensate Tank_Grocery_Existing | Gas Boiler - Insulate Steam Lines/Condensate Tank | Grocery | Existing | Addition of 2" wrap insulation to hot water boiler pipe |  | 0.11891 | 0.093792 | 0 | 0 | 0.11756 | 0.092723 | 0 | 0
Gas Boiler - Insulate Steam Lines/Condensate Tank_Lodging_Existing_Addition of 2" wrap insulation to hot water boiler pipe | Gas Boiler - Insulate Steam Lines/Condensate Tank_Lodging_Existing | Gas Boiler - Insulate Steam Lines/Condensate Tank | Lodging | Existing | Addition of 2" wrap insulation to hot water boiler pipe |  | 0.28959 | 0.22841 | 0 | 0 | 0.28629 | 0.22581 | 0 | 0
Gas Boiler - Insulate Steam Lines/Condensate Tank_Miscellaneous_Existing_Addition of 2" wrap insulation to hot water boiler pipe | Gas Boiler - Insulate Steam Lines/Condensate Tank_Miscellaneous_Existing | Gas Boiler - Insulate Steam Lines/Condensate Tank | Miscellaneous | Existing | Addition of 2" wrap insulation to hot water boiler pipe |  | 0.15246 | 0.12025 | 0 | 0 | 0.15072 | 0.11888 | 0 | 0
Gas Boiler - Insulate Steam Lines/Condensate Tank_Warehouse_Existing_Addition of 2" wrap insulation to hot water boiler pipe | Gas Boiler - Insulate Steam Lines/Condensate Tank_Warehouse_Existing | Gas Boiler - Insulate Steam Lines/Condensate Tank | Warehouse | Existing | Addition of 2" wrap insulation to hot water boiler pipe |  | 1.2283 | 0.96884 | 595.8185 | 595.9773 | 1.2143 | 0.95779 | 726.1132 | 726.6111
Gas Boiler - Insulate Steam Lines/Condensate Tank_Retail_Existing_Addition of 2" wrap insulation to hot water boiler pipe | Gas Boiler - Insulate Steam Lines/Condensate Tank_Retail_Existing | Gas Boiler - Insulate Steam Lines/Condensate Tank | Retail | Existing | Addition of 2" wrap insulation to hot water boiler pipe |  | 1.068 | 0.84233 | 88.5006 | 0 | 1.0558 | 0.83272 | 107.4088 | 0
Gas Boiler - Insulate Steam Lines/Condensate Tank_Education_Existing_Addition of 2" wrap insulation to hot water boiler pipe | Gas Boiler - Insulate Steam Lines/Condensate Tank_Education_Existing | Gas Boiler - Insulate Steam Lines/Condensate Tank | Education | Existing | Addition of 2" wrap insulation to hot water boiler pipe |  | 0.90352 | 0.71264 | 3423.1794 | 0 | 0.89322 | 0.70451 | 4170.085 | 0
Gas Boiler - Insulate Steam Lines/Condensate Tank_All_Existing_Addition of 2" wrap insulation to hot water boiler pipe | Gas Boiler - Insulate Steam Lines/Condensate Tank_All_Existing | Gas Boiler - Insulate Steam Lines/Condensate Tank | All | Existing | Addition of 2" wrap insulation to hot water boiler pipe |  | 1.1155 | 1.0233 |  |  | 1.1028 | 1.0116
Insulation - Ceiling_Healthcare_Existing_Existing (R-15)_Upgrade to R-38 | Insulation - Ceiling_Healthcare_Existing | Insulation - Ceiling | Healthcare | Existing | Upgrade to R-38 |  | 1.4602 | 0.8461 | 1896.4262 | 1 | 1.4484 | 0.83927 | 2309.7802 | 0
Insulation - Ceiling_Office_Existing_Existing (R-15)_Upgrade to R-38 | Insulation - Ceiling_Office_Existing | Insulation - Ceiling | Office | Existing | Upgrade to R-38 |  | 0.32854 | 0.33692 | 0 | 1 | 0.32588 | 0.33419 | 0 | 0
Insulation - Ceiling_Restaurant_Existing_Existing (R-15)_Upgrade to R-38 | Insulation - Ceiling_Restaurant_Existing | Insulation - Ceiling | Restaurant | Existing | Upgrade to R-38 |  | 0.17684 | 0.18135 | 0 | 1 | 0.17547 | 0.17995 | 0 | 0
Insulation - Ceiling_Grocery_Existing_Existing (R-15)_Upgrade to R-38 | Insulation - Ceiling_Grocery_Existing | Insulation - Ceiling | Grocery | Existing | Upgrade to R-38 |  | 0 | 0 | 0 | 1 | 0 | 0 | 0 | 0
Insulation - Ceiling_Lodging_Existing_Existing (R-15)_Upgrade to R-38 | Insulation - Ceiling_Lodging_Existing | Insulation - Ceiling | Lodging | Existing | Upgrade to R-38 |  | 0.66806 | 0.3871 | 0 | 1 | 0.66272 | 0.384 | 0 | 0
Insulation - Ceiling_Miscellaneous_Existing_Existing (R-15)_Upgrade to R-38 | Insulation - Ceiling_Miscellaneous_Existing | Insulation - Ceiling | Miscellaneous | Existing | Upgrade to R-38 |  | 0.29065 | 0.16841 | 0 | 1 | 0.28832 | 0.16706 | 0 | 0
Insulation - Ceiling_Warehouse_Existing_Existing (R-15)_Upgrade to R-38 | Insulation - Ceiling_Warehouse_Existing | Insulation - Ceiling | Warehouse | Existing | Upgrade to R-38 |  | 0.30826 | 0.18828 | 0 | 1 | 0.30583 | 0.18679 | 0 | 0
Insulation - Ceiling_Retail_Existing_Existing (R-15)_Upgrade to R-38 | Insulation - Ceiling_Retail_Existing | Insulation - Ceiling | Retail | Existing | Upgrade to R-38 |  | 1.5583 | 1.5981 | 0 | 1 | 1.5467 | 1.5861 | 0 | 0
Insulation - Ceiling_Education_Existing_Existing (R-15)_Upgrade to R-38 | Insulation - Ceiling_Education_Existing | Insulation - Ceiling | Education | Existing | Upgrade to R-38 |  | 0.099227 | 0.057495 | 0 | 1 | 0.098412 | 0.057023 | 0 | 0
Insulation - Ceiling_All_Existing_Existing (R-15)_Upgrade to R-38 | Insulation - Ceiling_All_Existing | Insulation - Ceiling | All | Existing | Upgrade to R-38 | Existing (R-15) | 1.4602 | 0.41819 |  | No 2026 TRC potential | 1.4484 | #DIV/0!
Insulation - Ceiling_Healthcare_Existing_Existing (R-19)_Upgrade to R-49 | Insulation - Ceiling_Healthcare_Existing | Insulation - Ceiling | Healthcare | Existing | Upgrade to R-49 |  | 1.4602 | 0.8461 | 0 | 0 | 1.4484 | 0.83927 | 0 | 0
Insulation - Ceiling_Office_Existing_Existing (R-19)_Upgrade to R-49 | Insulation - Ceiling_Office_Existing | Insulation - Ceiling | Office | Existing | Upgrade to R-49 |  | 0.32854 | 0.33692 | 0 | 0 | 0.32588 | 0.33419 | 0 | 0
Insulation - Ceiling_Restaurant_Existing_Existing (R-19)_Upgrade to R-49 | Insulation - Ceiling_Restaurant_Existing | Insulation - Ceiling | Restaurant | Existing | Upgrade to R-49 |  | 0.17684 | 0.18135 | 0 | 0 | 0.17547 | 0.17995 | 0 | 0
Insulation - Ceiling_Grocery_Existing_Existing (R-19)_Upgrade to R-49 | Insulation - Ceiling_Grocery_Existing | Insulation - Ceiling | Grocery | Existing | Upgrade to R-49 |  | 0 | 0 | 0 | 0 | 0 | 0 | 0 | 0
Insulation - Ceiling_Lodging_Existing_Existing (R-19)_Upgrade to R-49 | Insulation - Ceiling_Lodging_Existing | Insulation - Ceiling | Lodging | Existing | Upgrade to R-49 |  | 0.66806 | 0.3871 | 0 | 0 | 0.66272 | 0.384 | 0 | 0
Insulation - Ceiling_Miscellaneous_Existing_Existing (R-19)_Upgrade to R-49 | Insulation - Ceiling_Miscellaneous_Existing | Insulation - Ceiling | Miscellaneous | Existing | Upgrade to R-49 |  | 0.29065 | 0.16841 | 0 | 0 | 0.28832 | 0.16706 | 0 | 0
Insulation - Ceiling_Warehouse_Existing_Existing (R-19)_Upgrade to R-49 | Insulation - Ceiling_Warehouse_Existing | Insulation - Ceiling | Warehouse | Existing | Upgrade to R-49 |  | 0.30826 | 0.18828 | 0 | 0 | 0.30583 | 0.18679 | 0 | 0
Insulation - Ceiling_Retail_Existing_Existing (R-19)_Upgrade to R-49 | Insulation - Ceiling_Retail_Existing | Insulation - Ceiling | Retail | Existing | Upgrade to R-49 |  | 1.5583 | 1.5981 | 28318.9684 | 28319.1099 | 1.5467 | 1.5861 | 34584.2582 | 34584.8829
Insulation - Ceiling_Education_Existing_Existing (R-19)_Upgrade to R-49 | Insulation - Ceiling_Education_Existing | Insulation - Ceiling | Education | Existing | Upgrade to R-49 |  | 0.099227 | 0.057495 | 0 | 0 | 0.098412 | 0.057023 | 0 | 0
Insulation - Ceiling_All_Existing_Existing (R-19)_Upgrade to R-49 | Insulation - Ceiling_All_Existing | Insulation - Ceiling | All | Existing | Upgrade to R-49 | Existing (R-19) | 1.5583 | 1.5981 |  |  | 1.5467 | 1.5861
Insulation - Ceiling_Healthcare_Existing_Existing (R-19)_Upgrade to R-38 | Insulation - Ceiling_Healthcare_Existing | Insulation - Ceiling | Healthcare | Existing | Upgrade to R-38 |  | 1.4602 | 0.8461 | 1 | 1 | 1.4484 | 0.83927 | 0 | 0
Insulation - Ceiling_Office_Existing_Existing (R-19)_Upgrade to R-38 | Insulation - Ceiling_Office_Existing | Insulation - Ceiling | Office | Existing | Upgrade to R-38 |  | 0.32854 | 0.33692 | 1 | 1 | 0.32588 | 0.33419 | 0 | 0
Insulation - Ceiling_Restaurant_Existing_Existing (R-19)_Upgrade to R-38 | Insulation - Ceiling_Restaurant_Existing | Insulation - Ceiling | Restaurant | Existing | Upgrade to R-38 |  | 0.17684 | 0.18135 | 1 | 1 | 0.17547 | 0.17995 | 0 | 0
Insulation - Ceiling_Grocery_Existing_Existing (R-19)_Upgrade to R-38 | Insulation - Ceiling_Grocery_Existing | Insulation - Ceiling | Grocery | Existing | Upgrade to R-38 |  | 0 | 0 | 1 | 1 | 0 | 0 | 0 | 0
Insulation - Ceiling_Lodging_Existing_Existing (R-19)_Upgrade to R-38 | Insulation - Ceiling_Lodging_Existing | Insulation - Ceiling | Lodging | Existing | Upgrade to R-38 |  | 0.66806 | 0.3871 | 1 | 1 | 0.66272 | 0.384 | 0 | 0
Insulation - Ceiling_Miscellaneous_Existing_Existing (R-19)_Upgrade to R-38 | Insulation - Ceiling_Miscellaneous_Existing | Insulation - Ceiling | Miscellaneous | Existing | Upgrade to R-38 |  | 0.29065 | 0.16841 | 1 | 1 | 0.28832 | 0.16706 | 0 | 0
Insulation - Ceiling_Warehouse_Existing_Existing (R-19)_Upgrade to R-38 | Insulation - Ceiling_Warehouse_Existing | Insulation - Ceiling | Warehouse | Existing | Upgrade to R-38 |  | 0.30826 | 0.18828 | 1 | 1 | 0.30583 | 0.18679 | 0 | 0
Insulation - Ceiling_Retail_Existing_Existing (R-19)_Upgrade to R-38 | Insulation - Ceiling_Retail_Existing | Insulation - Ceiling | Retail | Existing | Upgrade to R-38 |  | 1.5583 | 1.5981 | 1 | 1 | 1.5467 | 1.5861 | 0 | 0
Insulation - Ceiling_Education_Existing_Existing (R-19)_Upgrade to R-38 | Insulation - Ceiling_Education_Existing | Insulation - Ceiling | Education | Existing | Upgrade to R-38 |  | 0.099227 | 0.057495 | 1 | 1 | 0.098412 | 0.057023 | 0 | 0
Insulation - Ceiling_All_Existing_Existing (R-19)_Upgrade to R-38 | Insulation - Ceiling_All_Existing | Insulation - Ceiling | All | Existing | Upgrade to R-38 | Existing (R-19) | 0.54335 | 0.41819 | No 2026 UCT potential | No 2026 TRC potential | #DIV/0! | #DIV/0!
Insulation - Wall Cavity_Healthcare_Existing_R-20+4ci | Insulation - Wall Cavity_Healthcare_Existing | Insulation - Wall Cavity | Healthcare | Existing | R-20+4ci |  | 1.3247 | 1.0524 | 0 | 1 | 1.314 | 1.0439 | 0 | 0
Insulation - Wall Cavity_Office_Existing_R-20+4ci | Insulation - Wall Cavity_Office_Existing | Insulation - Wall Cavity | Office | Existing | R-20+4ci |  | 1.1327 | 0.8631 | 3099.0675 | 1 | 1.1235 | 0.85608 | 4835.3279 | 0
Insulation - Wall Cavity_Restaurant_Existing_R-20+4ci | Insulation - Wall Cavity_Restaurant_Existing | Insulation - Wall Cavity | Restaurant | Existing | R-20+4ci |  | 0.13848 | 0.10552 | 0 | 1 | 0.13741 | 0.1047 | 0 | 0
Insulation - Wall Cavity_Grocery_Existing_R-20+4ci | Insulation - Wall Cavity_Grocery_Existing | Insulation - Wall Cavity | Grocery | Existing | R-20+4ci |  | 0.01231 | 0.0097796 | 0 | 1 | 0.012218 | 0.0097066 | 0 | 0
Insulation - Wall Cavity_Lodging_Existing_R-20+4ci | Insulation - Wall Cavity_Lodging_Existing | Insulation - Wall Cavity | Lodging | Existing | R-20+4ci |  | 0.39879 | 0.31681 | 0 | 1 | 0.3956 | 0.31427 | 0 | 0
Insulation - Wall Cavity_Miscellaneous_Existing_R-20+4ci | Insulation - Wall Cavity_Miscellaneous_Existing | Insulation - Wall Cavity | Miscellaneous | Existing | R-20+4ci |  | 0.20191 | 0.1604 | 0 | 1 | 0.20029 | 0.15911 | 0 | 0
Insulation - Wall Cavity_Warehouse_Existing_R-20+4ci | Insulation - Wall Cavity_Warehouse_Existing | Insulation - Wall Cavity | Warehouse | Existing | R-20+4ci |  | 1.2638 | 0.85799 | 0 | 1 | 1.2539 | 0.85122 | 0 | 0
Insulation - Wall Cavity_Retail_Existing_R-20+4ci | Insulation - Wall Cavity_Retail_Existing | Insulation - Wall Cavity | Retail | Existing | R-20+4ci |  | 1.0939 | 0.83354 | 1934.2649 | 1 | 1.0857 | 0.82731 | 3011.2268 | 0
Insulation - Wall Cavity_Education_Existing_R-20+4ci | Insulation - Wall Cavity_Education_Existing | Insulation - Wall Cavity | Education | Existing | R-20+4ci |  | 0.15489 | 0.12305 | 0 | 1 | 0.15362 | 0.12204 | 0 | 0
Insulation - Wall Cavity_All_Existing_R-20+4ci | Insulation - Wall Cavity_All_Existing | Insulation - Wall Cavity | All | Existing | R-20+4ci |  | 1.1178 | 0.48029 |  | No 2026 TRC potential | 1.109 | #DIV/0!
Unit Heater_Healthcare_Existing_Infrared Radiant | Unit Heater_Healthcare_Existing | Unit Heater | Healthcare | Existing | Infrared Radiant |  | 7.3722 | 7.3722 | 162.8639 | 162.8639 | 7.3506 | 7.3506 | 359.3997 | 359.3997
Unit Heater_Office_Existing_Infrared Radiant | Unit Heater_Office_Existing | Unit Heater | Office | Existing | Infrared Radiant |  | 7.3722 | 7.3722 | 363.4394 | 363.4394 | 7.3506 | 7.3506 | 802.0191 | 802.0191
Unit Heater_Restaurant_Existing_Infrared Radiant | Unit Heater_Restaurant_Existing | Unit Heater | Restaurant | Existing | Infrared Radiant |  | 7.3722 | 7.3722 | 81.7545 | 81.7545 | 7.3506 | 7.3506 | 180.4116 | 180.4116
Unit Heater_Grocery_Existing_Infrared Radiant | Unit Heater_Grocery_Existing | Unit Heater | Grocery | Existing | Infrared Radiant |  | 7.3722 | 7.3722 | 160.8139 | 160.8139 | 7.3506 | 7.3506 | 354.8758 | 354.8758
Unit Heater_Lodging_Existing_Infrared Radiant | Unit Heater_Lodging_Existing | Unit Heater | Lodging | Existing | Infrared Radiant |  | 7.3722 | 7.3722 | 50.7966 | 50.7966 | 7.3506 | 7.3506 | 112.0954 | 112.0954
Unit Heater_Miscellaneous_Existing_Infrared Radiant | Unit Heater_Miscellaneous_Existing | Unit Heater | Miscellaneous | Existing | Infrared Radiant |  | 7.3722 | 7.3722 | 598.1542 | 598.1542 | 7.3506 | 7.3506 | 1319.9757 | 1319.9757
Unit Heater_Warehouse_Existing_Infrared Radiant | Unit Heater_Warehouse_Existing | Unit Heater | Warehouse | Existing | Infrared Radiant |  | 7.3722 | 7.3722 | 636.9997 | 636.9997 | 7.3506 | 7.3506 | 1405.6978 | 1405.6978
Unit Heater_Retail_Existing_Infrared Radiant | Unit Heater_Retail_Existing | Unit Heater | Retail | Existing | Infrared Radiant |  | 7.3722 | 7.3722 | 1070.8459 | 1070.8459 | 7.3506 | 7.3506 | 2363.0871 | 2363.0871
Unit Heater_Education_Existing_Infrared Radiant | Unit Heater_Education_Existing | Unit Heater | Education | Existing | Infrared Radiant |  | 7.3722 | 7.3722 | 309.2769 | 309.2769 | 7.3506 | 7.3506 | 682.4963 | 682.4963
Unit Heater_All_Existing_Infrared Radiant | Unit Heater_All_Existing | Unit Heater | All | Existing | Infrared Radiant |  | 7.3722 | 7.3722 |  |  | 7.3506 | 7.3506
Ventilation - Demand Controlled_Healthcare_Existing_new CO2 sensors installed on return air systems where no other sensors were previously installed | Ventilation - Demand Controlled_Healthcare_Existing | Ventilation - Demand Controlled | Healthcare | Existing | new CO2 sensors installed on return air systems where no other sensors were previously installed |  | 0.99693 | 0.78631 | 1031.5322 | 1 | 0.99073 | 0.78142 | 1606.881 | 0
Ventilation - Demand Controlled_Office_Existing_new CO2 sensors installed on return air systems where no other sensors were previously installed | Ventilation - Demand Controlled_Office_Existing | Ventilation - Demand Controlled | Office | Existing | new CO2 sensors installed on return air systems where no other sensors were previously installed |  | 0.44187 | 0.34852 | 0 | 1 | 0.43916 | 0.34638 | 0 | 0
Ventilation - Demand Controlled_Restaurant_Existing_new CO2 sensors installed on return air systems where no other sensors were previously installed | Ventilation - Demand Controlled_Restaurant_Existing | Ventilation - Demand Controlled | Restaurant | Existing | new CO2 sensors installed on return air systems where no other sensors were previously installed |  | 0.58661 | 0.46268 | 0 | 1 | 0.58329 | 0.46006 | 0 | 0
Ventilation - Demand Controlled_Grocery_Existing_new CO2 sensors installed on return air systems where no other sensors were previously installed | Ventilation - Demand Controlled_Grocery_Existing | Ventilation - Demand Controlled | Grocery | Existing | new CO2 sensors installed on return air systems where no other sensors were previously installed |  | 0.2104 | 0.16595 | 0 | 1 | 0.20915 | 0.16497 | 0 | 0
Ventilation - Demand Controlled_Lodging_Existing_new CO2 sensors installed on return air systems where no other sensors were previously installed | Ventilation - Demand Controlled_Lodging_Existing | Ventilation - Demand Controlled | Lodging | Existing | new CO2 sensors installed on return air systems where no other sensors were previously installed |  | 0.45221 | 0.35667 | 0 | 1 | 0.44947 | 0.35452 | 0 | 0
Ventilation - Demand Controlled_Miscellaneous_Existing_new CO2 sensors installed on return air systems where no other sensors were previously installed | Ventilation - Demand Controlled_Miscellaneous_Existing | Ventilation - Demand Controlled | Miscellaneous | Existing | new CO2 sensors installed on return air systems where no other sensors were previously installed |  | 0.5988 | 0.47229 | 0 | 1 | 0.59514 | 0.46941 | 0 | 0
Ventilation - Demand Controlled_Warehouse_Existing_new CO2 sensors installed on return air systems where no other sensors were previously installed | Ventilation - Demand Controlled_Warehouse_Existing | Ventilation - Demand Controlled | Warehouse | Existing | new CO2 sensors installed on return air systems where no other sensors were previously installed |  | 0.60795 | 0.47951 | 0 | 1 | 0.60421 | 0.47656 | 0 | 0
Ventilation - Demand Controlled_Retail_Existing_new CO2 sensors installed on return air systems where no other sensors were previously installed | Ventilation - Demand Controlled_Retail_Existing | Ventilation - Demand Controlled | Retail | Existing | new CO2 sensors installed on return air systems where no other sensors were previously installed |  | 0.69129 | 0.54525 | 0 | 1 | 0.68735 | 0.54214 | 0 | 0
Ventilation - Demand Controlled_Education_Existing_new CO2 sensors installed on return air systems where no other sensors were previously installed | Ventilation - Demand Controlled_Education_Existing | Ventilation - Demand Controlled | Education | Existing | new CO2 sensors installed on return air systems where no other sensors were previously installed |  | 0.26679 | 0.21042 | 0 | 1 | 0.26512 | 0.20911 | 0 | 0
Ventilation - Demand Controlled_All_Existing_new CO2 sensors installed on return air systems where no other sensors were previously installed | Ventilation - Demand Controlled_All_Existing | Ventilation - Demand Controlled | All | Existing | new CO2 sensors installed on return air systems where no other sensors were previously installed |  | 0.99693 | 0.42529 |  | No 2026 TRC potential | 0.99073 | #DIV/0!
Water Heater_Healthcare_Existing_TE 96% (Instantaneous) | Water Heater_Healthcare_Existing | Water Heater | Healthcare | Existing | TE 96% (Instantaneous) |  | 13.0713 | 7.7441 | 103.2355 | 103.2355 | 298.615 | 0 | 0 | 0
Water Heater_Office_Existing_TE 96% (Instantaneous) | Water Heater_Office_Existing | Water Heater | Office | Existing | TE 96% (Instantaneous) |  | 13.0844 | 7.7519 | 59.9079 | 59.9079 | 13.5455 | 8.0251 | 173.2873 | 173.2873
Water Heater_Restaurant_Existing_TE 96% (Instantaneous) | Water Heater_Restaurant_Existing | Water Heater | Restaurant | Existing | TE 96% (Instantaneous) |  | 13.0661 | 7.7411 | 66.6287 | 66.6287 | 13.5269 | 8.0141 | 192.7275 | 192.7275
Water Heater_Grocery_Existing_TE 96% (Instantaneous) | Water Heater_Grocery_Existing | Water Heater | Grocery | Existing | TE 96% (Instantaneous) |  | 13.0719 | 7.7445 | 3.183 | 3.183 | 13.5329 | 8.0176 | 9.207 | 9.207
Water Heater_Lodging_Existing_TE 96% (Instantaneous) | Water Heater_Lodging_Existing | Water Heater | Lodging | Existing | TE 96% (Instantaneous) |  | 13.0505 | 7.7318 | 120.6189 | 120.6189 | 13.5116 | 8.005 | 348.8974 | 348.8974
Water Heater_Miscellaneous_Existing_TE 96% (Instantaneous) | Water Heater_Miscellaneous_Existing | Water Heater | Miscellaneous | Existing | TE 96% (Instantaneous) |  | 13.1632 | 7.7986 | 263.3633 | 263.3633 | 13.6235 | 8.0713 | 761.7943 | 761.7943
Water Heater_Warehouse_Existing_TE 96% (Instantaneous) | Water Heater_Warehouse_Existing | Water Heater | Warehouse | Existing | TE 96% (Instantaneous) |  | 13.1139 | 7.7694 | 5.5162 | 5.5162 | 13.5749 | 8.0425 | 15.956 | 15.956
Water Heater_Retail_Existing_TE 96% (Instantaneous) | Water Heater_Retail_Existing | Water Heater | Retail | Existing | TE 96% (Instantaneous) |  | 13.0723 | 7.7447 | 62.5043 | 62.5043 | 13.5334 | 8.0179 | 180.7975 | 180.7975
Water Heater_Education_Existing_TE 96% (Instantaneous) | Water Heater_Education_Existing | Water Heater | Education | Existing | TE 96% (Instantaneous) |  | 13.1162 | 7.7707 | 132.5655 | 132.5655 | 13.5773 | 8.0439 | 383.4539 | 383.4539
Water Heater_All_Existing_TE 96% (Instantaneous) | Water Heater_All_Existing | Water Heater | All | Existing | TE 96% (Instantaneous) |  | 13.106 | 7.7647 |  |  | 13.5718 | 8.0407
Water Heater_Healthcare_Existing_TE 94% (ENERGY STAR 2.0) | Water Heater_Healthcare_Existing | Water Heater | Healthcare | Existing | TE 94% (ENERGY STAR 2.0) |  | 16.6058 | 9.8382 | 103.2355 | 103.2355 | 16.6325 | 9.854 | 0 | 0
Water Heater_Office_Existing_TE 94% (ENERGY STAR 2.0) | Water Heater_Office_Existing | Water Heater | Office | Existing | TE 94% (ENERGY STAR 2.0) |  | 16.6118 | 9.8417 | 59.9079 | 59.9079 | 16.6385 | 9.8575 | 0 | 0
Water Heater_Restaurant_Existing_TE 94% (ENERGY STAR 2.0) | Water Heater_Restaurant_Existing | Water Heater | Restaurant | Existing | TE 94% (ENERGY STAR 2.0) |  | 16.5216 | 9.7883 | 66.6287 | 66.6287 | 16.5482 | 9.804 | 0 | 0
Water Heater_Grocery_Existing_TE 94% (ENERGY STAR 2.0) | Water Heater_Grocery_Existing | Water Heater | Grocery | Existing | TE 94% (ENERGY STAR 2.0) |  | 16.5777 | 9.8215 | 3.183 | 3.183 | 16.6043 | 9.8373 | 0 | 0
Water Heater_Lodging_Existing_TE 94% (ENERGY STAR 2.0) | Water Heater_Lodging_Existing | Water Heater | Lodging | Existing | TE 94% (ENERGY STAR 2.0) |  | 16.5838 | 9.8251 | 120.6189 | 120.6189 | 16.6104 | 9.8409 | 0 | 0
Water Heater_Miscellaneous_Existing_TE 94% (ENERGY STAR 2.0) | Water Heater_Miscellaneous_Existing | Water Heater | Miscellaneous | Existing | TE 94% (ENERGY STAR 2.0) |  | 16.6081 | 9.8395 | 263.3633 | 263.3633 | 16.6347 | 9.8553 | 0 | 0
Water Heater_Warehouse_Existing_TE 94% (ENERGY STAR 2.0) | Water Heater_Warehouse_Existing | Water Heater | Warehouse | Existing | TE 94% (ENERGY STAR 2.0) |  | 16.6258 | 9.85 | 5.5162 | 5.5162 | 16.6525 | 9.8658 | 0 | 0
Water Heater_Retail_Existing_TE 94% (ENERGY STAR 2.0) | Water Heater_Retail_Existing | Water Heater | Retail | Existing | TE 94% (ENERGY STAR 2.0) |  | 16.5939 | 9.8311 | 62.5043 | 62.5043 | 16.6206 | 9.8469 | 0 | 0
Water Heater_Education_Existing_TE 94% (ENERGY STAR 2.0) | Water Heater_Education_Existing | Water Heater | Education | Existing | TE 94% (ENERGY STAR 2.0) |  | 16.6066 | 9.8386 | 132.5655 | 132.5655 | 16.6332 | 9.8544 | 0 | 0
Water Heater_All_Existing_TE 94% (ENERGY STAR 2.0) | Water Heater_All_Existing | Water Heater | All | Existing | TE 94% (ENERGY STAR 2.0) |  | 16.5961 | 9.8324 | 2026 UCT potential from TE 96% version | 2026 TRC potential from TE 96% version | #DIV/0! | #DIV/0!
Furnace_Healthcare_Existing_TE 90% | Furnace_Healthcare_Existing | Furnace | Healthcare | Existing | TE 90% |  | 1.9214 | 0.53501 | 153.7174 | 1 | 1.9074 | 0.53112 | 421.0612 | 0
Furnace_Office_Existing_TE 90% | Furnace_Office_Existing | Furnace | Office | Existing | TE 90% |  | 0.63699 | 0.17737 | 0 | 1 | 0.63236 | 0.17608 | 0 | 0
Furnace_Restaurant_Existing_TE 90% | Furnace_Restaurant_Existing | Furnace | Restaurant | Existing | TE 90% |  | 0.58684 | 0.16341 | 0 | 1 | 0.58257 | 0.16222 | 0 | 0
Furnace_Grocery_Existing_TE 90% | Furnace_Grocery_Existing | Furnace | Grocery | Existing | TE 90% |  | 0.35253 | 0.098164 | 0 | 1 | 0.34997 | 0.097451 | 0 | 0
Furnace_Lodging_Existing_TE 90% | Furnace_Lodging_Existing | Furnace | Lodging | Existing | TE 90% |  | 0.55111 | 0.15346 | 0 | 1 | 0.5471 | 0.15234 | 0 | 0
Furnace_Miscellaneous_Existing_TE 90% | Furnace_Miscellaneous_Existing | Furnace | Miscellaneous | Existing | TE 90% |  | 1.0038 | 0.2795 | 24.7587 | 1 | 0.99647 | 0.27747 | 67.8298 | 0
Furnace_Warehouse_Existing_TE 90% | Furnace_Warehouse_Existing | Furnace | Warehouse | Existing | TE 90% |  | 0.68156 | 0.18978 | 0 | 1 | 0.6766 | 0.1884 | 0 | 0
Furnace_Retail_Existing_TE 90% | Furnace_Retail_Existing | Furnace | Retail | Existing | TE 90% |  | 0.96477 | 0.26864 | 33.2274 | 1 | 0.95776 | 0.26669 | 91.0317 | 0
Furnace_Education_Existing_TE 90% | Furnace_Education_Existing | Furnace | Education | Existing | TE 90% |  | 0.32977 | 0.091825 | 0 | 1 | 0.32737 | 0.091158 | 0 | 0
Furnace_All_Existing_TE 90% | Furnace_All_Existing | Furnace | All | Existing | TE 90% |  | 1.6639 | 0.21746 |  | No 2026 TRC potential | 1.6518 | #DIV/0!
Water Heater_Healthcare_Existing_TE 96% (Instantaneous) | Water Heater_Healthcare_Existing | Water Heater | Healthcare | Existing | TE 96% (Instantaneous) |  | 13.0713 | 7.7441 | 103.2355 | 103.2355 | 13.5323 | 8.0173 | 298.615 | 298.615
Water Heater_Office_Existing_TE 96% (Instantaneous) | Water Heater_Office_Existing | Water Heater | Office | Existing | TE 96% (Instantaneous) |  | 13.0844 | 7.7519 | 59.9079 | 59.9079 | 13.5455 | 8.0251 | 173.2873 | 173.2873
Water Heater_Restaurant_Existing_TE 96% (Instantaneous) | Water Heater_Restaurant_Existing | Water Heater | Restaurant | Existing | TE 96% (Instantaneous) |  | 13.0661 | 7.7411 | 66.6287 | 66.6287 | 13.5269 | 8.0141 | 192.7275 | 192.7275
Water Heater_Grocery_Existing_TE 96% (Instantaneous) | Water Heater_Grocery_Existing | Water Heater | Grocery | Existing | TE 96% (Instantaneous) |  | 13.0719 | 7.7445 | 3.183 | 3.183 | 13.5329 | 8.0176 | 9.207 | 9.207
Water Heater_Lodging_Existing_TE 96% (Instantaneous) | Water Heater_Lodging_Existing | Water Heater | Lodging | Existing | TE 96% (Instantaneous) |  | 13.0505 | 7.7318 | 120.6189 | 120.6189 | 13.5116 | 8.005 | 348.8974 | 348.8974
Water Heater_Miscellaneous_Existing_TE 96% (Instantaneous) | Water Heater_Miscellaneous_Existing | Water Heater | Miscellaneous | Existing | TE 96% (Instantaneous) |  | 13.1632 | 7.7986 | 263.3633 | 263.3633 | 13.6235 | 8.0713 | 761.7943 | 761.7943
Water Heater_Warehouse_Existing_TE 96% (Instantaneous) | Water Heater_Warehouse_Existing | Water Heater | Warehouse | Existing | TE 96% (Instantaneous) |  | 13.1139 | 7.7694 | 5.5162 | 5.5162 | 13.5749 | 8.0425 | 15.956 | 15.956
Water Heater_Retail_Existing_TE 96% (Instantaneous) | Water Heater_Retail_Existing | Water Heater | Retail | Existing | TE 96% (Instantaneous) |  | 13.0723 | 7.7447 | 62.5043 | 62.5043 | 13.5334 | 8.0179 | 180.7975 | 180.7975
Water Heater_Education_Existing_TE 96% (Instantaneous) | Water Heater_Education_Existing | Water Heater | Education | Existing | TE 96% (Instantaneous) |  | 13.1162 | 7.7707 | 132.5655 | 132.5655 | 13.5773 | 8.0439 | 383.4539 | 383.4539
Water Heater_All_Existing_TE 96% (Instantaneous) | Water Heater_All_Existing | Water Heater | All | Existing | TE 96% (Instantaneous) |  | 13.106 | 7.7647 |  |  | 13.5668 | 8.0377
Windows - High Efficiency Glazing_Healthcare_Existing_U-0.29 Window | Windows - High Efficiency Glazing_Healthcare_Existing | Windows - High Efficiency Glazing | Healthcare | Existing | U-0.29 Window |  | 3.1841 | 2.5114 | 246.9622 | 246.9696 | 3.1584 | 2.4911 | 490.1736 | 490.2283
Windows - High Efficiency Glazing_Office_Existing_U-0.29 Window | Windows - High Efficiency Glazing_Office_Existing | Windows - High Efficiency Glazing | Office | Existing | U-0.29 Window |  | 0.48556 | 0.38297 | 0 | 0 | 0.48161 | 0.37986 | 0 | 0
Windows - High Efficiency Glazing_Restaurant_Existing_U-0.29 Window | Windows - High Efficiency Glazing_Restaurant_Existing | Windows - High Efficiency Glazing | Restaurant | Existing | U-0.29 Window |  | 0.014716 | 0.011607 | 0 | 0 | 0.014602 | 0.011517 | 0 | 0
Windows - High Efficiency Glazing_Grocery_Existing_U-0.29 Window | Windows - High Efficiency Glazing_Grocery_Existing | Windows - High Efficiency Glazing | Grocery | Existing | U-0.29 Window |  | 0.0036108 | 0.002848 | 0 | 0 | 0.0035839 | 0.0028267 | 0 | 0
Windows - High Efficiency Glazing_Lodging_Existing_U-0.29 Window | Windows - High Efficiency Glazing_Lodging_Existing | Windows - High Efficiency Glazing | Lodging | Existing | U-0.29 Window |  | 0.002769 | 0.002184 | 0 | 0 | 0.0027469 | 0.0021666 | 0 | 0
Windows - High Efficiency Glazing_Miscellaneous_Existing_U-0.29 Window | Windows - High Efficiency Glazing_Miscellaneous_Existing | Windows - High Efficiency Glazing | Miscellaneous | Existing | U-0.29 Window |  | 0 | 0 | 0 | 0 | 0 | 0 | 0 | 0
Windows - High Efficiency Glazing_Warehouse_Existing_U-0.29 Window | Windows - High Efficiency Glazing_Warehouse_Existing | Windows - High Efficiency Glazing | Warehouse | Existing | U-0.29 Window |  | 0 | 0 | 0 | 0 | 0 | 0 | 0 | 0
Windows - High Efficiency Glazing_Retail_Existing_U-0.29 Window | Windows - High Efficiency Glazing_Retail_Existing | Windows - High Efficiency Glazing | Retail | Existing | U-0.29 Window |  | 0 | 0 | 0 | 0 | 0 | 0 | 0 | 0
Windows - High Efficiency Glazing_Education_Existing_U-0.29 Window | Windows - High Efficiency Glazing_Education_Existing | Windows - High Efficiency Glazing | Education | Existing | U-0.29 Window |  | 0 | 0 | 0 | 0 | 0 | 0 | 0 | 0
Windows - High Efficiency Glazing_All_Existing_U-0.29 Window | Windows - High Efficiency Glazing_All_Existing | Windows - High Efficiency Glazing | All | Existing | U-0.29 Window |  | 3.1841 | 2.5114 |  |  | 3.1584 | 2.4911
Windows - Secondary Glazing Systems_Healthcare_Existing_Windows Upgraded with Secondary Commercial Window Glazing | Windows - Secondary Glazing Systems_Healthcare_Existing | Windows - Secondary Glazing Systems | Healthcare | Existing | Windows Upgraded with Secondary Commercial Window Glazing |  | 0.13961 | 0.11011 | 1 | 1 | 0.13823 | 0.10902 | 0 | 0
Windows - Secondary Glazing Systems_Office_Existing_Windows Upgraded with Secondary Commercial Window Glazing | Windows - Secondary Glazing Systems_Office_Existing | Windows - Secondary Glazing Systems | Office | Existing | Windows Upgraded with Secondary Commercial Window Glazing |  | 0.059223 | 0.046711 | 1 | 1 | 0.058635 | 0.046247 | 0 | 0
Windows - Secondary Glazing Systems_Restaurant_Existing_Windows Upgraded with Secondary Commercial Window Glazing | Windows - Secondary Glazing Systems_Restaurant_Existing | Windows - Secondary Glazing Systems | Restaurant | Existing | Windows Upgraded with Secondary Commercial Window Glazing |  | 0.007734 | 0.0061001 | 1 | 1 | 0.0076609 | 0.0060424 | 0 | 0
Windows - Secondary Glazing Systems_Grocery_Existing_Windows Upgraded with Secondary Commercial Window Glazing | Windows - Secondary Glazing Systems_Grocery_Existing | Windows - Secondary Glazing Systems | Grocery | Existing | Windows Upgraded with Secondary Commercial Window Glazing |  | 0.0020795 | 0.0016402 | 1 | 1 | 0.0020605 | 0.0016252 | 0 | 0
Windows - Secondary Glazing Systems_Lodging_Existing_Windows Upgraded with Secondary Commercial Window Glazing | Windows - Secondary Glazing Systems_Lodging_Existing | Windows - Secondary Glazing Systems | Lodging | Existing | Windows Upgraded with Secondary Commercial Window Glazing |  | 0.030679 | 0.024197 | 1 | 1 | 0.030378 | 0.02396 | 0 | 0
Windows - Secondary Glazing Systems_Miscellaneous_Existing_Windows Upgraded with Secondary Commercial Window Glazing | Windows - Secondary Glazing Systems_Miscellaneous_Existing | Windows - Secondary Glazing Systems | Miscellaneous | Existing | Windows Upgraded with Secondary Commercial Window Glazing |  | 0.0045274 | 0.0035709 | 1 | 1 | 0.004483 | 0.0035359 | 0 | 0
Windows - Secondary Glazing Systems_Warehouse_Existing_Windows Upgraded with Secondary Commercial Window Glazing | Windows - Secondary Glazing Systems_Warehouse_Existing | Windows - Secondary Glazing Systems | Warehouse | Existing | Windows Upgraded with Secondary Commercial Window Glazing |  | 0.14035 | 0.1107 | 1 | 1 | 0.139 | 0.10963 | 0 | 0
Windows - Secondary Glazing Systems_Retail_Existing_Windows Upgraded with Secondary Commercial Window Glazing | Windows - Secondary Glazing Systems_Retail_Existing | Windows - Secondary Glazing Systems | Retail | Existing | Windows Upgraded with Secondary Commercial Window Glazing |  | 0.14148 | 0.11159 | 1 | 1 | 0.14019 | 0.11057 | 0 | 0
Windows - Secondary Glazing Systems_Education_Existing_Windows Upgraded with Secondary Commercial Window Glazing | Windows - Secondary Glazing Systems_Education_Existing | Windows - Secondary Glazing Systems | Education | Existing | Windows Upgraded with Secondary Commercial Window Glazing |  | 0.071265 | 0.056209 | 1 | 1 | 0.07055 | 0.055645 | 0 | 0
Windows - Secondary Glazing Systems_All_Existing_Windows Upgraded with Secondary Commercial Window Glazing | Windows - Secondary Glazing Systems_All_Existing | Windows - Secondary Glazing Systems | All | Existing | Windows Upgraded with Secondary Commercial Window Glazing |  | 0.066328 | 0.052315 | No 2026 UCT potential | No 2026 TRC potential | #DIV/0! | #DIV/0!

## Measure Notes (hidden)
Key | Sector | Measure | Brief Note
Residential_Advanced New Construction Designs | Residential | Advanced New Construction Designs | Renamed from Built Green homes
Residential_Boiler | Residential | Boiler | New BEST simulation showing higher existing usage, higher savings in new/replacements
Residential_Building Shell - Air Sealing (Infiltration Control) | Residential | Building Shell - Air Sealing (Infiltration Control) | New BEST simulations, about 2x savings across all segments
Residential_Building Shell - Liquid-Applied Weather-Resistive Barrier | Residential | Building Shell - Liquid-Applied Weather-Resistive Barrier | Did not pass in either study
Residential_Building Shell - Whole-Home Aerosol Sealing | Residential | Building Shell - Whole-Home Aerosol Sealing | Updated savings/costs source from MN TRM to latest RTF Workbook
Residential_Circulation Pump - Controls | Residential | Circulation Pump - Controls | New Measure
Residential_Circulation Pump - High Efficiency Motor | Residential | Circulation Pump - High Efficiency Motor | New Measure
Residential_Clothes Dryer | Residential | Clothes Dryer | Updated study EE levels and sources to IL TRM v12
Residential_Clothes Washer - CEE Tier 2 | Residential | Clothes Washer - CEE Tier 2 | Updated to latest RTF Workbook - applied end use savings directly to Clothes Dryers instead of all gas appliances
Residential_Combination Boiler - High Efficiency (Storage) | Residential | Combination Boiler - High Efficiency (Storage) | Updated savings/costs source to IL TRM v13
Residential_Combination Boiler - High Efficiency (Tankless) | Residential | Combination Boiler - High Efficiency (Tankless) | Updated savings/costs source to IL TRM v13
Residential_Connected Thermostat - ENERGY STAR (1.0) | Residential | Connected Thermostat - ENERGY STAR (1.0) | Tstats did not pass in previous study
Residential_Dishwasher - ENERGY STAR (7.0) | Residential | Dishwasher - ENERGY STAR (7.0) | Did not pass in previous study
Residential_Doors - Storm and Thermal - ENERGY STAR (6.0) | Residential | Doors - Storm and Thermal - ENERGY STAR (6.0) | Switch from RTF workbook source to BEST simulations - about 2x savings
Residential_Ducting - Repair and Sealing | Residential | Ducting - Repair and Sealing | New BEST Simulations + Updated savings/costs source to Latest NWPCC RTF Workbook
Residential_Ducting - Repair and Sealing - Aerosol | Residential | Ducting - Repair and Sealing - Aerosol | New BEST Simulations + Updated savings/costs source to Latest NWPCC RTF Workbook
Residential_ENERGY STAR Home Design | Residential | ENERGY STAR Home Design | Renamed from ENERGY STAR homes
Residential_Fireplace | Residential | Fireplace | New BEST Simulations
Residential_Furnace | Residential | Furnace | Updated costs; long term 2029 furnace standard
Residential_Gas Boiler - Hot Water Reset | Residential | Gas Boiler - Hot Water Reset | Not currently passing
Residential_Gas Boiler - Maintenance | Residential | Gas Boiler - Maintenance | Not currently passing
Residential_Gas Boiler - Pipe Insulation | Residential | Gas Boiler - Pipe Insulation
Residential_Gas Boiler - Thermostatic Radiator Valves | Residential | Gas Boiler - Thermostatic Radiator Valves | New Measure
Residential_Gas Furnace - Maintenance | Residential | Gas Furnace - Maintenance
Residential_Gas-Fired Combination Heat Pump Conversion - Post-2030 | Residential | Gas-Fired Combination Heat Pump Conversion - Post-2030 | New Measure
Residential_Gas-Fired Combination Heat Pump Conversion - Pre-2030 | Residential | Gas-Fired Combination Heat Pump Conversion - Pre-2030 | New Measure
Residential_Home Energy Management System (HEMS) | Residential | Home Energy Management System (HEMS) | New Measure
Residential_Home Energy Reports | Residential | Home Energy Reports | New Measure
Residential_HVAC - Energy Recovery Ventilator | Residential | HVAC - Energy Recovery Ventilator | New Measure
Residential_Insulation - Basement Sidewall | Residential | Insulation - Basement Sidewall | Updated savings/costs source to IL TRM v13
Residential_Insulation - Ceiling Installation | Residential | Insulation - Ceiling Installation | New BEST Simulations + Updated to latest RTF Workbook - slightly cheaper and higher savings
Residential_Insulation - Ceiling Upgrade | Residential | Insulation - Ceiling Upgrade | Not currently passing, updated incentive/admin costs
Residential_Insulation - Ducting | Residential | Insulation - Ducting | Not currently passing, updated incentive/admin costs
Residential_Insulation - Floor Installation | Residential | Insulation - Floor Installation | Not currently passing, updated incentive/admin costs
Residential_Insulation - Floor Upgrade | Residential | Insulation - Floor Upgrade | Not currently passing, updated incentive/admin costs
Residential_Insulation - Foundation | Residential | Insulation - Foundation | Not currently passing, updated incentive/admin costs
Residential_Insulation - Wall Cavity Installation | Residential | Insulation - Wall Cavity Installation | Updated savings/costs source to RTF v6 - about 2x as expensive
Residential_Insulation - Wall Cavity Upgrade | Residential | Insulation - Wall Cavity Upgrade | Updated savings/costs source to RTF v6 - did not pass in previous study
Residential_Insulation - Wall Sheathing | Residential | Insulation - Wall Sheathing
Residential_Laundry - Smart Dryer Sensor | Residential | Laundry - Smart Dryer Sensor | New Measure
Residential_Miscellaneous | Residential | Miscellaneous
Residential_Pool Heater | Residential | Pool Heater
Residential_Pool Heater - Solar System | Residential | Pool Heater - Solar System
Residential_Stove/Oven | Residential | Stove/Oven | Updated EEs and cost/savings source to 2024 Dept. of Energy TSD
Residential_Thermostat - Programmable | Residential | Thermostat - Programmable | Updated source to IL TRM instead of BEST simulation
Residential_Water Heater - Drainwater Heat Recovery | Residential | Water Heater - Drainwater Heat Recovery
Residential_Water Heater - Pipe Insulation | Residential | Water Heater - Pipe Insulation | Updated savings/costs source to IL TRM v13
Residential_Water Heater - Solar System | Residential | Water Heater - Solar System | Not currently passing
Residential_Water Heater - Thermostatic Shower Restriction Valve | Residential | Water Heater - Thermostatic Shower Restriction Valve | Did not pass in previous study
Residential_Water Heater (<= 55 Gal) | Residential | Water Heater (<= 55 Gal) | New BEST simulation, slightly higher savings
Residential_Water Heater (> 55 Gal) | Residential | Water Heater (> 55 Gal) | New BEST simulation, slightly higher savings
Residential_Windows - High Efficiency (ENERGY STAR 7.0) | Residential | Windows - High Efficiency (ENERGY STAR 7.0) | Updated savings to latest Cascade data
Residential_Windows - High Efficiency (Triple Pane) | Residential | Windows - High Efficiency (Triple Pane) | Updated savings to latest Cascade data
Residential_Windows - Low-e Storm Addition | Residential | Windows - Low-e Storm Addition | Not passing in either study
Commercial_Advanced New Construction Designs | Commercial | Advanced New Construction Designs | Not currently passing, no new construction
Commercial_Boiler | Commercial | Boiler
Commercial_Broiler | Commercial | Broiler | Updated savings/costs source to IL TRM v13 - cheaper
Commercial_Building Shell - Air Sealing (Infiltration Control) | Commercial | Building Shell - Air Sealing (Infiltration Control)
Commercial_Circulation Pump - Controls | Commercial | Circulation Pump - Controls | New Measure
Commercial_Commercial Food Prep Other | Commercial | Commercial Food Prep Other
Commercial_Commercial Laundry - Dryer Efficiency Retrofit | Commercial | Commercial Laundry - Dryer Efficiency Retrofit
Commercial_Commercial Laundry - ENERGY STAR Washer (8.0) | Commercial | Commercial Laundry - ENERGY STAR Washer (8.0)
Commercial_Commercial Laundry - Ozone Treatment | Commercial | Commercial Laundry - Ozone Treatment | Updated to latest IL TRM v12 - slightly more expensive and lower savings
Commercial_Connected Thermostat - ENERGY STAR (1.0) | Commercial | Connected Thermostat - ENERGY STAR (1.0) | New BEST simulations and Updated to latest RTF workbook - slightly cheaper, higher savings
Commercial_Conveyor Oven | Commercial | Conveyor Oven
Commercial_Destratification Fans (HVLS) | Commercial | Destratification Fans (HVLS) | Updated savings calculation to segment-level usage; higher savings in most segments
Commercial_Ducting - Repair and Sealing | Commercial | Ducting - Repair and Sealing
Commercial_Fryer | Commercial | Fryer
Commercial_Furnace | Commercial | Furnace | New BEST simulations and updated Incentive Costs (very low)
Commercial_Gas Boiler - Blowdown Heat Recovery | Commercial | Gas Boiler - Blowdown Heat Recovery
Commercial_Gas Boiler - Burner Control Optimization | Commercial | Gas Boiler - Burner Control Optimization
Commercial_Gas Boiler - High Turndown Burner | Commercial | Gas Boiler - High Turndown Burner | Updated to latest IL TRM v12 - slightly more expensive and lower savings
Commercial_Gas Boiler - Hot Water Reset | Commercial | Gas Boiler - Hot Water Reset | Updated to latest IL TRM v12 - more expensive
Commercial_Gas Boiler - Insulate Hot Water Lines | Commercial | Gas Boiler - Insulate Hot Water Lines | Updated to latest IL TRM v13 - slightly more expensive and lower savings
Commercial_Gas Boiler - Insulate Steam Lines/Condensate Tank | Commercial | Gas Boiler - Insulate Steam Lines/Condensate Tank | Updated to latest IL TRM v13 - higher savings across most segments
Commercial_Gas Boiler - Maintenance | Commercial | Gas Boiler - Maintenance
Commercial_Gas Boiler - Radiator Replacement | Commercial | Gas Boiler - Radiator Replacement
Commercial_Gas Boiler - Stack Economizer | Commercial | Gas Boiler - Stack Economizer | Updated to latest IL TRM v13 - higher savings across all segments
Commercial_Gas Boiler - Steam Trap Replacement | Commercial | Gas Boiler - Steam Trap Replacement | New Measure
Commercial_Gas Boiler - Thermostatic Radiator Valves | Commercial | Gas Boiler - Thermostatic Radiator Valves
Commercial_Gas Furnace - Maintenance | Commercial | Gas Furnace - Maintenance
Commercial_Gas-Fired Combination Heat Pump Conversion | Commercial | Gas-Fired Combination Heat Pump Conversion
Commercial_Griddle | Commercial | Griddle | Added new high-efficiency equipment level from IL TRM v12
Commercial_HVAC - Dedicated Outdoor Air System (DOAS) | Commercial | HVAC - Dedicated Outdoor Air System (DOAS)
Commercial_HVAC - Energy Recovery Ventilator | Commercial | HVAC - Energy Recovery Ventilator | Updated to latest IL TRM v13 - higher savings across most segments
Commercial_HVAC - Shut Off Damper | Commercial | HVAC - Shut Off Damper
Commercial_Industrial Air Curtains | Commercial | Industrial Air Curtains
Commercial_Infiltration Control - Loading Dock Sealing | Commercial | Infiltration Control - Loading Dock Sealing | Not currently passing
Commercial_Insulation - Ceiling | Commercial | Insulation - Ceiling | New BEST simulations and updated Incentive Costs
Commercial_Insulation - Ducting | Commercial | Insulation - Ducting | New BEST simulations and updated Incentive Costs
Commercial_Insulation - Wall Cavity | Commercial | Insulation - Wall Cavity | New BEST simulations and updated Incentive Costs
Commercial_Kitchen Ventilation - Advanced Controls | Commercial | Kitchen Ventilation - Advanced Controls | Did not pass in previous study
Commercial_Lodging - Guest Room Controls | Commercial | Lodging - Guest Room Controls
Commercial_Other Miscellaneous | Commercial | Other Miscellaneous
Commercial_Oven | Commercial | Oven
Commercial_Pool Heater | Commercial | Pool Heater
Commercial_Pool Heater - Night Covers | Commercial | Pool Heater - Night Covers
Commercial_Rack Oven | Commercial | Rack Oven | Updated savings/cost source to latest RTF workbook - now includes ESTAR models
Commercial_Range | Commercial | Range | Updated savings/cost source to IL TRM v13 and Saturations to CNGC billing flag data (lower than previous)
Commercial_Refrigeration - Heat Recovery | Commercial | Refrigeration - Heat Recovery | New Measure
Commercial_Retrocommissioning | Commercial | Retrocommissioning | Not currently passing
Commercial_Steamer | Commercial | Steamer
Commercial_Strategic Energy Management | Commercial | Strategic Energy Management
Commercial_Thermostat - Programmable | Commercial | Thermostat - Programmable
Commercial_Unit Heater | Commercial | Unit Heater | Updated savings/costs source to IL TRM v13 - higher price + labor costs
Commercial_Ventilation - Demand Controlled | Commercial | Ventilation - Demand Controlled | Updated to latest IL TRM v13 - higher savings across most segments
Commercial_Water Heater | Commercial | Water Heater | New BEST Simulations
Commercial_Water Heater - Drainwater Heat Recovery | Commercial | Water Heater - Drainwater Heat Recovery
Commercial_Water Heater - Pipe Insulation | Commercial | Water Heater - Pipe Insulation
Commercial_Water Heater - Pre-Rinse Spray Valve | Commercial | Water Heater - Pre-Rinse Spray Valve
Commercial_Water Heater - Solar System | Commercial | Water Heater - Solar System | Updated source to CA eTRM, costs significantly lower
Commercial_Water Heater - Thermostatic Shower Restriction Valve | Commercial | Water Heater - Thermostatic Shower Restriction Valve
Commercial_Windows - High Efficiency Glazing | Commercial | Windows - High Efficiency Glazing
Commercial_Windows - Secondary Glazing Systems | Commercial | Windows - Secondary Glazing Systems
Industrial_Boiler | Industrial | Boiler | New BEST simulations
Industrial_Building Shell - Air Sealing (Infiltration Control) | Industrial | Building Shell - Air Sealing (Infiltration Control)
Industrial_Connected Thermostat - ENERGY STAR (1.0) | Industrial | Connected Thermostat - ENERGY STAR (1.0)
Industrial_Destratification Fans (HVLS) | Industrial | Destratification Fans (HVLS) | Did not pass in previous study
Industrial_Ducting - Repair and Sealing | Industrial | Ducting - Repair and Sealing
Industrial_Furnace | Industrial | Furnace | New, more efficient BEST simulations and updated (lower) costs from 2023 EIA tech forecast
Industrial_Gas Boiler - Blowdown Heat Recovery | Industrial | Gas Boiler - Blowdown Heat Recovery
Industrial_Gas Boiler - Burner Control Optimization | Industrial | Gas Boiler - Burner Control Optimization
Industrial_Gas Boiler - High Turndown Burner | Industrial | Gas Boiler - High Turndown Burner | Not currently passing
Industrial_Gas Boiler - Hot Water Reset | Industrial | Gas Boiler - Hot Water Reset | Update to IL TRM v13 - similar but slightly less savings
Industrial_Gas Boiler - Insulate Hot Water Lines | Industrial | Gas Boiler - Insulate Hot Water Lines | Updated to IL TRM v13 - more expensive and >2x less savings across most segments
Industrial_Gas Boiler - Insulate Steam Lines/Condensate Tank | Industrial | Gas Boiler - Insulate Steam Lines/Condensate Tank | Updated to 2023 CPUC conservation potential workbook - lower measure lifetime
Industrial_Gas Boiler - Maintenance | Industrial | Gas Boiler - Maintenance | Update to IL TRM v13 - similar but slightly less savings
Industrial_Gas Boiler - Stack Economizer | Industrial | Gas Boiler - Stack Economizer | Update to IL TRM v13 - similar but slightly less savings
Industrial_Gas Boiler - Steam Trap Replacement | Industrial | Gas Boiler - Steam Trap Replacement | Updated to IL TRM v13 - less % savings across all segments
Industrial_Gas Furnace - Maintenance | Industrial | Gas Furnace - Maintenance
Industrial_Gas-Fired Combination Heat Pump Conversion | Industrial | Gas-Fired Combination Heat Pump Conversion | New Measure
Industrial_HVAC - Energy Recovery Ventilator | Industrial | HVAC - Energy Recovery Ventilator
Industrial_Industrial Air Curtains | Industrial | Industrial Air Curtains
Industrial_Insulation - Ceiling | Industrial | Insulation - Ceiling | Updated to NWPCC 2023 workbook 4.1 - 2x as expensive with less savings
Industrial_Insulation - Ducting | Industrial | Insulation - Ducting
Industrial_Insulation - Wall Cavity | Industrial | Insulation - Wall Cavity | Did not pass in previous study
Industrial_Miscellaneous | Industrial | Miscellaneous
Industrial_Process - Heat Recovery | Industrial | Process - Heat Recovery | Updated from MN TRM workbook to 2025 MEMD workbook - significantly cheaper
Industrial_Process - Insulate Heated Process Fluids | Industrial | Process - Insulate Heated Process Fluids | Update to IL TRM v13 - similar but slightly less savings
Industrial_Process Boiler | Industrial | Process Boiler | Did not pass in previous study
Industrial_Process Boiler - Blowdown Heat Recovery | Industrial | Process Boiler - Blowdown Heat Recovery | New Measure
Industrial_Process Boiler - Burner Control Optimization | Industrial | Process Boiler - Burner Control Optimization | New Measure
Industrial_Process Boiler - High Turndown Burner | Industrial | Process Boiler - High Turndown Burner | New Measure
Industrial_Process Boiler - Insulate Hot Water Lines | Industrial | Process Boiler - Insulate Hot Water Lines | New Measure
Industrial_Process Boiler - Insulate Steam Lines/Condensate Tank | Industrial | Process Boiler - Insulate Steam Lines/Condensate Tank | New Measure
Industrial_Process Boiler - Maintenance | Industrial | Process Boiler - Maintenance | New Measure
Industrial_Process Boiler - Stack Economizer | Industrial | Process Boiler - Stack Economizer | New Measure
Industrial_Process Boiler - Steam Trap Replacement | Industrial | Process Boiler - Steam Trap Replacement | New Measure
Industrial_Process Cooling | Industrial | Process Cooling | Did not pass in previous study
Industrial_Process Furnace - Tube Inserts | Industrial | Process Furnace - Tube Inserts | New Measure
Industrial_Process Heating | Industrial | Process Heating | Did not pass in previous study
Industrial_Process Other | Industrial | Process Other | Did not pass in previous study
Industrial_Retrocommissioning | Industrial | Retrocommissioning | Updated to 2023 CPUC conservation potential workbook - cheaper and slightly higher savings
Industrial_Strategic Energy Management | Industrial | Strategic Energy Management | Updated to NWPCC 2021 workbook - >2x lifetime and significantly cheaper
Industrial_Thermostat - Programmable | Industrial | Thermostat - Programmable | Did not pass in previous study
Industrial_Unit Heater | Industrial | Unit Heater | New BEST simulations
Industrial_Ventilation - Demand Controlled | Industrial | Ventilation - Demand Controlled | Updated to IL TRM v13 - 2x measure life

## Com MeasureSummary
|  |  | Sector | Segment | Vintage | End Use | Fuel | Measure | Measure Type | Baseline Definition | Max Lifetime | Min Lifetime | Average Lifetime | Unit Energy Savings (Annual kWh or therm) | O&M | RVT-Only NEIs | Base Saturation | Applicability | Ramp Rate Name | 20 Year Technical Achievable % | ASSIGNED_LOADSHAPE | OPTION | MEASURE_IDENTIFIER | INCENTIVE_COST_PERCENT | ADMINISTRATIVE_COST_PERCENT | INPUT_UNIT_OF_MEASURE | LINE_LOSS | TRC LCOE ($/kWh or $/therm) | TRC LCOE ($/MWh or $/therm) | UCT LCOE ($/kWh or $/therm) | UCT LCOE ($/MWh or $/therm) | LIFETIME_SOURCE | COSTS_SOURCE | SAVINGS_SOURCE | Unit Summer Peak Savings (kW or n/a) | Unit Winter Peak Savings (kW or n/a) | Unit Incremental Cost ($) | 2023 Baseline Definition | 2024 Baseline Definition | 2025 Baseline Definition | 2026 Baseline Definition | 2027 Baseline Definition | 2028 Baseline Definition | 2029 Baseline Definition | 2030 Baseline Definition | 2031 Baseline Definition | 2032 Baseline Definition | 2033 Baseline Definition | 2034 Baseline Definition | 2035 Baseline Definition | 2036 Baseline Definition | 2037 Baseline Definition | 2038 Baseline Definition | 2039 Baseline Definition | 2040 Baseline Definition | 2041 Baseline Definition | 2042 Baseline Definition | 2043 Baseline Definition | 2044 Baseline Definition | 2045 Baseline Definition | 2046 Baseline Definition | 2047 Baseline Definition | 2048 Baseline Definition | 2049 Baseline Definition | 2050 Baseline Definition | 2023 Technical Potential Incr. Savings (MWh or mTherms) | 2024 Technical Potential Incr. Savings (MWh or mTherms) | 2025 Technical Potential Incr. Savings (MWh or mTherms) | 2026 Technical Potential Incr. Savings (MWh or mTherms) | 2027 Technical Potential Incr. Savings (MWh or mTherms) | 2028 Technical Potential Incr. Savings (MWh or mTherms) | 2029 Technical Potential Incr. Savings (MWh or mTherms) | 2030 Technical Potential Incr. Savings (MWh or mTherms) | 2031 Technical Potential Incr. Savings (MWh or mTherms) | 2032 Technical Potential Incr. Savings (MWh or mTherms) | 2033 Technical Potential Incr. Savings (MWh or mTherms) | 2034 Technical Potential Incr. Savings (MWh or mTherms) | 2035 Technical Potential Incr. Savings (MWh or mTherms) | 2036 Technical Potential Incr. Savings (MWh or mTherms) | 2037 Technical Potential Incr. Savings (MWh or mTherms) | 2038 Technical Potential Incr. Savings (MWh or mTherms) | 2039 Technical Potential Incr. Savings (MWh or mTherms) | 2040 Technical Potential Incr. Savings (MWh or mTherms) | 2041 Technical Potential Incr. Savings (MWh or mTherms) | 2042 Technical Potential Incr. Savings (MWh or mTherms) | 2043 Technical Potential Incr. Savings (MWh or mTherms) | 2044 Technical Potential Incr. Savings (MWh or mTherms) | 2045 Technical Potential Incr. Savings (MWh or mTherms) | 2046 Technical Potential Incr. Savings (MWh or mTherms) | 2047 Technical Potential Incr. Savings (MWh or mTherms) | 2048 Technical Potential Incr. Savings (MWh or mTherms) | 2049 Technical Potential Incr. Savings (MWh or mTherms) | 2050 Technical Potential Incr. Savings (MWh or mTherms) | 2023 Technical Potential Cumul. Savings (MWh or mTherms) | 2024 Technical Potential Cumul. Savings (MWh or mTherms) | 2025 Technical Potential Cumul. Savings (MWh or mTherms) | 2026 Technical Potential Cumul. Savings (MWh or mTherms) | 2027 Technical Potential Cumul. Savings (MWh or mTherms) | 2028 Technical Potential Cumul. Savings (MWh or mTherms) | 2029 Technical Potential Cumul. Savings (MWh or mTherms) | 2030 Technical Potential Cumul. Savings (MWh or mTherms) | 2031 Technical Potential Cumul. Savings (MWh or mTherms) | 2032 Technical Potential Cumul. Savings (MWh or mTherms) | 2033 Technical Potential Cumul. Savings (MWh or mTherms) | 2034 Technical Potential Cumul. Savings (MWh or mTherms) | 2035 Technical Potential Cumul. Savings (MWh or mTherms) | 2036 Technical Potential Cumul. Savings (MWh or mTherms) | 2037 Technical Potential Cumul. Savings (MWh or mTherms) | 2038 Technical Potential Cumul. Savings (MWh or mTherms) | 2039 Technical Potential Cumul. Savings (MWh or mTherms) | 2040 Technical Potential Cumul. Savings (MWh or mTherms) | 2041 Technical Potential Cumul. Savings (MWh or mTherms) | 2042 Technical Potential Cumul. Savings (MWh or mTherms) | 2043 Technical Potential Cumul. Savings (MWh or mTherms) | 2044 Technical Potential Cumul. Savings (MWh or mTherms) | 2045 Technical Potential Cumul. Savings (MWh or mTherms) | 2046 Technical Potential Cumul. Savings (MWh or mTherms) | 2047 Technical Potential Cumul. Savings (MWh or mTherms) | 2048 Technical Potential Cumul. Savings (MWh or mTherms) | 2049 Technical Potential Cumul. Savings (MWh or mTherms) | 2050 Technical Potential Cumul. Savings (MWh or mTherms) | 2023 Technical Potential Incr. Purchases | 2024 Technical Potential Incr. Purchases | 2025 Technical Potential Incr. Purchases | 2026 Technical Potential Incr. Purchases | 2027 Technical Potential Incr. Purchases | 2028 Technical Potential Incr. Purchases | 2029 Technical Potential Incr. Purchases | 2030 Technical Potential Incr. Purchases | 2031 Technical Potential Incr. Purchases | 2032 Technical Potential Incr. Purchases | 2033 Technical Potential Incr. Purchases | 2034 Technical Potential Incr. Purchases | 2035 Technical Potential Incr. Purchases | 2036 Technical Potential Incr. Purchases | 2037 Technical Potential Incr. Purchases | 2038 Technical Potential Incr. Purchases | 2039 Technical Potential Incr. Purchases | 2040 Technical Potential Incr. Purchases | 2041 Technical Potential Incr. Purchases | 2042 Technical Potential Incr. Purchases | 2043 Technical Potential Incr. Purchases | 2044 Technical Potential Incr. Purchases | 2045 Technical Potential Incr. Purchases | 2046 Technical Potential Incr. Purchases | 2047 Technical Potential Incr. Purchases | 2048 Technical Potential Incr. Purchases | 2049 Technical Potential Incr. Purchases | 2050 Technical Potential Incr. Purchases | 2023 Technical Potential Cumul. Purchases | 2024 Technical Potential Cumul. Purchases | 2025 Technical Potential Cumul. Purchases | 2026 Technical Potential Cumul. Purchases | 2027 Technical Potential Cumul. Purchases | 2028 Technical Potential Cumul. Purchases | 2029 Technical Potential Cumul. Purchases | 2030 Technical Potential Cumul. Purchases | 2031 Technical Potential Cumul. Purchases | 2032 Technical Potential Cumul. Purchases | 2033 Technical Potential Cumul. Purchases | 2034 Technical Potential Cumul. Purchases | 2035 Technical Potential Cumul. Purchases | 2036 Technical Potential Cumul. Purchases | 2037 Technical Potential Cumul. Purchases | 2038 Technical Potential Cumul. Purchases | 2039 Technical Potential Cumul. Purchases | 2040 Technical Potential Cumul. Purchases | 2041 Technical Potential Cumul. Purchases | 2042 Technical Potential Cumul. Purchases | 2043 Technical Potential Cumul. Purchases | 2044 Technical Potential Cumul. Purchases | 2045 Technical Potential Cumul. Purchases | 2046 Technical Potential Cumul. Purchases | 2047 Technical Potential Cumul. Purchases | 2048 Technical Potential Cumul. Purchases | 2049 Technical Potential Cumul. Purchases | 2050 Technical Potential Cumul. Purchases | 2023 Technical Potential Efficient Definition | 2024 Technical Potential Efficient Definition | 2025 Technical Potential Efficient Definition | 2026 Technical Potential Efficient Definition | 2027 Technical Potential Efficient Definition | 2028 Technical Potential Efficient Definition | 2029 Technical Potential Efficient Definition | 2030 Technical Potential Efficient Definition | 2031 Technical Potential Efficient Definition | 2032 Technical Potential Efficient Definition | 2033 Technical Potential Efficient Definition | 2034 Technical Potential Efficient Definition | 2035 Technical Potential Efficient Definition | 2036 Technical Potential Efficient Definition | 2037 Technical Potential Efficient Definition | 2038 Technical Potential Efficient Definition | 2039 Technical Potential Efficient Definition | 2040 Technical Potential Efficient Definition | 2041 Technical Potential Efficient Definition | 2042 Technical Potential Efficient Definition | 2043 Technical Potential Efficient Definition | 2044 Technical Potential Efficient Definition | 2045 Technical Potential Efficient Definition | 2046 Technical Potential Efficient Definition | 2047 Technical Potential Efficient Definition | 2048 Technical Potential Efficient Definition | 2049 Technical Potential Efficient Definition | 2050 Technical Potential Efficient Definition | 2023 Technical Potential Unit Incremental Cost ($) | 2024 Technical Potential Unit Incremental Cost ($) | 2025 Technical Potential Unit Incremental Cost ($) | 2026 Technical Potential Unit Incremental Cost ($) | 2027 Technical Potential Unit Incremental Cost ($) | 2028 Technical Potential Unit Incremental Cost ($) | 2029 Technical Potential Unit Incremental Cost ($) | 2030 Technical Potential Unit Incremental Cost ($) | 2031 Technical Potential Unit Incremental Cost ($) | 2032 Technical Potential Unit Incremental Cost ($) | 2033 Technical Potential Unit Incremental Cost ($) | 2034 Technical Potential Unit Incremental Cost ($) | 2035 Technical Potential Unit Incremental Cost ($) | 2036 Technical Potential Unit Incremental Cost ($) | 2037 Technical Potential Unit Incremental Cost ($) | 2038 Technical Potential Unit Incremental Cost ($) | 2039 Technical Potential Unit Incremental Cost ($) | 2040 Technical Potential Unit Incremental Cost ($) | 2041 Technical Potential Unit Incremental Cost ($) | 2042 Technical Potential Unit Incremental Cost ($) | 2043 Technical Potential Unit Incremental Cost ($) | 2044 Technical Potential Unit Incremental Cost ($) | 2045 Technical Potential Unit Incremental Cost ($) | 2046 Technical Potential Unit Incremental Cost ($) | 2047 Technical Potential Unit Incremental Cost ($) | 2048 Technical Potential Unit Incremental Cost ($) | 2049 Technical Potential Unit Incremental Cost ($) | 2050 Technical Potential Unit Incremental Cost ($) | 2023 Technical Potential Unit Energy Savings (Annual kWh or therm) | 2024 Technical Potential Unit Energy Savings (Annual kWh or therm) | 2025 Technical Potential Unit Energy Savings (Annual kWh or therm) | 2026 Technical Potential Unit Energy Savings (Annual kWh or therm) | 2027 Technical Potential Unit Energy Savings (Annual kWh or therm) | 2028 Technical Potential Unit Energy Savings (Annual kWh or therm) | 2029 Technical Potential Unit Energy Savings (Annual kWh or therm) | 2030 Technical Potential Unit Energy Savings (Annual kWh or therm) | 2031 Technical Potential Unit Energy Savings (Annual kWh or therm) | 2032 Technical Potential Unit Energy Savings (Annual kWh or therm) | 2033 Technical Potential Unit Energy Savings (Annual kWh or therm) | 2034 Technical Potential Unit Energy Savings (Annual kWh or therm) | 2035 Technical Potential Unit Energy Savings (Annual kWh or therm) | 2036 Technical Potential Unit Energy Savings (Annual kWh or therm) | 2037 Technical Potential Unit Energy Savings (Annual kWh or therm) | 2038 Technical Potential Unit Energy Savings (Annual kWh or therm) | 2039 Technical Potential Unit Energy Savings (Annual kWh or therm) | 2040 Technical Potential Unit Energy Savings (Annual kWh or therm) | 2041 Technical Potential Unit Energy Savings (Annual kWh or therm) | 2042 Technical Potential Unit Energy Savings (Annual kWh or therm) | 2043 Technical Potential Unit Energy Savings (Annual kWh or therm) | 2044 Technical Potential Unit Energy Savings (Annual kWh or therm) | 2045 Technical Potential Unit Energy Savings (Annual kWh or therm) | 2046 Technical Potential Unit Energy Savings (Annual kWh or therm) | 2047 Technical Potential Unit Energy Savings (Annual kWh or therm) | 2048 Technical Potential Unit Energy Savings (Annual kWh or therm) | 2049 Technical Potential Unit Energy Savings (Annual kWh or therm) | 2050 Technical Potential Unit Energy Savings (Annual kWh or therm) | 2023 Economic Achievable TRC Potential Incr. Savings (MWh or mTherms) | 2024 Economic Achievable TRC Potential Incr. Savings (MWh or mTherms) | 2025 Economic Achievable TRC Potential Incr. Savings (MWh or mTherms) | 2026 Economic Achievable TRC Potential Incr. Savings (MWh or mTherms) | 2027 Economic Achievable TRC Potential Incr. Savings (MWh or mTherms) | 2028 Economic Achievable TRC Potential Incr. Savings (MWh or mTherms) | 2029 Economic Achievable TRC Potential Incr. Savings (MWh or mTherms) | 2030 Economic Achievable TRC Potential Incr. Savings (MWh or mTherms) | 2031 Economic Achievable TRC Potential Incr. Savings (MWh or mTherms) | 2032 Economic Achievable TRC Potential Incr. Savings (MWh or mTherms) | 2033 Economic Achievable TRC Potential Incr. Savings (MWh or mTherms) | 2034 Economic Achievable TRC Potential Incr. Savings (MWh or mTherms) | 2035 Economic Achievable TRC Potential Incr. Savings (MWh or mTherms) | 2036 Economic Achievable TRC Potential Incr. Savings (MWh or mTherms) | 2037 Economic Achievable TRC Potential Incr. Savings (MWh or mTherms) | 2038 Economic Achievable TRC Potential Incr. Savings (MWh or mTherms) | 2039 Economic Achievable TRC Potential Incr. Savings (MWh or mTherms) | 2040 Economic Achievable TRC Potential Incr. Savings (MWh or mTherms) | 2041 Economic Achievable TRC Potential Incr. Savings (MWh or mTherms) | 2042 Economic Achievable TRC Potential Incr. Savings (MWh or mTherms) | 2043 Economic Achievable TRC Potential Incr. Savings (MWh or mTherms) | 2044 Economic Achievable TRC Potential Incr. Savings (MWh or mTherms) | 2045 Economic Achievable TRC Potential Incr. Savings (MWh or mTherms) | 2046 Economic Achievable TRC Potential Incr. Savings (MWh or mTherms) | 2047 Economic Achievable TRC Potential Incr. Savings (MWh or mTherms) | 2048 Economic Achievable TRC Potential Incr. Savings (MWh or mTherms) | 2049 Economic Achievable TRC Potential Incr. Savings (MWh or mTherms) | 2050 Economic Achievable TRC Potential Incr. Savings (MWh or mTherms) | 2023 Economic Achievable TRC Potential Cumul. Savings (MWh or mTherms) | 2024 Economic Achievable TRC Potential Cumul. Savings (MWh or mTherms) | 2025 Economic Achievable TRC Potential Cumul. Savings (MWh or mTherms) | 2026 Economic Achievable TRC Potential Cumul. Savings (MWh or mTherms) | 2027 Economic Achievable TRC Potential Cumul. Savings (MWh or mTherms) | 2028 Economic Achievable TRC Potential Cumul. Savings (MWh or mTherms) | 2029 Economic Achievable TRC Potential Cumul. Savings (MWh or mTherms) | 2030 Economic Achievable TRC Potential Cumul. Savings (MWh or mTherms) | 2031 Economic Achievable TRC Potential Cumul. Savings (MWh or mTherms) | 2032 Economic Achievable TRC Potential Cumul. Savings (MWh or mTherms) | 2033 Economic Achievable TRC Potential Cumul. Savings (MWh or mTherms) | 2034 Economic Achievable TRC Potential Cumul. Savings (MWh or mTherms) | 2035 Economic Achievable TRC Potential Cumul. Savings (MWh or mTherms) | 2036 Economic Achievable TRC Potential Cumul. Savings (MWh or mTherms) | 2037 Economic Achievable TRC Potential Cumul. Savings (MWh or mTherms) | 2038 Economic Achievable TRC Potential Cumul. Savings (MWh or mTherms) | 2039 Economic Achievable TRC Potential Cumul. Savings (MWh or mTherms) | 2040 Economic Achievable TRC Potential Cumul. Savings (MWh or mTherms) | 2041 Economic Achievable TRC Potential Cumul. Savings (MWh or mTherms) | 2042 Economic Achievable TRC Potential Cumul. Savings (MWh or mTherms) | 2043 Economic Achievable TRC Potential Cumul. Savings (MWh or mTherms) | 2044 Economic Achievable TRC Potential Cumul. Savings (MWh or mTherms) | 2045 Economic Achievable TRC Potential Cumul. Savings (MWh or mTherms) | 2046 Economic Achievable TRC Potential Cumul. Savings (MWh or mTherms) | 2047 Economic Achievable TRC Potential Cumul. Savings (MWh or mTherms) | 2048 Economic Achievable TRC Potential Cumul. Savings (MWh or mTherms) | 2049 Economic Achievable TRC Potential Cumul. Savings (MWh or mTherms) | 2050 Economic Achievable TRC Potential Cumul. Savings (MWh or mTherms) | 2023 Economic Achievable TRC Potential Incr. Purchases | 2024 Economic Achievable TRC Potential Incr. Purchases | 2025 Economic Achievable TRC Potential Incr. Purchases | 2026 Economic Achievable TRC Potential Incr. Purchases | 2027 Economic Achievable TRC Potential Incr. Purchases | 2028 Economic Achievable TRC Potential Incr. Purchases | 2029 Economic Achievable TRC Potential Incr. Purchases | 2030 Economic Achievable TRC Potential Incr. Purchases | 2031 Economic Achievable TRC Potential Incr. Purchases | 2032 Economic Achievable TRC Potential Incr. Purchases | 2033 Economic Achievable TRC Potential Incr. Purchases | 2034 Economic Achievable TRC Potential Incr. Purchases | 2035 Economic Achievable TRC Potential Incr. Purchases | 2036 Economic Achievable TRC Potential Incr. Purchases | 2037 Economic Achievable TRC Potential Incr. Purchases | 2038 Economic Achievable TRC Potential Incr. Purchases | 2039 Economic Achievable TRC Potential Incr. Purchases | 2040 Economic Achievable TRC Potential Incr. Purchases | 2041 Economic Achievable TRC Potential Incr. Purchases | 2042 Economic Achievable TRC Potential Incr. Purchases | 2043 Economic Achievable TRC Potential Incr. Purchases | 2044 Economic Achievable TRC Potential Incr. Purchases | 2045 Economic Achievable TRC Potential Incr. Purchases | 2046 Economic Achievable TRC Potential Incr. Purchases | 2047 Economic Achievable TRC Potential Incr. Purchases | 2048 Economic Achievable TRC Potential Incr. Purchases | 2049 Economic Achievable TRC Potential Incr. Purchases | 2050 Economic Achievable TRC Potential Incr. Purchases | 2023 Economic Achievable TRC Potential Cumul. Purchases | 2024 Economic Achievable TRC Potential Cumul. Purchases | 2025 Economic Achievable TRC Potential Cumul. Purchases | 2026 Economic Achievable TRC Potential Cumul. Purchases | 2027 Economic Achievable TRC Potential Cumul. Purchases | 2028 Economic Achievable TRC Potential Cumul. Purchases | 2029 Economic Achievable TRC Potential Cumul. Purchases | 2030 Economic Achievable TRC Potential Cumul. Purchases | 2031 Economic Achievable TRC Potential Cumul. Purchases | 2032 Economic Achievable TRC Potential Cumul. Purchases | 2033 Economic Achievable TRC Potential Cumul. Purchases | 2034 Economic Achievable TRC Potential Cumul. Purchases | 2035 Economic Achievable TRC Potential Cumul. Purchases | 2036 Economic Achievable TRC Potential Cumul. Purchases | 2037 Economic Achievable TRC Potential Cumul. Purchases | 2038 Economic Achievable TRC Potential Cumul. Purchases | 2039 Economic Achievable TRC Potential Cumul. Purchases | 2040 Economic Achievable TRC Potential Cumul. Purchases | 2041 Economic Achievable TRC Potential Cumul. Purchases | 2042 Economic Achievable TRC Potential Cumul. Purchases | 2043 Economic Achievable TRC Potential Cumul. Purchases | 2044 Economic Achievable TRC Potential Cumul. Purchases | 2045 Economic Achievable TRC Potential Cumul. Purchases | 2046 Economic Achievable TRC Potential Cumul. Purchases | 2047 Economic Achievable TRC Potential Cumul. Purchases | 2048 Economic Achievable TRC Potential Cumul. Purchases | 2049 Economic Achievable TRC Potential Cumul. Purchases | 2050 Economic Achievable TRC Potential Cumul. Purchases | 2023 Economic Achievable TRC Potential Efficient Definition | 2024 Economic Achievable TRC Potential Efficient Definition | 2025 Economic Achievable TRC Potential Efficient Definition | 2026 Economic Achievable TRC Potential Efficient Definition | 2027 Economic Achievable TRC Potential Efficient Definition | 2028 Economic Achievable TRC Potential Efficient Definition | 2029 Economic Achievable TRC Potential Efficient Definition | 2030 Economic Achievable TRC Potential Efficient Definition | 2031 Economic Achievable TRC Potential Efficient Definition | 2032 Economic Achievable TRC Potential Efficient Definition | 2033 Economic Achievable TRC Potential Efficient Definition | 2034 Economic Achievable TRC Potential Efficient Definition | 2035 Economic Achievable TRC Potential Efficient Definition | 2036 Economic Achievable TRC Potential Efficient Definition | 2037 Economic Achievable TRC Potential Efficient Definition | 2038 Economic Achievable TRC Potential Efficient Definition | 2039 Economic Achievable TRC Potential Efficient Definition | 2040 Economic Achievable TRC Potential Efficient Definition | 2041 Economic Achievable TRC Potential Efficient Definition | 2042 Economic Achievable TRC Potential Efficient Definition | 2043 Economic Achievable TRC Potential Efficient Definition | 2044 Economic Achievable TRC Potential Efficient Definition | 2045 Economic Achievable TRC Potential Efficient Definition | 2046 Economic Achievable TRC Potential Efficient Definition | 2047 Economic Achievable TRC Potential Efficient Definition | 2048 Economic Achievable TRC Potential Efficient Definition | 2049 Economic Achievable TRC Potential Efficient Definition | 2050 Economic Achievable TRC Potential Efficient Definition | 2023 Economic Achievable TRC Potential Unit Incremental Cost ($) | 2024 Economic Achievable TRC Potential Unit Incremental Cost ($) | 2025 Economic Achievable TRC Potential Unit Incremental Cost ($) | 2026 Economic Achievable TRC Potential Unit Incremental Cost ($) | 2027 Economic Achievable TRC Potential Unit Incremental Cost ($) | 2028 Economic Achievable TRC Potential Unit Incremental Cost ($) | 2029 Economic Achievable TRC Potential Unit Incremental Cost ($) | 2030 Economic Achievable TRC Potential Unit Incremental Cost ($) | 2031 Economic Achievable TRC Potential Unit Incremental Cost ($) | 2032 Economic Achievable TRC Potential Unit Incremental Cost ($) | 2033 Economic Achievable TRC Potential Unit Incremental Cost ($) | 2034 Economic Achievable TRC Potential Unit Incremental Cost ($) | 2035 Economic Achievable TRC Potential Unit Incremental Cost ($) | 2036 Economic Achievable TRC Potential Unit Incremental Cost ($) | 2037 Economic Achievable TRC Potential Unit Incremental Cost ($) | 2038 Economic Achievable TRC Potential Unit Incremental Cost ($) | 2039 Economic Achievable TRC Potential Unit Incremental Cost ($) | 2040 Economic Achievable TRC Potential Unit Incremental Cost ($) | 2041 Economic Achievable TRC Potential Unit Incremental Cost ($) | 2042 Economic Achievable TRC Potential Unit Incremental Cost ($) | 2043 Economic Achievable TRC Potential Unit Incremental Cost ($) | 2044 Economic Achievable TRC Potential Unit Incremental Cost ($) | 2045 Economic Achievable TRC Potential Unit Incremental Cost ($) | 2046 Economic Achievable TRC Potential Unit Incremental Cost ($) | 2047 Economic Achievable TRC Potential Unit Incremental Cost ($) | 2048 Economic Achievable TRC Potential Unit Incremental Cost ($) | 2049 Economic Achievable TRC Potential Unit Incremental Cost ($) | 2050 Economic Achievable TRC Potential Unit Incremental Cost ($) | 2023 Economic Achievable TRC Potential Unit Energy Savings (Annual kWh or therm) | 2024 Economic Achievable TRC Potential Unit Energy Savings (Annual kWh or therm) | 2025 Economic Achievable TRC Potential Unit Energy Savings (Annual kWh or therm) | 2026 Economic Achievable TRC Potential Unit Energy Savings (Annual kWh or therm) | 2027 Economic Achievable TRC Potential Unit Energy Savings (Annual kWh or therm) | 2028 Economic Achievable TRC Potential Unit Energy Savings (Annual kWh or therm) | 2029 Economic Achievable TRC Potential Unit Energy Savings (Annual kWh or therm) | 2030 Economic Achievable TRC Potential Unit Energy Savings (Annual kWh or therm) | 2031 Economic Achievable TRC Potential Unit Energy Savings (Annual kWh or therm) | 2032 Economic Achievable TRC Potential Unit Energy Savings (Annual kWh or therm) | 2033 Economic Achievable TRC Potential Unit Energy Savings (Annual kWh or therm) | 2034 Economic Achievable TRC Potential Unit Energy Savings (Annual kWh or therm) | 2035 Economic Achievable TRC Potential Unit Energy Savings (Annual kWh or therm) | 2036 Economic Achievable TRC Potential Unit Energy Savings (Annual kWh or therm) | 2037 Economic Achievable TRC Potential Unit Energy Savings (Annual kWh or therm) | 2038 Economic Achievable TRC Potential Unit Energy Savings (Annual kWh or therm) | 2039 Economic Achievable TRC Potential Unit Energy Savings (Annual kWh or therm) | 2040 Economic Achievable TRC Potential Unit Energy Savings (Annual kWh or therm) | 2041 Economic Achievable TRC Potential Unit Energy Savings (Annual kWh or therm) | 2042 Economic Achievable TRC Potential Unit Energy Savings (Annual kWh or therm) | 2043 Economic Achievable TRC Potential Unit Energy Savings (Annual kWh or therm) | 2044 Economic Achievable TRC Potential Unit Energy Savings (Annual kWh or therm) | 2045 Economic Achievable TRC Potential Unit Energy Savings (Annual kWh or therm) | 2046 Economic Achievable TRC Potential Unit Energy Savings (Annual kWh or therm) | 2047 Economic Achievable TRC Potential Unit Energy Savings (Annual kWh or therm) | 2048 Economic Achievable TRC Potential Unit Energy Savings (Annual kWh or therm) | 2049 Economic Achievable TRC Potential Unit Energy Savings (Annual kWh or therm) | 2050 Economic Achievable TRC Potential Unit Energy Savings (Annual kWh or therm) | 2023 Economic Achievable UCT Potential Incr. Savings (MWh or mTherms) | 2024 Economic Achievable UCT Potential Incr. Savings (MWh or mTherms) | 2025 Economic Achievable UCT Potential Incr. Savings (MWh or mTherms) | 2026 Economic Achievable UCT Potential Incr. Savings (MWh or mTherms) | 2027 Economic Achievable UCT Potential Incr. Savings (MWh or mTherms) | 2028 Economic Achievable UCT Potential Incr. Savings (MWh or mTherms) | 2029 Economic Achievable UCT Potential Incr. Savings (MWh or mTherms) | 2030 Economic Achievable UCT Potential Incr. Savings (MWh or mTherms) | 2031 Economic Achievable UCT Potential Incr. Savings (MWh or mTherms) | 2032 Economic Achievable UCT Potential Incr. Savings (MWh or mTherms) | 2033 Economic Achievable UCT Potential Incr. Savings (MWh or mTherms) | 2034 Economic Achievable UCT Potential Incr. Savings (MWh or mTherms) | 2035 Economic Achievable UCT Potential Incr. Savings (MWh or mTherms) | 2036 Economic Achievable UCT Potential Incr. Savings (MWh or mTherms) | 2037 Economic Achievable UCT Potential Incr. Savings (MWh or mTherms) | 2038 Economic Achievable UCT Potential Incr. Savings (MWh or mTherms) | 2039 Economic Achievable UCT Potential Incr. Savings (MWh or mTherms) | 2040 Economic Achievable UCT Potential Incr. Savings (MWh or mTherms) | 2041 Economic Achievable UCT Potential Incr. Savings (MWh or mTherms) | 2042 Economic Achievable UCT Potential Incr. Savings (MWh or mTherms) | 2043 Economic Achievable UCT Potential Incr. Savings (MWh or mTherms) | 2044 Economic Achievable UCT Potential Incr. Savings (MWh or mTherms) | 2045 Economic Achievable UCT Potential Incr. Savings (MWh or mTherms) | 2046 Economic Achievable UCT Potential Incr. Savings (MWh or mTherms) | 2047 Economic Achievable UCT Potential Incr. Savings (MWh or mTherms) | 2048 Economic Achievable UCT Potential Incr. Savings (MWh or mTherms) | 2049 Economic Achievable UCT Potential Incr. Savings (MWh or mTherms) | 2050 Economic Achievable UCT Potential Incr. Savings (MWh or mTherms) | 2023 Economic Achievable UCT Potential Cumul. Savings (MWh or mTherms) | 2024 Economic Achievable UCT Potential Cumul. Savings (MWh or mTherms) | 2025 Economic Achievable UCT Potential Cumul. Savings (MWh or mTherms) | 2026 Economic Achievable UCT Potential Cumul. Savings (MWh or mTherms) | 2027 Economic Achievable UCT Potential Cumul. Savings (MWh or mTherms) | 2028 Economic Achievable UCT Potential Cumul. Savings (MWh or mTherms) | 2029 Economic Achievable UCT Potential Cumul. Savings (MWh or mTherms) | 2030 Economic Achievable UCT Potential Cumul. Savings (MWh or mTherms) | 2031 Economic Achievable UCT Potential Cumul. Savings (MWh or mTherms) | 2032 Economic Achievable UCT Potential Cumul. Savings (MWh or mTherms) | 2033 Economic Achievable UCT Potential Cumul. Savings (MWh or mTherms) | 2034 Economic Achievable UCT Potential Cumul. Savings (MWh or mTherms) | 2035 Economic Achievable UCT Potential Cumul. Savings (MWh or mTherms) | 2036 Economic Achievable UCT Potential Cumul. Savings (MWh or mTherms) | 2037 Economic Achievable UCT Potential Cumul. Savings (MWh or mTherms) | 2038 Economic Achievable UCT Potential Cumul. Savings (MWh or mTherms) | 2039 Economic Achievable UCT Potential Cumul. Savings (MWh or mTherms) | 2040 Economic Achievable UCT Potential Cumul. Savings (MWh or mTherms) | 2041 Economic Achievable UCT Potential Cumul. Savings (MWh or mTherms) | 2042 Economic Achievable UCT Potential Cumul. Savings (MWh or mTherms) | 2043 Economic Achievable UCT Potential Cumul. Savings (MWh or mTherms) | 2044 Economic Achievable UCT Potential Cumul. Savings (MWh or mTherms) | 2045 Economic Achievable UCT Potential Cumul. Savings (MWh or mTherms) | 2046 Economic Achievable UCT Potential Cumul. Savings (MWh or mTherms) | 2047 Economic Achievable UCT Potential Cumul. Savings (MWh or mTherms) | 2048 Economic Achievable UCT Potential Cumul. Savings (MWh or mTherms) | 2049 Economic Achievable UCT Potential Cumul. Savings (MWh or mTherms) | 2050 Economic Achievable UCT Potential Cumul. Savings (MWh or mTherms) | 2023 Economic Achievable UCT Potential Incr. Purchases | 2024 Economic Achievable UCT Potential Incr. Purchases | 2025 Economic Achievable UCT Potential Incr. Purchases | 2026 Economic Achievable UCT Potential Incr. Purchases | 2027 Economic Achievable UCT Potential Incr. Purchases | 2028 Economic Achievable UCT Potential Incr. Purchases | 2029 Economic Achievable UCT Potential Incr. Purchases | 2030 Economic Achievable UCT Potential Incr. Purchases | 2031 Economic Achievable UCT Potential Incr. Purchases | 2032 Economic Achievable UCT Potential Incr. Purchases | 2033 Economic Achievable UCT Potential Incr. Purchases | 2034 Economic Achievable UCT Potential Incr. Purchases | 2035 Economic Achievable UCT Potential Incr. Purchases | 2036 Economic Achievable UCT Potential Incr. Purchases | 2037 Economic Achievable UCT Potential Incr. Purchases | 2038 Economic Achievable UCT Potential Incr. Purchases | 2039 Economic Achievable UCT Potential Incr. Purchases | 2040 Economic Achievable UCT Potential Incr. Purchases | 2041 Economic Achievable UCT Potential Incr. Purchases | 2042 Economic Achievable UCT Potential Incr. Purchases | 2043 Economic Achievable UCT Potential Incr. Purchases | 2044 Economic Achievable UCT Potential Incr. Purchases | 2045 Economic Achievable UCT Potential Incr. Purchases | 2046 Economic Achievable UCT Potential Incr. Purchases | 2047 Economic Achievable UCT Potential Incr. Purchases | 2048 Economic Achievable UCT Potential Incr. Purchases | 2049 Economic Achievable UCT Potential Incr. Purchases | 2050 Economic Achievable UCT Potential Incr. Purchases | 2023 Economic Achievable UCT Potential Cumul. Purchases | 2024 Economic Achievable UCT Potential Cumul. Purchases
Thermostat - Programmable_Healthcare_Existing_Programmable Thermostat | Thermostat - Programmable_Healthcare_Existing | Thermostat - Programmable_Commercial_Existing_Manual Thermostat_Programmable Thermostat | Commercial | Healthcare | Existing | Space Heating | Natural Gas | Thermostat - Programmable | NEQ | Manual Thermostat | 16 | 16 | 16 | 3224.8642 | 0 | 0 | 0.1 | 0.15 | Retro5Med | 8.35569166605469E-06 | TBD | A | WCM529 | 0.7 | 0.42 | perbldg | 0.0321 | 1.1893401019368488 | 1.1893 | 0.9380710663163876 | 0.93807 | IL TRM v13 - 5.3.11 - Programmable Thermostats - RS-HVC-PROG-V09-250101_x000D_ | IL TRM v13 - 5.3.11 - Programmable Thermostats - RS-HVC-PROG-V09-250101_x000D_ | IL TRM v13 - 5.3.11 - Programmable Thermostats - RS-HVC-PROG-V09-250101_x000D_ | 0 | 0 | 33.1655 | Manual Thermostat | Manual Thermostat | Manual Thermostat | Manual Thermostat | Manual Thermostat | Manual Thermostat | Manual Thermostat | Manual Thermostat | Manual Thermostat | Manual Thermostat | Manual Thermostat | Manual Thermostat | Manual Thermostat | Manual Thermostat | Manual Thermostat | Manual Thermostat | Manual Thermostat | Manual Thermostat | Manual Thermostat | Manual Thermostat | Manual Thermostat | Manual Thermostat | Manual Thermostat | Manual Thermostat | Manual Thermostat | Manual Thermostat | Manual Thermostat | Manual Thermostat | 0 | 0 | 0 | 686.4089 | 831.3497 | 1002.7175 | 1146.4456 | 1287.0837 | 1480.1516 | 1596.2849 | 1602.2894 | 1483.0031 | 1251.4995 | 950.4852 | 617.1968 | 351.5286 | 165.9848 | 68.8542 | 24.543 | 7.5182 | 1.6079 | 0.14539 | 0.09531 | 0 | 0 | 0 | 0 | 0 | 0 | 0 | 0 | 686.4089 | 1508.4324 | 2489.4853 | 3598.3932 | 4828.838 | 6230.0341 | 7720.943 | 9188.633 | 10507.5611 | 11567.2753 | 12303.0318 | 12688.3778 | 12797.5999 | 12716.3543 | 12537.1112 | 12313.863 | 12083.7479 | 11858.7405 | 11649.0727 | 11454.8137 | 11275.4917 | 11110.0354 | 10957.3679 | 10816.4967 | 10686.5068 | 0 | 0 | 0 | 2.177898585917475E-06 | 2.674112128202371E-06 | 3.2723306862702638E-06 | 3.798660324274667E-06 | 4.332853135351754E-06 | 5.065626136647392E-06 | 5.557070538583638E-06 | 5.676940089665874E-06 | 5.349834739812675E-06 | 4.598636105580463E-06 | 3.5586187741201684E-06 | 2.3551694010502936E-06 | 1.3675177167388801E-06 | 6.584344562076092E-07 | 2.785684237801423E-07 | 1.0129760864732451E-07 | 3.164081554370087E-08 | 6.896261115700945E-09 | 6.348086882742892E-10 | 4.232057921828596E-10 | 0 | 0 | 0 | 0 | 0 | 0 | 0 | 0 | 2.177898585917475E-06 | 4.852010714119846E-06 | 8.12434140039011E-06 | 1.1923001724664778E-05 | 1.625585486001653E-05 | 2.132148099666392E-05 | 2.6878551535247556E-05 | 3.255549162491343E-05 | 3.790532636472611E-05 | 4.250396247030657E-05 | 4.6062581244426735E-05 | 4.841775064547703E-05 | 4.9785268362215905E-05 | 5.044370281842351E-05 | 5.072227124220366E-05 | 5.082356885085098E-05 | 5.0855209666394686E-05 | 5.0862105927510384E-05 | 5.086274073619866E-05 | 5.086316394199084E-05 | 5.086316394199084E-05 | 5.086316394199084E-05 | 5.086316394199084E-05 | 5.086316394199084E-05 | 5.086316394199084E-05 | Programmable Thermostat | Programmable Thermostat | Programmable Thermostat | Programmable Thermostat | Programmable Thermostat | Programmable Thermostat | Programmable Thermostat | Programmable Thermostat | Programmable Thermostat | Programmable Thermostat | Programmable Thermostat | Programmable Thermostat | Programmable Thermostat | Programmable Thermostat | Programmable Thermostat | Programmable Thermostat | Programmable Thermostat | Programmable Thermostat | Programmable Thermostat | Programmable Thermostat | Programmable Thermostat | Programmable Thermostat | Programmable Thermostat | Programmable Thermostat | Programmable Thermostat | Programmable Thermostat | Programmable Thermostat | Programmable Thermostat | 33.1655 | 33.1655 | 33.1655 | 33.1655 | 33.1655 | 33.1655 | 33.1655 | 33.1655 | 33.1655 | 33.1655 | 33.1655 | 33.1655 | 33.1655 | 33.1655 | 33.1655 | 33.1655 | 33.1655 | 33.1655 | 33.1655 | 33.1655 | 33.1655 | 33.1655 | 33.1655 | 33.1655 | 33.1655 | 33.1655 | 33.1655 | 33.1655 | 3224.8642 | 3224.8642 | 3224.8642 | 3224.8642 | 3224.8642 | 3224.8642 | 3224.8642 | 3224.8642 | 3224.8642 | 3224.8642 | 3224.8642 | 3224.8642 | 3224.8642 | 3224.8642 | 3224.8642 | 3224.8642 | 3224.8642 | 3224.8642 | 3224.8642 | 3224.8642 | 3224.8642 | 3224.8642 | 3224.8642 | 3224.8642 | 3224.8642 | 3224.8642 | 3224.8642 | 3224.8642 | 0 | 0 | 0 | 587.5743 | 717.0023 | 871.5743 | 1004.7736 | 1137.9209 | 1320.7167 | 1438.2165 | 1458.4107 | 1364.314 | 1164.255 | 894.5374 | 587.9041 | 339.0528 | 162.1811 | 68.1843 | 24.6442 | 7.6535 | 1.659 | 0.15194 | 0.10081 | 1.1817e-18 | 1.1768e-18 | 1.1723e-18 | 1.1682e-18 | 1.1645e-18 | 0 | 0 | 0 | 587.5743 | 1300.9563 | 2163.8911 | 3153.7217 | 4269.2141 | 5558.9643 | 6956.3946 | 8363.5335 | 9666.6099 | 10760.8969 | 11578.8472 | 12086.1776 | 12343.4117 | 12424.9478 | 12415.1321 | 12364.6013 | 12301.1437 | 12236.0147 | 12173.997 | 12116.1733 | 12062.5991 | 12013.1467 | 11967.5947 | 11925.6677 | 11887.0987 | 0 | 0 | 0 | 1.851213798029854E-06 | 2.272995308972015E-06 | 2.781481083329724E-06 | 3.2288612756334662E-06 | 3.682925165048991E-06 | 4.3057822161502825E-06 | 4.7235099577960926E-06 | 4.8253990762159934E-06 | 4.547359528840774E-06 | 3.908840689743393E-06 | 3.024825958002143E-06 | 2.0018939908927493E-06 | 1.1623900592280479E-06 | 5.596692877764677E-07 | 2.3678316021312094E-07 | 8.610296735022578E-08 | 2.6894693212145723E-08 | 5.861821948345801E-09 | 5.39587385033146E-10 | 3.5972492335543067E-10 | 4.235164736271502E-27 | 4.235164736271502E-27 | 4.235164736271502E-27 | 4.235164736271502E-27 | 4.235164736271502E-27 | 0 | 0 | 0 | 1.851213798029854E-06 | 4.124209107001869E-06 | 6.905690190331593E-06 | 1.013455146596506E-05 | 1.381747663101405E-05 | 1.8123258847164334E-05 | 2.2846768804960426E-05 | 2.767216788117642E-05 | 3.2219527410017194E-05 | 3.612836809976059E-05 | 3.9153194057762734E-05 | 4.115508804865548E-05 | 4.2317478107883526E-05 | 4.287714739565999E-05 | 4.3113930555873106E-05 | 4.3200033523223334E-05 | 4.322692821643548E-05 | 4.323279003838383E-05 | 4.323332962576886E-05 | 4.323368935069221E-05 | 4.323368935069221E-05 | 4.323368935069221E-05 | 4.323368935069221E-05 | 4.323368935069221E-05 | 4.323368935069221E-05 | Programmable Thermostat | Programmable Thermostat | Programmable Thermostat | Programmable Thermostat | Programmable Thermostat | Programmable Thermostat | Programmable Thermostat | Programmable Thermostat | Programmable Thermostat | Programmable Thermostat | Programmable Thermostat | Programmable Thermostat | Programmable Thermostat | Programmable Thermostat | Programmable Thermostat | Programmable Thermostat | Programmable Thermostat | Programmable Thermostat | Programmable Thermostat | Programmable Thermostat | Programmable Thermostat | Programmable Thermostat | Programmable Thermostat | Programmable Thermostat | Programmable Thermostat | Programmable Thermostat | Programmable Thermostat | Programmable Thermostat | 33.1655 | 33.1655 | 33.1655 | 33.1655 | 33.1655 | 33.1655 | 33.1655 | 33.1655 | 33.1655 | 33.1655 | 33.1655 | 33.1655 | 33.1655 | 33.1655 | 33.1655 | 33.1655 | 33.1655 | 33.1655 | 33.1655 | 33.1655 | 33.1655 | 33.1655 | 33.1655 | 33.1655 | 33.1655 | 33.1655 | 33.1655 | 33.1655 | 3224.8642 | 3224.8642 | 3224.8642 | 3224.8642 | 3224.8642 | 3224.8642 | 3224.8642 | 3224.8642 | 3224.8642 | 3224.8642 | 3224.8642 | 3224.8642 | 3224.8642 | 3224.8642 | 3224.8642 | 3224.8642 | 3224.8642 | 3224.8642 | 3224.8642 | 3224.8642 | 3224.8642 | 3224.8642 | 3224.8642 | 3224.8642 | 3224.8642 | 3224.8642 | 3224.8642 | 3224.8642 | 0 | 0 | 0 | 587.5568 | 716.9223 | 871.3118 | 1004.0754 | 1136.2989 | 1317.2105 | 1431.6667 | 1447.7972 | 1349.3915 | 1146.106 | 875.5534 | 571.574 | 327.135 | 155.1708 | 64.647 | 23.1407 | 7.1171 | 1.5279 | 0.13858 | 0.091058 | 1.057e-18 | 1.0425e-18 | 1.0285e-18 | 1.0151e-18 | 1.0022e-18 | 0 | 0 | 0 | 587.5568 | 1300.8112 | 2163.2395 | 3151.5303 | 4263.1285 | 5544.2066 | 6924.7145 | 8302.6682 | 9560.8793 | 10593.1506 | 11333.1189 | 11750.4623 | 11909.5364 | 11887.8783 | 11771.0564 | 11610.2949 | 11439.1535 | 11268.637 | 11103.273 | 10943.7883 | 10790.0053 | 10642.0024 | 10499.5164 | 10362.423 | 10230.7761 | 0 | 0 | 0 | 1.8512e-06 | 2.273e-06 | 2.781481083329724E-06 | 3.2288612756334662E-06 | 3.682925165048991E-06 | 4.3057822161502825E-06 | 4.7235099577960926E-06 | 4.8253990762159934E-06 | 4.547359528840774E-06 | 3.908840689743393E-06 | 3.024825958002143E-06 | 2.0018939908927493E-06 | 1.1623900592280479E-06 | 5.596692877764677E-07 | 2.3678316021312094E-07 | 8.610296735022578E-08 | 2.6894693212145723E-08 | 5.861821948345801E-09 | 5.39587385033146E-10 | 3.5972492335543067E-10 | 4.235164736271502E-27 | 4.235164736271502E-27 | 4.235164736271502E-27 | 4.235164736271502E-27 | 4.235164736271502E-27 | 0 | 0
Thermostat - Programmable_Retail_Existing_Programmable Thermostat | Thermostat - Programmable_Retail_Existing | Thermostat - Programmable_Commercial_Existing_Manual Thermostat_Programmable Thermostat | Commercial | Retail | Existing | Space Heating | Natural Gas | Thermostat - Programmable | NEQ | Manual Thermostat | 16 | 16 | 16 | 1793.2455 | 0 | 0 | 0.1 | 0.15 | Retro5Med | 8.35569166605469E-06 | TBD | A | WCM229 | 0.7 | 0.42 | perbldg | 0.0321 | 2.0936080870284264 | 2.0936 | 1.651296519346364 | 1.6513 | IL TRM v13 - 5.3.11 - Programmable Thermostats - RS-HVC-PROG-V09-250101_x000D_ | IL TRM v13 - 5.3.11 - Programmable Thermostats - RS-HVC-PROG-V09-250101_x000D_ | IL TRM v13 - 5.3.11 - Programmable Thermostats - RS-HVC-PROG-V09-250101_x000D_ | 0 | 0 | 33.1655 | Manual Thermostat | Manual Thermostat | Manual Thermostat | Manual Thermostat | Manual Thermostat | Manual Thermostat | Manual Thermostat | Manual Thermostat | Manual Thermostat | Manual Thermostat | Manual Thermostat | Manual Thermostat | Manual Thermostat | Manual Thermostat | Manual Thermostat | Manual Thermostat | Manual Thermostat | Manual Thermostat | Manual Thermostat | Manual Thermostat | Manual Thermostat | Manual Thermostat | Manual Thermostat | Manual Thermostat | Manual Thermostat | Manual Thermostat | Manual Thermostat | Manual Thermostat | 0 | 0 | 0 | 1079.1571 | 1303.7668 | 1568.1108 | 1787.3023 | 1999.6687 | 2290.9694 | 2460.5617 | 2458.7674 | 2265.0776 | 1902.0518 | 1437.2546 | 928.403 | 525.9064 | 246.9134 | 101.8153 | 36.0525 | 10.9708 | 2.3317 | 0.2096 | 0.13663 | 0 | 0 | 0 | 0 | 0 | 0 | 0 | 0 | 1079.1571 | 2365.604 | 3893.2089 | 5609.8748 | 7502.2909 | 9642.808 | 11901.2949 | 14100.2687 | 16048.8142 | 17580.156 | 18603.751 | 19086.1788 | 19145.9238 | 18916.4233 | 18538.7312 | 18088.433 | 17633.0199 | 17197.3241 | 16793.3766 | 16420.518 | 16076.7612 | 15759.9183 | 15467.8515 | 15198.5974 | 14950.3517 | 0 | 0 | 0 | 4.102712197114243E-06 | 5.0374762699086985E-06 | 6.16439677511272E-06 | 7.155893367059727E-06 | 8.162202556931137E-06 | 9.542595909298899E-06 | 1.0468375904320092E-05 | 1.0694185440387417E-05 | 1.0077986358730589E-05 | 8.662882910366059E-06 | 6.703704545228891E-06 | 4.4366538875770305E-06 | 2.5761216121415026E-06 | 1.2403548502903527E-06 | 5.2476551358438E-07 | 1.908238231215928E-07 | 5.960477714489057E-08 | 1.2991135021997309E-08 | 1.1958487714063407E-09 | 7.972325142708936E-10 | 0 | 0 | 0 | 0 | 0 | 0 | 0 | 0 | 4.102712197114243E-06 | 9.140188467022942E-06 | 1.5304585242135662E-05 | 2.2460478609195392E-05 | 3.062268116612653E-05 | 4.016527707542542E-05 | 5.063365297974551E-05 | 6.132783842013293E-05 | 7.140582477886352E-05 | 8.006870768922957E-05 | 8.677241223445846E-05 | 9.120906612203549E-05 | 9.3785187734177E-05 | 9.502554258446735E-05 | 9.555030809805173E-05 | 9.574113192117333E-05 | 9.580073669831822E-05 | 9.581372783334023E-05 | 9.581492368211163E-05 | 9.58157209146259E-05 | 9.58157209146259E-05 | 9.58157209146259E-05 | 9.58157209146259E-05 | 9.58157209146259E-05 | 9.58157209146259E-05 | Programmable Thermostat | Programmable Thermostat | Programmable Thermostat | Programmable Thermostat | Programmable Thermostat | Programmable Thermostat | Programmable Thermostat | Programmable Thermostat | Programmable Thermostat | Programmable Thermostat | Programmable Thermostat | Programmable Thermostat | Programmable Thermostat | Programmable Thermostat | Programmable Thermostat | Programmable Thermostat | Programmable Thermostat | Programmable Thermostat | Programmable Thermostat | Programmable Thermostat | Programmable Thermostat | Programmable Thermostat | Programmable Thermostat | Programmable Thermostat | Programmable Thermostat | Programmable Thermostat | Programmable Thermostat | Programmable Thermostat | 33.1655 | 33.1655 | 33.1655 | 33.1655 | 33.1655 | 33.1655 | 33.1655 | 33.1655 | 33.1655 | 33.1655 | 33.1655 | 33.1655 | 33.1655 | 33.1655 | 33.1655 | 33.1655 | 33.1655 | 33.1655 | 33.1655 | 33.1655 | 33.1655 | 33.1655 | 33.1655 | 33.1655 | 33.1655 | 33.1655 | 33.1655 | 33.1655 | 1793.2455 | 1793.2455 | 1793.2455 | 1793.2455 | 1793.2455 | 1793.2455 | 1793.2455 | 1793.2455 | 1793.2455 | 1793.2455 | 1793.2455 | 1793.2455 | 1793.2455 | 1793.2455 | 1793.2455 | 1793.2455 | 1793.2455 | 1793.2455 | 1793.2455 | 1793.2455 | 1793.2455 | 1793.2455 | 1793.2455 | 1793.2455 | 1793.2455 | 1793.2455 | 1793.2455 | 1793.2455 | 0 | 0 | 0 | 927.2478 | 1133.293 | 1379.9871 | 1593.5531 | 1807.5994 | 2101.1027 | 2291.2164 | 2326.3998 | 2179.1616 | 1862.0607 | 1432.5604 | 942.7266 | 544.3885 | 260.7331 | 109.7574 | 39.7121 | 12.3457 | 2.679 | 0.24561 | 0.16314 | 0 | 0 | 0 | 0 | 0 | 0 | 0 | 0 | 927.2478 | 2056.2899 | 3426.1472 | 5001.7467 | 6781.6916 | 8843.6494 | 11082.2019 | 13341.1819 | 15440.0714 | 17210.5286 | 18542.9896 | 19380.6444 | 19818.7755 | 19975.1759 | 19984.8339 | 19924.5499 | 19842.8762 | 19758.5138 | 19679.0953 | 19606.6639 | 19540.8065 | 19481.4567 | 19428.0987 | 19380.1044 | 19336.9001 | 0 | 0 | 0 | 3.487305367547107E-06 | 4.2818548294223924E-06 | 5.239737258845812E-06 | 6.082509362000769E-06 | 6.937872173391466E-06 | 8.111206522904065E-06 | 8.89811951867208E-06 | 9.090057624329305E-06 | 8.566288404920999E-06 | 7.36345047381115E-06 | 5.698148863444559E-06 | 3.771155804440476E-06 | 2.1897033703202773E-06 | 1.0543016227468E-06 | 4.46050686546723E-07 | 1.622002496533539E-07 | 5.066406057315699E-08 | 1.1042464768697712E-08 | 1.0164714556953887E-09 | 6.77647637130259E-10 | 0 | 0 | 0 | 0 | 0 | 0 | 0 | 0 | 3.487305367547107E-06 | 7.769160196969501E-06 | 1.3008897455815314E-05 | 1.9091406817816082E-05 | 2.6029278991207548E-05 | 3.414048551411161E-05 | 4.3038605032783684E-05 | 5.2128662657112986E-05 | 6.069495106203399E-05 | 6.805840153584515E-05 | 7.375655039928969E-05 | 7.752770620373017E-05 | 7.971740957405044E-05 | 8.077171119679724E-05 | 8.121776188334396E-05 | 8.137996213299732E-05 | 8.143062619357048E-05 | 8.144166865833917E-05 | 8.144268512979487E-05 | 8.1443362777432E-05 | 8.1443362777432E-05 | 8.1443362777432E-05 | 8.1443362777432E-05 | 8.1443362777432E-05 | 8.1443362777432E-05 | Programmable Thermostat | Programmable Thermostat | Programmable Thermostat | Programmable Thermostat | Programmable Thermostat | Programmable Thermostat | Programmable Thermostat | Programmable Thermostat | Programmable Thermostat | Programmable Thermostat | Programmable Thermostat | Programmable Thermostat | Programmable Thermostat | Programmable Thermostat | Programmable Thermostat | Programmable Thermostat | Programmable Thermostat | Programmable Thermostat | Programmable Thermostat | Programmable Thermostat | Programmable Thermostat | Programmable Thermostat | Programmable Thermostat | Programmable Thermostat | Programmable Thermostat | Programmable Thermostat | Programmable Thermostat | Programmable Thermostat | 33.1655 | 33.1655 | 33.1655 | 33.1655 | 33.1655 | 33.1655 | 33.1655 | 33.1655 | 33.1655 | 33.1655 | 33.1655 | 33.1655 | 33.1655 | 33.1655 | 33.1655 | 33.1655 | 33.1655 | 33.1655 | 33.1655 | 33.1655 | 33.1655 | 33.1655 | 33.1655 | 33.1655 | 33.1655 | 33.1655 | 33.1655 | 33.1655 | 1793.2455 | 1793.2455 | 1793.2455 | 1793.2455 | 1793.2455 | 1793.2455 | 1793.2455 | 1793.2455 | 1793.2455 | 1793.2455 | 1793.2455 | 1793.2455 | 1793.2455 | 1793.2455 | 1793.2455 | 1793.2455 | 1793.2455 | 1793.2455 | 1793.2455 | 1793.2455 | 1793.2455 | 1793.2455 | 1793.2455 | 1793.2455 | 1793.2455 | 1793.2455 | 1793.2455 | 1793.2455 | 0 | 0 | 0 | 927.2441 | 1133.2757 | 1379.9296 | 1593.3993 | 1807.2415 | 2100.3284 | 2289.7693 | 2324.9216 | 2177.7685 | 1860.8632 | 1431.6338 | 942.1133 | 544.0324 | 260.5617 | 109.6848 | 39.6857 | 12.3375 | 2.6772 | 0.24545 | 0.16303 | 0 | 0 | 0 | 0 | 0 | 0 | 0 | 0 | 927.2441 | 2056.2585 | 3426.0044 | 5001.264 | 6780.3486 | 8840.3901 | 11075.2028 | 13332.7044 | 15430.2009 | 17199.4606 | 18530.9949 | 19368.0364 | 19805.8114 | 19962.0404 | 19971.6258 | 19911.3155 | 19829.6335 | 19745.2693 | 19665.8574 | 19593.4507 | 19527.6597 | 19468.4607 | 19415.4068 | 19367.968 | 19325.6974 | 0 | 0 | 0 | 3.4873e-06 | 4.2819e-06 | 5.239737258845812E-06 | 6.082509362000769E-06 | 6.937872173391466E-06 | 8.111206522904065E-06 | 8.89811951867208E-06 | 9.090057624329305E-06 | 8.566288404920999E-06 | 7.36345047381115E-06 | 5.698148863444559E-06 | 3.771155804440476E-06 | 2.1897033703202773E-06 | 1.0543016227468E-06 | 4.46050686546723E-07 | 1.622002496533539E-07 | 5.066406057315699E-08 | 1.1042464768697712E-08 | 1.0164714556953887E-09 | 6.77647637130259E-10 | 0 | 0 | 0 | 0 | 0 | 0 | 0
Commercial Food Prep Other_Office_New_Efficient | Commercial Food Prep Other_Office_New | Commercial Food Prep Other_Commercial_New_Standard_Efficient | Commercial | Office | New | Food Preparation | Natural Gas | Commercial Food Prep Other | EQ | Standard | 12 | 8 | 10 | 399.3869 | 0 | 0 | 0.015185 | 1 | LO3Slow | 0.996 | n/a | A | WCE27 | 0.027799999999974713 | 0.01667999999998483 | 1 units | 0.0321 | 137.53295450234913 | 137.533 | 6.017100578607833 | 6.0171 | AEG Estimate | AEG Estimate | AEG Estimate | 0 | 0 | 352.4002 | Standard | Standard | Standard | Standard | Standard | Standard | Standard | Standard | Standard | Standard | Standard | Standard | Standard | Standard | Standard | Standard | Standard | Standard | Standard | Standard | Standard | Standard | Standard | Standard | Standard | Standard | Standard | Standard | 0 | 0 | 0 | 0 | 0 | 0 | 0 | 0 | 0 | 0 | 0 | 0 | 0 | 0 | 0 | 0 | 0 | 0 | 0 | 0 | 0 | 0 | 0 | 0 | 0 | 0 | 0 | 0 | 0 | 0 | 0 | 0 | 0 | 0 | 0 | 0 | 0 | 0 | 0 | 0 | 0 | 0 | 0 | 0 | 0 | 0 | 0 | 0 | 0 | 0 | 0 | 0 | 0 | 0 | 0 | 0 | 0 | 0 | 0 | 0 | 0 | 0 | 0 | 0 | 0 | 0 | 0 | 0 | 0 | 0 | 0 | 0 | 0 | 0 | 0 | 0 | 0 | 0 | 0 | 0 | 0 | 0 | 0 | 0 | 0 | 0 | 0 | 0 | 0 | 0 | 0 | 0 | 0 | 0 | 0 | 0 | 0 | 0 | 0 | 0 | 0 | 0 | 0 | 0 | 0 | 0 | 0 | 0 | 0 | 0 | 0 | 0 | Efficient | Efficient | Efficient | Efficient | Efficient | Efficient | Efficient | Efficient | Efficient | Efficient | Efficient | Efficient | Efficient | Efficient | Efficient | Efficient | Efficient | Efficient | Efficient | Efficient | Efficient | Efficient | Efficient | Efficient | Efficient | Efficient | Efficient | Efficient | 352.4002 | 352.4002 | 352.4002 | 352.4002 | 352.4002 | 352.4002 | 352.4002 | 352.4002 | 352.4002 | 352.4002 | 352.4002 | 352.4002 | 352.4002 | 352.4002 | 352.4002 | 352.4002 | 352.4002 | 352.4002 | 352.4002 | 352.4002 | 352.4002 | 352.4002 | 352.4002 | 352.4002 | 352.4002 | 352.4002 | 352.4002 | 352.4002 | 399.3869 | 399.3869 | 399.3869 | 399.3869 | 399.3869 | 399.3869 | 399.3869 | 399.3869 | 399.3869 | 399.3869 | 399.3869 | 399.3869 | 399.3869 | 399.3869 | 399.3869 | 399.3869 | 399.3869 | 399.3869 | 399.3869 | 399.3869 | 399.3869 | 399.3869 | 399.3869 | 399.3869 | 399.3869 | 399.3869 | 399.3869 | 399.3869 | 0 | 0 | 0 | 0 | 0 | 0 | 0 | 0 | 0 | 0 | 0 | 0 | 0 | 0 | 0 | 0 | 0 | 0 | 0 | 0 | 0 | 0 | 0 | 0 | 0 | 0 | 0 | 0 | 0 | 0 | 0 | 0 | 0 | 0 | 0 | 0 | 0 | 0 | 0 | 0 | 0 | 0 | 0 | 0 | 0 | 0 | 0 | 0 | 0 | 0 | 0 | 0 | 0 | 0 | 0 | 0 | 0 | 0 | 0 | 0 | 0 | 0 | 0 | 0 | 0 | 0 | 0 | 0 | 0 | 0 | 0 | 0 | 0 | 0 | 0 | 0 | 0 | 0 | 0 | 0 | 0 | 0 | 0 | 0 | 0 | 0 | 0 | 0 | 0 | 0 | 0 | 0 | 0 | 0 | 0 | 0 | 0 | 0 | 0 | 0 | 0 | 0 | 0 | 0 | 0 | 0 | 0 | 0 | 0 | 0 | 0 | 0 | Efficient | Efficient | Efficient | Efficient | Efficient | Efficient | Efficient | Efficient | Efficient | Efficient | Efficient | Efficient | Efficient | Efficient | Efficient | Efficient | Efficient | Efficient | Efficient | Efficient | Efficient | Efficient | Efficient | Efficient | Efficient | Efficient | Efficient | Efficient | 352.4002 | 352.4002 | 352.4002 | 352.4002 | 352.4002 | 352.4002 | 352.4002 | 352.4002 | 352.4002 | 352.4002 | 352.4002 | 352.4002 | 352.4002 | 352.4002 | 352.4002 | 352.4002 | 352.4002 | 352.4002 | 352.4002 | 352.4002 | 352.4002 | 352.4002 | 352.4002 | 352.4002 | 352.4002 | 352.4002 | 352.4002 | 352.4002 | 399.3869 | 399.3869 | 399.3869 | 399.3869 | 399.3869 | 399.3869 | 399.3869 | 399.3869 | 399.3869 | 399.3869 | 399.3869 | 399.3869 | 399.3869 | 399.3869 | 399.3869 | 399.3869 | 399.3869 | 399.3869 | 399.3869 | 399.3869 | 399.3869 | 399.3869 | 399.3869 | 399.3869 | 399.3869 | 399.3869 | 399.3869 | 399.3869 | 0 | 0 | 0 | 0 | 0 | 0 | 0 | 0 | 0 | 0 | 0 | 0 | 0 | 0 | 0 | 0 | 0 | 0 | 0 | 0 | 0 | 0 | 0 | 0 | 0 | 0 | 0 | 0 | 0 | 0 | 0 | 0 | 0 | 0 | 0 | 0 | 0 | 0 | 0 | 0 | 0 | 0 | 0 | 0 | 0 | 0 | 0 | 0 | 0 | 0 | 0 | 0 | 0 | 0 | 0 | 0 | 0 | 0 | 0 | 0 | 0 | 0 | 0 | 0 | 0 | 0 | 0 | 0 | 0 | 0 | 0 | 0 | 0 | 0 | 0 | 0 | 0 | 0 | 0 | 0 | 0 | 0 | 0 | 0 | 0 | 0
Commercial Food Prep Other_Office_Existing_Efficient | Commercial Food Prep Other_Office_Existing | Commercial Food Prep Other_Commercial_Existing_Standard_Efficient | Commercial | Office | Existing | Food Preparation | Natural Gas | Commercial Food Prep Other | EQ | Standard | 12 | 8 | 10 | 399.3869 | 0 | 0 | 0.015185 | 1 | LO3Slow | 0.996 | n/a | A | WCE13 | 0.027799999999974713 | 0.01667999999998483 | 1 units | 0.0321 | 137.53295450234913 | 137.533 | 6.017100578607833 | 6.0171 | AEG Estimate | AEG Estimate | AEG Estimate | 0 | 0 | 352.4002 | Standard | Standard | Standard | Standard | Standard | Standard | Standard | Standard | Standard | Standard | Standard | Standard | Standard | Standard | Standard | Standard | Standard | Standard | Standard | Standard | Standard | Standard | Standard | Standard | Standard | Standard | Standard | Standard | 0 | 0 | 0 | 88.0082 | 98.9807 | 107.7586 | 114.781 | 120.3989 | 124.8932 | 128.4886 | 114.2206 | 106.235 | 102.5896 | 13.8596 | 4.0653 | 12.6154 | 10.0923 | 8.0739 | 6.4591 | 1.7384 | 13.0489 | 17.5712 | 18.0071 | 16.1613 | 11.7118 | 0 | 0 | 0 | 0 | 0 | 0 | 88.0082 | 186.9889 | 294.7475 | 409.5284 | 529.9273 | 654.8205 | 783.3091 | 897.5297 | 1003.7647 | 1088.7526 | 1156.743 | 1211.1353 | 1269.6302 | 1320.9205 | 1342.4773 | 1359.7227 | 1373.5191 | 1384.5562 | 1393.3859 | 1400.4496 | 1406.1006 | 1410.6214 | 1414.238 | 1417.1313 | 1419.446 | 0 | 0 | 0 | 0.222275730777935 | 0.24998802968011904 | 0.2721578688018663 | 0.2898937400992641 | 0.3040824371371823 | 0.3154333947675169 | 0.32451416087178464 | 0.2884783067205362 | 0.2683097168064698 | 0.25910291960076287 | 0.03500421083869912 | 0.010267497373561542 | 0.03186182629537955 | 0.02548946103630373 | 0.02039156882904302 | 0.01631325506323444 | 0.004390510643654946 | 0.03295672609849457 | 0.04437837516521532 | 0.045479127736958634 | 0.04081727001391632 | 0.029579598319583976 | 0 | 0 | 0 | 0 | 0 | 0 | 0.222275730777935 | 0.47226376045805407 | 0.7444216292599203 | 1.0343153693591844 | 1.3383978064963666 | 1.6538312012638836 | 1.9783453621356684 | 2.2668236688562042 | 2.535133385662674 | 2.794236305263437 | 2.8292405161021357 | 2.8395080134756974 | 2.871369839771077 | 2.896859300807381 | 2.9172508696364234 | 2.933564124699658 | 2.937954635343313 | 2.970911361441808 | 3.0152897366070235 | 3.060768864343982 | 3.1015861343578988 | 3.131165732677483 | 3.131165732677483 | 3.131165732677483 | 3.131165732677483 | Efficient | Efficient | Efficient | Efficient | Efficient | Efficient | Efficient | Efficient | Efficient | Efficient | Efficient | Efficient | Efficient | Efficient | Efficient | Efficient | Efficient | Efficient | Efficient | Efficient | Efficient | Efficient | Efficient | Efficient | Efficient | Efficient | Efficient | Efficient | 352.4002 | 352.4002 | 352.4002 | 352.4002 | 352.4002 | 352.4002 | 352.4002 | 352.4002 | 352.4002 | 352.4002 | 352.4002 | 352.4002 | 352.4002 | 352.4002 | 352.4002 | 352.4002 | 352.4002 | 352.4002 | 352.4002 | 352.4002 | 352.4002 | 352.4002 | 352.4002 | 352.4002 | 352.4002 | 352.4002 | 352.4002 | 352.4002 | 399.3869 | 399.3869 | 399.3869 | 399.3869 | 399.3869 | 399.3869 | 399.3869 | 399.3869 | 399.3869 | 399.3869 | 399.3869 | 399.3869 | 399.3869 | 399.3869 | 399.3869 | 399.3869 | 399.3869 | 399.3869 | 399.3869 | 399.3869 | 399.3869 | 399.3869 | 399.3869 | 399.3869 | 399.3869 | 399.3869 | 399.3869 | 399.3869 | 0 | 0 | 0 | 0.41384 | 1.197 | 2.8962 | 6.0543 | 11.1958 | 18.6502 | 28.4004 | 34.8018 | 41.9395 | 49.7427 | 57.5445 | 65.0131 | 81.7413 | 87.6314 | 89.6515 | 87.6503 | 79.0998 | 71.5693 | 62.3142 | 52.3544 | 42.3664 | 31.334 | 12.8469 | 5.3298 | 0.53419 | 0 | 0 | 0 | 0.41384 | 1.6109 | 4.5071 | 10.5614 | 21.7572 | 40.4074 | 68.8078 | 103.6096 | 145.5491 | 195.2091 | 252.8617 | 318.2481 | 401.0157 | 490.9665 | 584.9872 | 679.9411 | 770.9582 | 854.927 | 929.9626 | 995.1394 | 1050.1299 | 1092.801 | 1125.7788 | 1150.974 | 1169.8855 | 0 | 0 | 0 | 0.0010451943308677554 | 0.003023287882331886 | 0.007314707376941676 | 0.015291000907323361 | 0.028276462900900808 | 0.047103363169831144 | 0.0717286416455755 | 0.08789635558274973 | 0.10592342541759282 | 0.12563154507988153 | 0.14533575410348534 | 0.16419871242866224 | 0.20644778066066144 | 0.22132412359206508 | 0.22642615739938618 | 0.22137185301108292 | 0.19977642622223338 | 0.18075732038662048 | 0.1573823223551589 | 0.13222761619623333 | 0.10700168145161454 | 0.07913785625628086 | 0.032446527799995274 | 0.01346118853525951 | 0.0013491602690884272 | 0 | 0 | 0 | 0.0010451943308677554 | 0.004068482213199641 | 0.011383189590141316 | 0.026674190497464677 | 0.05495065339836549 | 0.10205401656819664 | 0.17378265821377217 | 0.26167901379652186 | 0.3676024392141147 | 0.49323398429399623 | 0.6385697383974815 | 0.8027684508261439 | 1.0092162314868054 | 1.2305403550788705 | 1.4569665124782565 | 1.6783383654893396 | 1.878114791711573 | 2.0588721120981934 | 2.2162544344533526 | 2.3484820506495856 | 2.4554837321012006 | 2.534621588357481 | 2.5670681161574764 | 2.580529304692736 | 2.5818784649618243 | Efficient | Efficient | Efficient | Efficient | Efficient | Efficient | Efficient | Efficient | Efficient | Efficient | Efficient | Efficient | Efficient | Efficient | Efficient | Efficient | Efficient | Efficient | Efficient | Efficient | Efficient | Efficient | Efficient | Efficient | Efficient | Efficient | Efficient | Efficient | 352.4002 | 352.4002 | 352.4002 | 352.4002 | 352.4002 | 352.4002 | 352.4002 | 352.4002 | 352.4002 | 352.4002 | 352.4002 | 352.4002 | 352.4002 | 352.4002 | 352.4002 | 352.4002 | 352.4002 | 352.4002 | 352.4002 | 352.4002 | 352.4002 | 352.4002 | 352.4002 | 352.4002 | 352.4002 | 352.4002 | 352.4002 | 352.4002 | 399.3869 | 399.3869 | 399.3869 | 399.3869 | 399.3869 | 399.3869 | 399.3869 | 399.3869 | 399.3869 | 399.3869 | 399.3869 | 399.3869 | 399.3869 | 399.3869 | 399.3869 | 399.3869 | 399.3869 | 399.3869 | 399.3869 | 399.3869 | 399.3869 | 399.3869 | 399.3869 | 399.3869 | 399.3869 | 399.3869 | 399.3869 | 399.3869 | 0 | 0 | 0 | 0.41384 | 1.197 | 2.8962 | 6.0543 | 11.1958 | 18.6502 | 28.4004 | 34.8018 | 41.9395 | 49.7427 | 57.5445 | 65.0131 | 81.7413 | 87.6314 | 89.6515 | 87.6503 | 79.0998 | 71.5693 | 62.3142 | 52.3544 | 42.3664 | 31.334 | 12.8469 | 5.3298 | 0.53419 | 0 | 0 | 0 | 0.41384 | 1.6109 | 4.5071 | 10.5614 | 21.7572 | 40.4074 | 68.8078 | 103.6096 | 145.5491 | 195.2091 | 252.8617 | 318.2481 | 401.0157 | 490.9665 | 584.9872 | 679.9411 | 770.9582 | 854.927 | 929.9626 | 995.1394 | 1050.1299 | 1092.801 | 1125.7788 | 1150.974 | 1169.8855 | 0 | 0 | 0 | 0.0010452 | 0.0030233 | 0.007314707376941676 | 0.015291000907323361 | 0.028276462900900808 | 0.047103363169831144 | 0.0717286416455755 | 0.08789635558274973 | 0.10592342541759275 | 0.12563154507988153 | 0.14533575410348543 | 0.16419871242866219 | 0.20644778066066144 | 0.22132412359206508 | 0.22642615739938618 | 0.22137185301108284 | 0.19977642622223338 | 0.18075732038662043 | 0.15738232235515873 | 0.13222761619623352 | 0.10700168145161461 | 0.07913785625628086 | 0.032446527799995274 | 0.013461188535259634 | 0.0013491602690883962 | 0 | 0
Commercial Food Prep Other_Education_New_Efficient | Commercial Food Prep Other_Education_New | Commercial Food Prep Other_Commercial_New_Standard_Efficient | Commercial | Education | New | Food Preparation | Natural Gas | Commercial Food Prep Other | EQ | Standard | 12 | 8 | 10 | 394.6532 | 0 | 0 | 0.0034671 | 1 | LO3Slow | 0.996 | n/a | A | WCE139 | 0.027799999999974713 | 0.01667999999998483 | 1 units | 0.0321 | 137.5329545023492 | 137.533 | 6.017100578607837 | 6.0171 | AEG Estimate | AEG Estimate | AEG Estimate | 0 | 0 | 361.7654 | Standard | Standard | Standard | Standard | Standard | Standard | Standard | Standard | Standard | Standard | Standard | Standard | Standard | Standard | Standard | Standard | Standard | Standard | Standard | Standard | Standard | Standard | Standard | Standard | Standard | Standard | Standard | Standard | 0 | 0 | 0 | 0 | 0 | 0 | 0 | 0 | 0 | 0 | 0 | 0 | 0 | 0 | 0 | 0 | 0 | 0 | 0 | 0 | 0 | 0 | 0 | 0 | 0 | 0 | 0 | 0 | 0 | 0 | 0 | 0 | 0 | 0 | 0 | 0 | 0 | 0 | 0 | 0 | 0 | 0 | 0 | 0 | 0 | 0 | 0 | 0 | 0 | 0 | 0 | 0 | 0 | 0 | 0 | 0 | 0 | 0 | 0 | 0 | 0 | 0 | 0 | 0 | 0 | 0 | 0 | 0 | 0 | 0 | 0 | 0 | 0 | 0 | 0 | 0 | 0 | 0 | 0 | 0 | 0 | 0 | 0 | 0 | 0 | 0 | 0 | 0 | 0 | 0 | 0 | 0 | 0 | 0 | 0 | 0 | 0 | 0 | 0 | 0 | 0 | 0 | 0 | 0 | 0 | 0 | 0 | 0 | 0 | 0 | 0 | 0 | Efficient | Efficient | Efficient | Efficient | Efficient | Efficient | Efficient | Efficient | Efficient | Efficient | Efficient | Efficient | Efficient | Efficient | Efficient | Efficient | Efficient | Efficient | Efficient | Efficient | Efficient | Efficient | Efficient | Efficient | Efficient | Efficient | Efficient | Efficient | 361.7654 | 361.7654 | 361.7654 | 361.7654 | 361.7654 | 361.7654 | 361.7654 | 361.7654 | 361.7654 | 361.7654 | 361.7654 | 361.7654 | 361.7654 | 361.7654 | 361.7654 | 361.7654 | 361.7654 | 361.7654 | 361.7654 | 361.7654 | 361.7654 | 361.7654 | 361.7654 | 361.7654 | 361.7654 | 361.7654 | 361.7654 | 361.7654 | 394.6532 | 394.6532 | 394.6532 | 394.6532 | 394.6532 | 394.6532 | 394.6532 | 394.6532 | 394.6532 | 394.6532 | 394.6532 | 394.6532 | 394.6532 | 394.6532 | 394.6532 | 394.6532 | 394.6532 | 394.6532 | 394.6532 | 394.6532 | 394.6532 | 394.6532 | 394.6532 | 394.6532 | 394.6532 | 394.6532 | 394.6532 | 394.6532 | 0 | 0 | 0 | 0 | 0 | 0 | 0 | 0 | 0 | 0 | 0 | 0 | 0 | 0 | 0 | 0 | 0 | 0 | 0 | 0 | 0 | 0 | 0 | 0 | 0 | 0 | 0 | 0 | 0 | 0 | 0 | 0 | 0 | 0 | 0 | 0 | 0 | 0 | 0 | 0 | 0 | 0 | 0 | 0 | 0 | 0 | 0 | 0 | 0 | 0 | 0 | 0 | 0 | 0 | 0 | 0 | 0 | 0 | 0 | 0 | 0 | 0 | 0 | 0 | 0 | 0 | 0 | 0 | 0 | 0 | 0 | 0 | 0 | 0 | 0 | 0 | 0 | 0 | 0 | 0 | 0 | 0 | 0 | 0 | 0 | 0 | 0 | 0 | 0 | 0 | 0 | 0 | 0 | 0 | 0 | 0 | 0 | 0 | 0 | 0 | 0 | 0 | 0 | 0 | 0 | 0 | 0 | 0 | 0 | 0 | 0 | 0 | Efficient | Efficient | Efficient | Efficient | Efficient | Efficient | Efficient | Efficient | Efficient | Efficient | Efficient | Efficient | Efficient | Efficient | Efficient | Efficient | Efficient | Efficient | Efficient | Efficient | Efficient | Efficient | Efficient | Efficient | Efficient | Efficient | Efficient | Efficient | 361.7654 | 361.7654 | 361.7654 | 361.7654 | 361.7654 | 361.7654 | 361.7654 | 361.7654 | 361.7654 | 361.7654 | 361.7654 | 361.7654 | 361.7654 | 361.7654 | 361.7654 | 361.7654 | 361.7654 | 361.7654 | 361.7654 | 361.7654 | 361.7654 | 361.7654 | 361.7654 | 361.7654 | 361.7654 | 361.7654 | 361.7654 | 361.7654 | 394.6532 | 394.6532 | 394.6532 | 394.6532 | 394.6532 | 394.6532 | 394.6532 | 394.6532 | 394.6532 | 394.6532 | 394.6532 | 394.6532 | 394.6532 | 394.6532 | 394.6532 | 394.6532 | 394.6532 | 394.6532 | 394.6532 | 394.6532 | 394.6532 | 394.6532 | 394.6532 | 394.6532 | 394.6532 | 394.6532 | 394.6532 | 394.6532 | 0 | 0 | 0 | 0 | 0 | 0 | 0 | 0 | 0 | 0 | 0 | 0 | 0 | 0 | 0 | 0 | 0 | 0 | 0 | 0 | 0 | 0 | 0 | 0 | 0 | 0 | 0 | 0 | 0 | 0 | 0 | 0 | 0 | 0 | 0 | 0 | 0 | 0 | 0 | 0 | 0 | 0 | 0 | 0 | 0 | 0 | 0 | 0 | 0 | 0 | 0 | 0 | 0 | 0 | 0 | 0 | 0 | 0 | 0 | 0 | 0 | 0 | 0 | 0 | 0 | 0 | 0 | 0 | 0 | 0 | 0 | 0 | 0 | 0 | 0 | 0 | 0 | 0 | 0 | 0 | 0 | 0 | 0 | 0 | 0 | 0
Commercial Food Prep Other_Education_Existing_Efficient | Commercial Food Prep Other_Education_Existing | Commercial Food Prep Other_Commercial_Existing_Standard_Efficient | Commercial | Education | Existing | Food Preparation | Natural Gas | Commercial Food Prep Other | EQ | Standard | 12 | 8 | 10 | 394.6532 | 0 | 0 | 0.0034671 | 1 | LO3Slow | 0.996 | n/a | A | WCE125 | 0.027799999999974713 | 0.01667999999998483 | 1 units | 0.0321 | 137.5329545023492 | 137.533 | 6.017100578607837 | 6.0171 | AEG Estimate | AEG Estimate | AEG Estimate | 0 | 0 | 361.7654 | Standard | Standard | Standard | Standard | Standard | Standard | Standard | Standard | Standard | Standard | Standard | Standard | Standard | Standard | Standard | Standard | Standard | Standard | Standard | Standard | Standard | Standard | Standard | Standard | Standard | Standard | Standard | Standard | 0 | 0 | 0 | 21.1957 | 23.8383 | 25.9523 | 27.6436 | 28.9966 | 30.079 | 30.9449 | 27.5086 | 25.5854 | 24.7074 | 3.3379 | 0.97908 | 3.0383 | 2.4306 | 1.9445 | 1.5556 | 0.41867 | 3.1427 | 4.2318 | 4.3368 | 3.8922 | 2.8206 | 0 | 0 | 0 | 0 | 0 | 0 | 21.1957 | 45.034 | 70.9863 | 98.6299 | 127.6265 | 157.7055 | 188.6504 | 216.159 | 241.7444 | 262.2127 | 278.5873 | 291.687 | 305.7748 | 318.1274 | 323.3191 | 327.4725 | 330.7952 | 333.4533 | 335.5798 | 337.2811 | 338.642 | 339.7308 | 340.6018 | 341.2986 | 341.8561 | 0 | 0 | 0 | 0.05353237492438316 | 0.06020654114872186 | 0.0655458741281928 | 0.06981734051176955 | 0.07323451361863095 | 0.07596825210412006 | 0.07815524289251137 | 0.06947645079769522 | 0.06461909406694814 | 0.06240175023843516 | 0.00843033349610934 | 0.0024728004133107062 | 0.0076735288420842285 | 0.00613882307366737 | 0.004911058458933949 | 0.003928846767147137 | 0.0010574004686119344 | 0.007937221988249313 | 0.010687985636419628 | 0.010953088349897588 | 0.009830337275812274 | 0.007123882314163179 | 0 | 0 | 0 | 0 | 0 | 0 | 0.05353237492438316 | 0.11373891607310503 | 0.17928479020129784 | 0.2491021307130674 | 0.32233664433169834 | 0.3983048964358184 | 0.4764601393283298 | 0.545936590126025 | 0.6105556841929731 | 0.6729574344314083 | 0.6813877679275177 | 0.6838605683408283 | 0.6915340971829126 | 0.6976729202565799 | 0.7025839787155139 | 0.706512825482661 | 0.7075702259512731 | 0.7155074479395224 | 0.726195433575942 | 0.7371485219258396 | 0.7469788592016519 | 0.754102741515815 | 0.754102741515815 | 0.754102741515815 | 0.754102741515815 | Efficient | Efficient | Efficient | Efficient | Efficient | Efficient | Efficient | Efficient | Efficient | Efficient | Efficient | Efficient | Efficient | Efficient | Efficient | Efficient | Efficient | Efficient | Efficient | Efficient | Efficient | Efficient | Efficient | Efficient | Efficient | Efficient | Efficient | Efficient | 361.7654 | 361.7654 | 361.7654 | 361.7654 | 361.7654 | 361.7654 | 361.7654 | 361.7654 | 361.7654 | 361.7654 | 361.7654 | 361.7654 | 361.7654 | 361.7654 | 361.7654 | 361.7654 | 361.7654 | 361.7654 | 361.7654 | 361.7654 | 361.7654 | 361.7654 | 361.7654 | 361.7654 | 361.7654 | 361.7654 | 361.7654 | 361.7654 | 394.6532 | 394.6532 | 394.6532 | 394.6532 | 394.6532 | 394.6532 | 394.6532 | 394.6532 | 394.6532 | 394.6532 | 394.6532 | 394.6532 | 394.6532 | 394.6532 | 394.6532 | 394.6532 | 394.6532 | 394.6532 | 394.6532 | 394.6532 | 394.6532 | 394.6532 | 394.6532 | 394.6532 | 394.6532 | 394.6532 | 394.6532 | 394.6532 | 0 | 0 | 0 | 0.099667 | 0.28829 | 0.69751 | 1.4581 | 2.6964 | 4.4917 | 6.8399 | 8.3816 | 10.1006 | 11.9799 | 13.8589 | 15.6576 | 19.6864 | 21.1049 | 21.5915 | 21.1095 | 19.0502 | 17.2366 | 15.0076 | 12.6089 | 10.2034 | 7.5464 | 3.094 | 1.2836 | 0.12865 | 0 | 0 | 0 | 0.099667 | 0.38796 | 1.0855 | 2.5436 | 5.24 | 9.7316 | 16.5715 | 24.9531 | 35.0537 | 47.0137 | 60.8986 | 76.6462 | 96.5797 | 118.2432 | 140.887 | 163.7554 | 185.6758 | 205.8987 | 223.97 | 239.6671 | 252.9109 | 263.1877 | 271.13 | 277.1979 | 281.7525 | 0 | 0 | 0 | 0.0002517221947399714 | 0.0007281216885662851 | 0.0017616572731271151 | 0.003682649431294433 | 0.006810038182075334 | 0.01134426546965646 | 0.017274960806332194 | 0.0211687557839749 | 0.025510353752450254 | 0.030256811888585106 | 0.035002328195508366 | 0.03954523962228578 | 0.0497204078823815 | 0.05330319204203956 | 0.0545319541101902 | 0.053314687085357367 | 0.04811369424881725 | 0.04353317661535716 | 0.03790359594050131 | 0.03184539446029739 | 0.025770038451610702 | 0.019059378983914285 | 0.007814347005427531 | 0.003241961635106492 | 0.00032492865102794747 | 0 | 0 | 0 | 0.0002517221947399714 | 0.0009798438833062565 | 0.0027415011564333714 | 0.006424150587727805 | 0.013234188769803139 | 0.0245784542394596 | 0.04185341504579179 | 0.0630221708297667 | 0.08853252458221694 | 0.11878933647080205 | 0.15379166466631042 | 0.1933369042885962 | 0.24305731217097773 | 0.2963605042130173 | 0.3508924583232075 | 0.40420714540856484 | 0.4523208396573821 | 0.49585401627273934 | 0.5337576122132407 | 0.565603006673538 | 0.5913730451251488 | 0.6104324241090631 | 0.6182467711144906 | 0.621488732749597 | 0.621813661400625 | Efficient | Efficient | Efficient | Efficient | Efficient | Efficient | Efficient | Efficient | Efficient | Efficient | Efficient | Efficient | Efficient | Efficient | Efficient | Efficient | Efficient | Efficient | Efficient | Efficient | Efficient | Efficient | Efficient | Efficient | Efficient | Efficient | Efficient | Efficient | 361.7654 | 361.7654 | 361.7654 | 361.7654 | 361.7654 | 361.7654 | 361.7654 | 361.7654 | 361.7654 | 361.7654 | 361.7654 | 361.7654 | 361.7654 | 361.7654 | 361.7654 | 361.7654 | 361.7654 | 361.7654 | 361.7654 | 361.7654 | 361.7654 | 361.7654 | 361.7654 | 361.7654 | 361.7654 | 361.7654 | 361.7654 | 361.7654 | 394.6532 | 394.6532 | 394.6532 | 394.6532 | 394.6532 | 394.6532 | 394.6532 | 394.6532 | 394.6532 | 394.6532 | 394.6532 | 394.6532 | 394.6532 | 394.6532 | 394.6532 | 394.6532 | 394.6532 | 394.6532 | 394.6532 | 394.6532 | 394.6532 | 394.6532 | 394.6532 | 394.6532 | 394.6532 | 394.6532 | 394.6532 | 394.6532 | 0 | 0 | 0 | 0.099667 | 0.28829 | 0.69751 | 1.4581 | 2.6964 | 4.4917 | 6.8399 | 8.3816 | 10.1006 | 11.9799 | 13.8589 | 15.6576 | 19.6864 | 21.1049 | 21.5915 | 21.1095 | 19.0502 | 17.2366 | 15.0076 | 12.6089 | 10.2034 | 7.5464 | 3.094 | 1.2836 | 0.12865 | 0 | 0 | 0 | 0.099667 | 0.38796 | 1.0855 | 2.5436 | 5.24 | 9.7316 | 16.5715 | 24.9531 | 35.0537 | 47.0137 | 60.8986 | 76.6462 | 96.5797 | 118.2432 | 140.887 | 163.7554 | 185.6758 | 205.8987 | 223.97 | 239.6671 | 252.9109 | 263.1877 | 271.13 | 277.1979 | 281.7525 | 0 | 0 | 0 | 0.00025172 | 0.00072812 | 0.0017616572731271151 | 0.003682649431294433 | 0.006810038182075334 | 0.01134426546965646 | 0.017274960806332194 | 0.0211687557839749 | 0.025510353752450254 | 0.030256811888585092 | 0.035002328195508366 | 0.039545239622285774 | 0.04972040788238151 | 0.05330319204203956 | 0.0545319541101902 | 0.05331468708535732 | 0.04811369424881722 | 0.04353317661535712 | 0.03790359594050131 | 0.031845394460297376 | 0.025770038451610685 | 0.019059378983914278 | 0.00781434700542751 | 0.00324196163510647 | 0.0003249286510279364 | 0 | 0
Commercial Food Prep Other_Lodging_New_Efficient | Commercial Food Prep Other_Lodging_New | Commercial Food Prep Other_Commercial_New_Standard_Efficient | Commercial | Lodging | New | Food Preparation | Natural Gas | Commercial Food Prep Other | EQ | Standard | 12 | 8 | 10 | 396.4939 | 0 | 0 | 0.022534 | 1 | LO3Slow | 0.996 | n/a | A | WCE195 | 0.027799999999974713 | 0.01667999999998483 | 1 units | 0.0321 | 137.53295450234896 | 137.533 | 6.017100578607831 | 6.0171 | AEG Estimate | AEG Estimate | AEG Estimate | 0 | 0 | 356.0353 | Standard | Standard | Standard | Standard | Standard | Standard | Standard | Standard | Standard | Standard | Standard | Standard | Standard | Standard | Standard | Standard | Standard | Standard | Standard | Standard | Standard | Standard | Standard | Standard | Standard | Standard | Standard | Standard | 0 | 0 | 0 | 0 | 0 | 0 | 0 | 0 | 0 | 0 | 0 | 0 | 0 | 0 | 0 | 0 | 0 | 0 | 0 | 0 | 0 | 0 | 0 | 0 | 0 | 0 | 0 | 0 | 0 | 0 | 0 | 0 | 0 | 0 | 0 | 0 | 0 | 0 | 0 | 0 | 0 | 0 | 0 | 0 | 0 | 0 | 0 | 0 | 0 | 0 | 0 | 0 | 0 | 0 | 0 | 0 | 0 | 0 | 0 | 0 | 0 | 0 | 0 | 0 | 0 | 0 | 0 | 0 | 0 | 0 | 0 | 0 | 0 | 0 | 0 | 0 | 0 | 0 | 0 | 0 | 0 | 0 | 0 | 0 | 0 | 0 | 0 | 0 | 0 | 0 | 0 | 0 | 0 | 0 | 0 | 0 | 0 | 0 | 0 | 0 | 0 | 0 | 0 | 0 | 0 | 0 | 0 | 0 | 0 | 0 | 0 | 0 | Efficient | Efficient | Efficient | Efficient | Efficient | Efficient | Efficient | Efficient | Efficient | Efficient | Efficient | Efficient | Efficient | Efficient | Efficient | Efficient | Efficient | Efficient | Efficient | Efficient | Efficient | Efficient | Efficient | Efficient | Efficient | Efficient | Efficient | Efficient | 356.0353 | 356.0353 | 356.0353 | 356.0353 | 356.0353 | 356.0353 | 356.0353 | 356.0353 | 356.0353 | 356.0353 | 356.0353 | 356.0353 | 356.0353 | 356.0353 | 356.0353 | 356.0353 | 356.0353 | 356.0353 | 356.0353 | 356.0353 | 356.0353 | 356.0353 | 356.0353 | 356.0353 | 356.0353 | 356.0353 | 356.0353 | 356.0353 | 396.4939 | 396.4939 | 396.4939 | 396.4939 | 396.4939 | 396.4939 | 396.4939 | 396.4939 | 396.4939 | 396.4939 | 396.4939 | 396.4939 | 396.4939 | 396.4939 | 396.4939 | 396.4939 | 396.4939 | 396.4939 | 396.4939 | 396.4939 | 396.4939 | 396.4939 | 396.4939 | 396.4939 | 396.4939 | 396.4939 | 396.4939 | 396.4939 | 0 | 0 | 0 | 0 | 0 | 0 | 0 | 0 | 0 | 0 | 0 | 0 | 0 | 0 | 0 | 0 | 0 | 0 | 0 | 0 | 0 | 0 | 0 | 0 | 0 | 0 | 0 | 0 | 0 | 0 | 0 | 0 | 0 | 0 | 0 | 0 | 0 | 0 | 0 | 0 | 0 | 0 | 0 | 0 | 0 | 0 | 0 | 0 | 0 | 0 | 0 | 0 | 0 | 0 | 0 | 0 | 0 | 0 | 0 | 0 | 0 | 0 | 0 | 0 | 0 | 0 | 0 | 0 | 0 | 0 | 0 | 0 | 0 | 0 | 0 | 0 | 0 | 0 | 0 | 0 | 0 | 0 | 0 | 0 | 0 | 0 | 0 | 0 | 0 | 0 | 0 | 0 | 0 | 0 | 0 | 0 | 0 | 0 | 0 | 0 | 0 | 0 | 0 | 0 | 0 | 0 | 0 | 0 | 0 | 0 | 0 | 0 | Efficient | Efficient | Efficient | Efficient | Efficient | Efficient | Efficient | Efficient | Efficient | Efficient | Efficient | Efficient | Efficient | Efficient | Efficient | Efficient | Efficient | Efficient | Efficient | Efficient | Efficient | Efficient | Efficient | Efficient | Efficient | Efficient | Efficient | Efficient | 356.0353 | 356.0353 | 356.0353 | 356.0353 | 356.0353 | 356.0353 | 356.0353 | 356.0353 | 356.0353 | 356.0353 | 356.0353 | 356.0353 | 356.0353 | 356.0353 | 356.0353 | 356.0353 | 356.0353 | 356.0353 | 356.0353 | 356.0353 | 356.0353 | 356.0353 | 356.0353 | 356.0353 | 356.0353 | 356.0353 | 356.0353 | 356.0353 | 396.4939 | 396.4939 | 396.4939 | 396.4939 | 396.4939 | 396.4939 | 396.4939 | 396.4939 | 396.4939 | 396.4939 | 396.4939 | 396.4939 | 396.4939 | 396.4939 | 396.4939 | 396.4939 | 396.4939 | 396.4939 | 396.4939 | 396.4939 | 396.4939 | 396.4939 | 396.4939 | 396.4939 | 396.4939 | 396.4939 | 396.4939 | 396.4939 | 0 | 0 | 0 | 0 | 0 | 0 | 0 | 0 | 0 | 0 | 0 | 0 | 0 | 0 | 0 | 0 | 0 | 0 | 0 | 0 | 0 | 0 | 0 | 0 | 0 | 0 | 0 | 0 | 0 | 0 | 0 | 0 | 0 | 0 | 0 | 0 | 0 | 0 | 0 | 0 | 0 | 0 | 0 | 0 | 0 | 0 | 0 | 0 | 0 | 0 | 0 | 0 | 0 | 0 | 0 | 0 | 0 | 0 | 0 | 0 | 0 | 0 | 0 | 0 | 0 | 0 | 0 | 0 | 0 | 0 | 0 | 0 | 0 | 0 | 0 | 0 | 0 | 0 | 0 | 0 | 0 | 0 | 0 | 0 | 0 | 0
Commercial Food Prep Other_Lodging_Existing_Efficient | Commercial Food Prep Other_Lodging_Existing | Commercial Food Prep Other_Commercial_Existing_Standard_Efficient | Commercial | Lodging | Existing | Food Preparation | Natural Gas | Commercial Food Prep Other | EQ | Standard | 12 | 8 | 10 | 396.4939 | 0 | 0 | 0.022534 | 1 | LO3Slow | 0.996 | n/a | A | WCE181 | 0.027799999999974713 | 0.01667999999998483 | 1 units | 0.0321 | 137.53295450234896 | 137.533 | 6.017100578607831 | 6.0171 | AEG Estimate | AEG Estimate | AEG Estimate | 0 | 0 | 356.0353 | Standard | Standard | Standard | Standard | Standard | Standard | Standard | Standard | Standard | Standard | Standard | Standard | Standard | Standard | Standard | Standard | Standard | Standard | Standard | Standard | Standard | Standard | Standard | Standard | Standard | Standard | Standard | Standard | 0 | 0 | 0 | 276.5335 | 311.0104 | 338.5919 | 360.6572 | 378.3093 | 392.4311 | 403.7285 | 358.8962 | 333.8045 | 322.3503 | 43.5488 | 12.7738 | 39.6393 | 31.7115 | 25.3692 | 20.2953 | 5.4622 | 41.0015 | 55.2112 | 56.5806 | 50.7808 | 36.8 | 0 | 0 | 0 | 0 | 0 | 0 | 276.5335 | 587.5439 | 926.1359 | 1286.7931 | 1665.1024 | 2057.5335 | 2461.262 | 2820.1582 | 3153.9627 | 3421.0062 | 3634.6411 | 3805.549 | 3989.3477 | 4150.5085 | 4218.2429 | 4272.4304 | 4315.7804 | 4350.4604 | 4378.2045 | 4400.3997 | 4418.1558 | 4432.3608 | 4443.7247 | 4452.8159 | 4460.0888 | 0 | 0 | 0 | 0.6984200357508467 | 0.7854957804678352 | 0.8551563762414262 | 0.9108848528602987 | 0.9554676341553969 | 0.9911338591914756 | 1.0196668392203385 | 0.9064373721231337 | 0.843064968669429 | 0.8141359820857127 | 0.1099879060112902 | 0.032261848190159856 | 0.10011411404395823 | 0.0800912912351668 | 0.06407303298813317 | 0.051258426390506755 | 0.013795570888346587 | 0.10355443547247777 | 0.13944278244402478 | 0.14290149405333574 | 0.12825331439738621 | 0.0929430489039713 | 0 | 0 | 0 | 0 | 0 | 0 | 0.6984200357508467 | 1.4839158162186818 | 2.339072192460108 | 3.2499570453204067 | 4.2054246794758035 | 5.196558538667278 | 6.216225377887617 | 7.12266275001075 | 7.96572771868018 | 8.779863700765892 | 8.889851606777182 | 8.922113454967342 | 9.0222275690113 | 9.102318860246466 | 9.1663918932346 | 9.217650319625106 | 9.231445890513454 | 9.33500032598593 | 9.474443108429956 | 9.617344602483291 | 9.745597916880678 | 9.838540965784649 | 9.838540965784649 | 9.838540965784649 | 9.838540965784649 | Efficient | Efficient | Efficient | Efficient | Efficient | Efficient | Efficient | Efficient | Efficient | Efficient | Efficient | Efficient | Efficient | Efficient | Efficient | Efficient | Efficient | Efficient | Efficient | Efficient | Efficient | Efficient | Efficient | Efficient | Efficient | Efficient | Efficient | Efficient | 356.0353 | 356.0353 | 356.0353 | 356.0353 | 356.0353 | 356.0353 | 356.0353 | 356.0353 | 356.0353 | 356.0353 | 356.0353 | 356.0353 | 356.0353 | 356.0353 | 356.0353 | 356.0353 | 356.0353 | 356.0353 | 356.0353 | 356.0353 | 356.0353 | 356.0353 | 356.0353 | 356.0353 | 356.0353 | 356.0353 | 356.0353 | 356.0353 | 396.4939 | 396.4939 | 396.4939 | 396.4939 | 396.4939 | 396.4939 | 396.4939 | 396.4939 | 396.4939 | 396.4939 | 396.4939 | 396.4939 | 396.4939 | 396.4939 | 396.4939 | 396.4939 | 396.4939 | 396.4939 | 396.4939 | 396.4939 | 396.4939 | 396.4939 | 396.4939 | 396.4939 | 396.4939 | 396.4939 | 396.4939 | 396.4939 | 0 | 0 | 0 | 1.3003 | 3.7613 | 9.1002 | 19.0236 | 35.1788 | 58.6014 | 89.2377 | 109.352 | 131.7795 | 156.2984 | 180.8124 | 204.2798 | 256.8419 | 275.3496 | 281.6971 | 275.409 | 248.5421 | 224.8804 | 195.7995 | 164.5045 | 133.1209 | 98.4555 | 40.3668 | 16.7471 | 1.6785 | 0 | 0 | 0 | 1.3003 | 5.0616 | 14.1618 | 33.1854 | 68.3642 | 126.9655 | 216.2032 | 325.5552 | 457.3347 | 613.373 | 794.5254 | 999.9782 | 1260.045 | 1542.6822 | 1838.108 | 2136.4658 | 2422.4535 | 2686.295 | 2922.0666 | 3126.861 | 3299.6484 | 3433.7268 | 3537.3473 | 3616.5142 | 3675.9366 | 0 | 0 | 0 | 0.003284140195496786 | 0.009499574350619754 | 0.02298378761293779 | 0.04804636728887158 | 0.08884842335704553 | 0.1480050587345739 | 0.22538097293452045 | 0.27618208966683616 | 0.33282555098611366 | 0.3947510954031475 | 0.45666435207108436 | 0.515934286677659 | 0.6486865023233357 | 0.695429958865485 | 0.7114612305731072 | 0.695579931075317 | 0.6277242155766626 | 0.56796364463548 | 0.4945162785929881 | 0.41547683189617096 | 0.3362135754690135 | 0.2486617148993926 | 0.1019513242707699 | 0.04229685240552689 | 0.004239241774495004 | 0 | 0 | 0 | 0.003284140195496786 | 0.01278371454611654 | 0.03576750215905433 | 0.08381386944792592 | 0.17266229280497145 | 0.3206673515395453 | 0.5460483244740657 | 0.8222304141409019 | 1.1550559651270156 | 1.549807060530163 | 2.0064714126012477 | 2.5224056992789063 | 3.1710922016022423 | 3.866522160467727 | 4.577983391040834 | 5.273563322116152 | 5.901287537692814 | 6.469251182328294 | 6.963767460921282 | 7.379244292817453 | 7.715457868286467 | 7.96411958318586 | 8.06607090745663 | 8.108367759862157 | 8.112607001636652 | Efficient | Efficient | Efficient | Efficient | Efficient | Efficient | Efficient | Efficient | Efficient | Efficient | Efficient | Efficient | Efficient | Efficient | Efficient | Efficient | Efficient | Efficient | Efficient | Efficient | Efficient | Efficient | Efficient | Efficient | Efficient | Efficient | Efficient | Efficient | 356.0353 | 356.0353 | 356.0353 | 356.0353 | 356.0353 | 356.0353 | 356.0353 | 356.0353 | 356.0353 | 356.0353 | 356.0353 | 356.0353 | 356.0353 | 356.0353 | 356.0353 | 356.0353 | 356.0353 | 356.0353 | 356.0353 | 356.0353 | 356.0353 | 356.0353 | 356.0353 | 356.0353 | 356.0353 | 356.0353 | 356.0353 | 356.0353 | 396.4939 | 396.4939 | 396.4939 | 396.4939 | 396.4939 | 396.4939 | 396.4939 | 396.4939 | 396.4939 | 396.4939 | 396.4939 | 396.4939 | 396.4939 | 396.4939 | 396.4939 | 396.4939 | 396.4939 | 396.4939 | 396.4939 | 396.4939 | 396.4939 | 396.4939 | 396.4939 | 396.4939 | 396.4939 | 396.4939 | 396.4939 | 396.4939 | 0 | 0 | 0 | 1.3003 | 3.7613 | 9.1002 | 19.0236 | 35.1788 | 58.6014 | 89.2377 | 109.352 | 131.7795 | 156.2984 | 180.8124 | 204.2798 | 256.8419 | 275.3496 | 281.6971 | 275.409 | 248.5421 | 224.8804 | 195.7995 | 164.5045 | 133.1209 | 98.4555 | 40.3668 | 16.7471 | 1.6785 | 0 | 0 | 0 | 1.3003 | 5.0616 | 14.1618 | 33.1854 | 68.3642 | 126.9655 | 216.2032 | 325.5552 | 457.3347 | 613.373 | 794.5254 | 999.9782 | 1260.045 | 1542.6822 | 1838.108 | 2136.4658 | 2422.4535 | 2686.295 | 2922.0666 | 3126.861 | 3299.6484 | 3433.7268 | 3537.3473 | 3616.5142 | 3675.9366 | 0 | 0 | 0 | 0.0032841 | 0.0094996 | 0.02298378761293779 | 0.04804636728887158 | 0.08884842335704553 | 0.1480050587345739 | 0.22538097293452045 | 0.27618208966683616 | 0.33282555098611366 | 0.3947510954031475 | 0.45666435207108436 | 0.5159342866776588 | 0.6486865023233357 | 0.695429958865485 | 0.7114612305731067 | 0.695579931075317 | 0.6277242155766626 | 0.56796364463548 | 0.4945162785929884 | 0.41547683189617096 | 0.3362135754690135 | 0.24866171489939226 | 0.10195132427076964 | 0.042296852405526754 | 0.004239241774495544 | 0 | 0
Commercial Food Prep Other_Retail_New_Efficient | Commercial Food Prep Other_Retail_New | Commercial Food Prep Other_Commercial_New_Standard_Efficient | Commercial | Retail | New | Food Preparation | Natural Gas | Commercial Food Prep Other | EQ | Standard | 12 | 8 | 10 | 395.6034 | 0 | 0 | 0.0097384 | 1 | LO3Slow | 0.996 | n/a | A | WCE83 | 0.027799999999974713 | 0.01667999999998483 | 1 units | 0.0321 | 137.53295450234907 | 137.533 | 6.017100578607834 | 6.0171 | AEG Estimate | AEG Estimate | AEG Estimate | 0 | 0 | 357.4022 | Standard | Standard | Standard | Standard | Standard | Standard | Standard | Standard | Standard | Standard | Standard | Standard | Standard | Standard | Standard | Standard | Standard | Standard | Standard | Standard | Standard | Standard | Standard | Standard | Standard | Standard | Standard | Standard | 0 | 0 | 0 | 0 | 0 | 0 | 0 | 0 | 0 | 0 | 0 | 0 | 0 | 0 | 0 | 0 | 0 | 0 | 0 | 0 | 0 | 0 | 0 | 0 | 0 | 0 | 0 | 0 | 0 | 0 | 0 | 0 | 0 | 0 | 0 | 0 | 0 | 0 | 0 | 0 | 0 | 0 | 0 | 0 | 0 | 0 | 0 | 0 | 0 | 0 | 0 | 0 | 0 | 0 | 0 | 0 | 0 | 0 | 0 | 0 | 0 | 0 | 0 | 0 | 0 | 0 | 0 | 0 | 0 | 0 | 0 | 0 | 0 | 0 | 0 | 0 | 0 | 0 | 0 | 0 | 0 | 0 | 0 | 0 | 0 | 0 | 0 | 0 | 0 | 0 | 0 | 0 | 0 | 0 | 0 | 0 | 0 | 0 | 0 | 0 | 0 | 0 | 0 | 0 | 0 | 0 | 0 | 0 | 0 | 0 | 0 | 0 | Efficient | Efficient | Efficient | Efficient | Efficient | Efficient | Efficient | Efficient | Efficient | Efficient | Efficient | Efficient | Efficient | Efficient | Efficient | Efficient | Efficient | Efficient | Efficient | Efficient | Efficient | Efficient | Efficient | Efficient | Efficient | Efficient | Efficient | Efficient | 357.4022 | 357.4022 | 357.4022 | 357.4022 | 357.4022 | 357.4022 | 357.4022 | 357.4022 | 357.4022 | 357.4022 | 357.4022 | 357.4022 | 357.4022 | 357.4022 | 357.4022 | 357.4022 | 357.4022 | 357.4022 | 357.4022 | 357.4022 | 357.4022 | 357.4022 | 357.4022 | 357.4022 | 357.4022 | 357.4022 | 357.4022 | 357.4022 | 395.6034 | 395.6034 | 395.6034 | 395.6034 | 395.6034 | 395.6034 | 395.6034 | 395.6034 | 395.6034 | 395.6034 | 395.6034 | 395.6034 | 395.6034 | 395.6034 | 395.6034 | 395.6034 | 395.6034 | 395.6034 | 395.6034 | 395.6034 | 395.6034 | 395.6034 | 395.6034 | 395.6034 | 395.6034 | 395.6034 | 395.6034 | 395.6034 | 0 | 0 | 0 | 0 | 0 | 0 | 0 | 0 | 0 | 0 | 0 | 0 | 0 | 0 | 0 | 0 | 0 | 0 | 0 | 0 | 0 | 0 | 0 | 0 | 0 | 0 | 0 | 0 | 0 | 0 | 0 | 0 | 0 | 0 | 0 | 0 | 0 | 0 | 0 | 0 | 0 | 0 | 0 | 0 | 0 | 0 | 0 | 0 | 0 | 0 | 0 | 0 | 0 | 0 | 0 | 0 | 0 | 0 | 0 | 0 | 0 | 0 | 0 | 0 | 0 | 0 | 0 | 0 | 0 | 0 | 0 | 0 | 0 | 0 | 0 | 0 | 0 | 0 | 0 | 0 | 0 | 0 | 0 | 0 | 0 | 0 | 0 | 0 | 0 | 0 | 0 | 0 | 0 | 0 | 0 | 0 | 0 | 0 | 0 | 0 | 0 | 0 | 0 | 0 | 0 | 0 | 0 | 0 | 0 | 0 | 0 | 0 | Efficient | Efficient | Efficient | Efficient | Efficient | Efficient | Efficient | Efficient | Efficient | Efficient | Efficient | Efficient | Efficient | Efficient | Efficient | Efficient | Efficient | Efficient | Efficient | Efficient | Efficient | Efficient | Efficient | Efficient | Efficient | Efficient | Efficient | Efficient | 357.4022 | 357.4022 | 357.4022 | 357.4022 | 357.4022 | 357.4022 | 357.4022 | 357.4022 | 357.4022 | 357.4022 | 357.4022 | 357.4022 | 357.4022 | 357.4022 | 357.4022 | 357.4022 | 357.4022 | 357.4022 | 357.4022 | 357.4022 | 357.4022 | 357.4022 | 357.4022 | 357.4022 | 357.4022 | 357.4022 | 357.4022 | 357.4022 | 395.6034 | 395.6034 | 395.6034 | 395.6034 | 395.6034 | 395.6034 | 395.6034 | 395.6034 | 395.6034 | 395.6034 | 395.6034 | 395.6034 | 395.6034 | 395.6034 | 395.6034 | 395.6034 | 395.6034 | 395.6034 | 395.6034 | 395.6034 | 395.6034 | 395.6034 | 395.6034 | 395.6034 | 395.6034 | 395.6034 | 395.6034 | 395.6034 | 0 | 0 | 0 | 0 | 0 | 0 | 0 | 0 | 0 | 0 | 0 | 0 | 0 | 0 | 0 | 0 | 0 | 0 | 0 | 0 | 0 | 0 | 0 | 0 | 0 | 0 | 0 | 0 | 0 | 0 | 0 | 0 | 0 | 0 | 0 | 0 | 0 | 0 | 0 | 0 | 0 | 0 | 0 | 0 | 0 | 0 | 0 | 0 | 0 | 0 | 0 | 0 | 0 | 0 | 0 | 0 | 0 | 0 | 0 | 0 | 0 | 0 | 0 | 0 | 0 | 0 | 0 | 0 | 0 | 0 | 0 | 0 | 0 | 0 | 0 | 0 | 0 | 0 | 0 | 0 | 0 | 0 | 0 | 0 | 0 | 0
Commercial Food Prep Other_Retail_Existing_Efficient | Commercial Food Prep Other_Retail_Existing | Commercial Food Prep Other_Commercial_Existing_Standard_Efficient | Commercial | Retail | Existing | Food Preparation | Natural Gas | Commercial Food Prep Other | EQ | Standard | 12 | 8 | 10 | 395.6034 | 0 | 0 | 0.0097384 | 1 | LO3Slow | 0.996 | n/a | A | WCE69 | 0.027799999999974713 | 0.01667999999998483 | 1 units | 0.0321 | 137.53295450234907 | 137.533 | 6.017100578607834 | 6.0171 | AEG Estimate | AEG Estimate | AEG Estimate | 0 | 0 | 357.4022 | Standard | Standard | Standard | Standard | Standard | Standard | Standard | Standard | Standard | Standard | Standard | Standard | Standard | Standard | Standard | Standard | Standard | Standard | Standard | Standard | Standard | Standard | Standard | Standard | Standard | Standard | Standard | Standard | 0 | 0 | 0 | 2222.8233 | 2499.9545 | 2721.6595 | 2899.0235 | 3040.9147 | 3154.4276 | 3245.238 | 2884.8687 | 2683.1769 | 2591.1062 | 350.0525 | 102.678 | 318.6277 | 254.9022 | 203.9217 | 163.1374 | 43.9064 | 329.577 | 443.7969 | 454.8048 | 408.1848 | 295.8048 | 0 | 0 | 0 | 0 | 0 | 0 | 2222.8233 | 4722.7779 | 7444.4374 | 10343.4609 | 13384.3756 | 16538.8032 | 19784.0412 | 22668.91 | 25352.0868 | 27498.6283 | 29215.8615 | 30589.648 | 32067.0538 | 33362.4913 | 33906.9519 | 34342.5204 | 34690.9751 | 34969.739 | 35192.75 | 35371.1589 | 35513.8859 | 35628.0676 | 35719.4129 | 35792.4892 | 35850.9502 | 0 | 0 | 0 | 5.614018707577271 | 6.313948312677814 | 6.873891996758249 | 7.321846944022594 | 7.680210901834072 | 7.966902068083252 | 8.1962550010826 | 7.2860973395124775 | 6.7766992118503016 | 6.544163110995695 | 0.8841014437548479 | 0.25932620773953075 | 0.804734229210754 | 0.6437873833686037 | 0.5150299066948818 | 0.41202392535590926 | 0.1108911386908057 | 0.8323881163719711 | 1.1208647364129296 | 1.148666446966537 | 1.0309218943893188 | 0.7470919913189674 | 0 | 0 | 0 | 0 | 0 | 0 | 5.614018707577271 | 11.927967020255084 | 18.80185901701333 | 26.123705961035927 | 33.80391686287 | 41.77081893095325 | 49.967073932035845 | 57.253171271548325 | 64.02987048339862 | 70.57403359439432 | 71.45813503814917 | 71.71746124588869 | 72.52219547509945 | 73.16598285846806 | 73.68101276516295 | 74.09303669051884 | 74.20392782920966 | 75.03631594558163 | 76.15718068199456 | 77.30584712896109 | 78.33676902335041 | 79.08386101466938 | 79.08386101466938 | 79.08386101466938 | 79.08386101466938 | Efficient | Efficient | Efficient | Efficient | Efficient | Efficient | Efficient | Efficient | Efficient | Efficient | Efficient | Efficient | Efficient | Efficient | Efficient | Efficient | Efficient | Efficient | Efficient | Efficient | Efficient | Efficient | Efficient | Efficient | Efficient | Efficient | Efficient | Efficient | 357.4022 | 357.4022 | 357.4022 | 357.4022 | 357.4022 | 357.4022 | 357.4022 | 357.4022 | 357.4022 | 357.4022 | 357.4022 | 357.4022 | 357.4022 | 357.4022 | 357.4022 | 357.4022 | 357.4022 | 357.4022 | 357.4022 | 357.4022 | 357.4022 | 357.4022 | 357.4022 | 357.4022 | 357.4022 | 357.4022 | 357.4022 | 357.4022 | 395.6034 | 395.6034 | 395.6034 | 395.6034 | 395.6034 | 395.6034 | 395.6034 | 395.6034 | 395.6034 | 395.6034 | 395.6034 | 395.6034 | 395.6034 | 395.6034 | 395.6034 | 395.6034 | 395.6034 | 395.6034 | 395.6034 | 395.6034 | 395.6034 | 395.6034 | 395.6034 | 395.6034 | 395.6034 | 395.6034 | 395.6034 | 395.6034 | 0 | 0 | 0 | 10.4523 | 30.2338 | 73.1492 | 152.9146 | 282.773 | 471.0476 | 717.3077 | 878.9897 | 1059.2657 | 1256.3528 | 1453.4007 | 1642.0359 | 2064.5391 | 2213.307 | 2264.3288 | 2213.7843 | 1997.8236 | 1807.6269 | 1573.87 | 1322.3154 | 1070.0486 | 791.4021 | 324.4749 | 134.6159 | 13.492 | 0 | 0 | 0 | 10.4523 | 40.686 | 113.8353 | 266.7498 | 549.5229 | 1020.5705 | 1737.8782 | 2616.8679 | 3676.1336 | 4930.3959 | 6386.5297 | 8037.9943 | 10128.4556 | 12400.3409 | 14775.0243 | 17173.2742 | 19472.092 | 21592.8946 | 23488.0669 | 25134.2388 | 26523.1338 | 27600.8786 | 28433.7978 | 29070.1543 | 29547.8022 | 0 | 0 | 0 | 0.026398475920015967 | 0.07635918986926919 | 0.18474758315216175 | 0.38620484949414907 | 0.7141786966763637 | 1.189689765498631 | 1.811650487698413 | 2.219998480456711 | 2.675308229935027 | 3.1730762592562183 | 3.6707455175660244 | 4.147167304808239 | 5.214252130497617 | 5.589983962420697 | 5.718846043497862 | 5.5911894644803715 | 5.045753714178693 | 4.565388108861233 | 3.9750057230788203 | 3.339673244514605 | 2.7025417453771805 | 1.998785040298359 | 0.8195020366262246 | 0.33998927367680815 | 0.03407574440841558 | 0 | 0 | 0 | 0.026398475920015967 | 0.10275766578928516 | 0.2875052489414469 | 0.673710098435596 | 1.3878887951119596 | 2.5775785606105908 | 4.389229048309004 | 6.609227528765715 | 9.284535758700741 | 12.45761201795696 | 16.128357535522984 | 20.275524840331226 | 25.489776970828842 | 31.07976093324954 | 36.7986069767474 | 42.38979644122777 | 47.43555015540646 | 52.000938264267695 | 55.97594398734651 | 59.31561723186111 | 62.01815897723829 | 64.01694401753666 | 64.83644605416288 | 65.17643532783968 | 65.21051107224811 | Efficient | Efficient | Efficient | Efficient | Efficient | Efficient | Efficient | Efficient | Efficient | Efficient | Efficient | Efficient | Efficient | Efficient | Efficient | Efficient | Efficient | Efficient | Efficient | Efficient | Efficient | Efficient | Efficient | Efficient | Efficient | Efficient | Efficient | Efficient | 357.4022 | 357.4022 | 357.4022 | 357.4022 | 357.4022 | 357.4022 | 357.4022 | 357.4022 | 357.4022 | 357.4022 | 357.4022 | 357.4022 | 357.4022 | 357.4022 | 357.4022 | 357.4022 | 357.4022 | 357.4022 | 357.4022 | 357.4022 | 357.4022 | 357.4022 | 357.4022 | 357.4022 | 357.4022 | 357.4022 | 357.4022 | 357.4022 | 395.6034 | 395.6034 | 395.6034 | 395.6034 | 395.6034 | 395.6034 | 395.6034 | 395.6034 | 395.6034 | 395.6034 | 395.6034 | 395.6034 | 395.6034 | 395.6034 | 395.6034 | 395.6034 | 395.6034 | 395.6034 | 395.6034 | 395.6034 | 395.6034 | 395.6034 | 395.6034 | 395.6034 | 395.6034 | 395.6034 | 395.6034 | 395.6034 | 0 | 0 | 0 | 10.4523 | 30.2338 | 73.1492 | 152.9146 | 282.773 | 471.0476 | 717.3077 | 878.9897 | 1059.2657 | 1256.3528 | 1453.4007 | 1642.0359 | 2064.5391 | 2213.307 | 2264.3288 | 2213.7843 | 1997.8236 | 1807.6269 | 1573.87 | 1322.3154 | 1070.0486 | 791.4021 | 324.4749 | 134.6159 | 13.492 | 0 | 0 | 0 | 10.4523 | 40.686 | 113.8353 | 266.7498 | 549.5229 | 1020.5705 | 1737.8782 | 2616.8679 | 3676.1336 | 4930.3959 | 6386.5297 | 8037.9943 | 10128.4556 | 12400.3409 | 14775.0243 | 17173.2742 | 19472.092 | 21592.8946 | 23488.0669 | 25134.2388 | 26523.1338 | 27600.8786 | 28433.7978 | 29070.1543 | 29547.8022 | 0 | 0 | 0 | 0.026398 | 0.076359 | 0.18474758315216175 | 0.38620484949414907 | 0.7141786966763637 | 1.189689765498631 | 1.811650487698413 | 2.219998480456711 | 2.675308229935027 | 3.1730762592562183 | 3.6707455175660235 | 4.147167304808238 | 5.214252130497617 | 5.589983962420699 | 5.718846043497865 | 5.5911894644803715 | 5.045753714178693 | 4.565388108861235 | 3.9750057230788203 | 3.339673244514607 | 2.70254174537718 | 1.9987850402983556 | 0.8195020366262246 | 0.3399892736768101 | 0.03407574440841657 | 0 | 0
Commercial Food Prep Other_Restaurant_New_Efficient | Commercial Food Prep Other_Restaurant_New | Commercial Food Prep Other_Commercial_New_Standard_Efficient | Commercial | Restaurant | New | Food Preparation | Natural Gas | Commercial Food Prep Other | EQ | Standard | 12 | 8 | 10 | 396.0402 | 0 | 0 | 0.068944 | 1 | LO3Slow | 0.996 | n/a | A | WCE55 | 0.027799999999974713 | 0.01667999999998483 | 1 units | 0.0321 | 137.53295450234918 | 137.533 | 6.017100578607842 | 6.0171 | AEG Estimate | AEG Estimate | AEG Estimate | 0 | 0 | 357.2754 | Standard | Standard | Standard | Standard | Standard | Standard | Standard | Standard | Standard | Standard | Standard | Standard | Standard | Standard | Standard | Standard | Standard | Standard | Standard | Standard | Standard | Standard | Standard | Standard | Standard | Standard | Standard | Standard | 0 | 0 | 0 | 0 | 0 | 0 | 0 | 0 | 0 | 0 | 0 | 0 | 0 | 0 | 0 | 0 | 0 | 0 | 0 | 0 | 0 | 0 | 0 | 0 | 0 | 0 | 0 | 0 | 0 | 0 | 0 | 0 | 0 | 0 | 0 | 0 | 0 | 0 | 0 | 0 | 0 | 0 | 0 | 0 | 0 | 0 | 0 | 0 | 0 | 0 | 0 | 0 | 0 | 0 | 0 | 0 | 0 | 0 | 0 | 0 | 0 | 0 | 0 | 0 | 0 | 0 | 0 | 0 | 0 | 0 | 0 | 0 | 0 | 0 | 0 | 0 | 0 | 0 | 0 | 0 | 0 | 0 | 0 | 0 | 0 | 0 | 0 | 0 | 0 | 0 | 0 | 0 | 0 | 0 | 0 | 0 | 0 | 0 | 0 | 0 | 0 | 0 | 0 | 0 | 0 | 0 | 0 | 0 | 0 | 0 | 0 | 0 | Efficient | Efficient | Efficient | Efficient | Efficient | Efficient | Efficient | Efficient | Efficient | Efficient | Efficient | Efficient | Efficient | Efficient | Efficient | Efficient | Efficient | Efficient | Efficient | Efficient | Efficient | Efficient | Efficient | Efficient | Efficient | Efficient | Efficient | Efficient | 357.2754 | 357.2754 | 357.2754 | 357.2754 | 357.2754 | 357.2754 | 357.2754 | 357.2754 | 357.2754 | 357.2754 | 357.2754 | 357.2754 | 357.2754 | 357.2754 | 357.2754 | 357.2754 | 357.2754 | 357.2754 | 357.2754 | 357.2754 | 357.2754 | 357.2754 | 357.2754 | 357.2754 | 357.2754 | 357.2754 | 357.2754 | 357.2754 | 396.0402 | 396.0402 | 396.0402 | 396.0402 | 396.0402 | 396.0402 | 396.0402 | 396.0402 | 396.0402 | 396.0402 | 396.0402 | 396.0402 | 396.0402 | 396.0402 | 396.0402 | 396.0402 | 396.0402 | 396.0402 | 396.0402 | 396.0402 | 396.0402 | 396.0402 | 396.0402 | 396.0402 | 396.0402 | 396.0402 | 396.0402 | 396.0402 | 0 | 0 | 0 | 0 | 0 | 0 | 0 | 0 | 0 | 0 | 0 | 0 | 0 | 0 | 0 | 0 | 0 | 0 | 0 | 0 | 0 | 0 | 0 | 0 | 0 | 0 | 0 | 0 | 0 | 0 | 0 | 0 | 0 | 0 | 0 | 0 | 0 | 0 | 0 | 0 | 0 | 0 | 0 | 0 | 0 | 0 | 0 | 0 | 0 | 0 | 0 | 0 | 0 | 0 | 0 | 0 | 0 | 0 | 0 | 0 | 0 | 0 | 0 | 0 | 0 | 0 | 0 | 0 | 0 | 0 | 0 | 0 | 0 | 0 | 0 | 0 | 0 | 0 | 0 | 0 | 0 | 0 | 0 | 0 | 0 | 0 | 0 | 0 | 0 | 0 | 0 | 0 | 0 | 0 | 0 | 0 | 0 | 0 | 0 | 0 | 0 | 0 | 0 | 0 | 0 | 0 | 0 | 0 | 0 | 0 | 0 | 0 | Efficient | Efficient | Efficient | Efficient | Efficient | Efficient | Efficient | Efficient | Efficient | Efficient | Efficient | Efficient | Efficient | Efficient | Efficient | Efficient | Efficient | Efficient | Efficient | Efficient | Efficient | Efficient | Efficient | Efficient | Efficient | Efficient | Efficient | Efficient | 357.2754 | 357.2754 | 357.2754 | 357.2754 | 357.2754 | 357.2754 | 357.2754 | 357.2754 | 357.2754 | 357.2754 | 357.2754 | 357.2754 | 357.2754 | 357.2754 | 357.2754 | 357.2754 | 357.2754 | 357.2754 | 357.2754 | 357.2754 | 357.2754 | 357.2754 | 357.2754 | 357.2754 | 357.2754 | 357.2754 | 357.2754 | 357.2754 | 396.0402 | 396.0402 | 396.0402 | 396.0402 | 396.0402 | 396.0402 | 396.0402 | 396.0402 | 396.0402 | 396.0402 | 396.0402 | 396.0402 | 396.0402 | 396.0402 | 396.0402 | 396.0402 | 396.0402 | 396.0402 | 396.0402 | 396.0402 | 396.0402 | 396.0402 | 396.0402 | 396.0402 | 396.0402 | 396.0402 | 396.0402 | 396.0402 | 0 | 0 | 0 | 0 | 0 | 0 | 0 | 0 | 0 | 0 | 0 | 0 | 0 | 0 | 0 | 0 | 0 | 0 | 0 | 0 | 0 | 0 | 0 | 0 | 0 | 0 | 0 | 0 | 0 | 0 | 0 | 0 | 0 | 0 | 0 | 0 | 0 | 0 | 0 | 0 | 0 | 0 | 0 | 0 | 0 | 0 | 0 | 0 | 0 | 0 | 0 | 0 | 0 | 0 | 0 | 0 | 0 | 0 | 0 | 0 | 0 | 0 | 0 | 0 | 0 | 0 | 0 | 0 | 0 | 0 | 0 | 0 | 0 | 0 | 0 | 0 | 0 | 0 | 0 | 0 | 0 | 0 | 0 | 0 | 0 | 0
Commercial Food Prep Other_Restaurant_Existing_Efficient | Commercial Food Prep Other_Restaurant_Existing | Commercial Food Prep Other_Commercial_Existing_Standard_Efficient | Commercial | Restaurant | Existing | Food Preparation | Natural Gas | Commercial Food Prep Other | EQ | Standard | 12 | 8 | 10 | 396.0402 | 0 | 0 | 0.068944 | 1 | LO3Slow | 0.996 | n/a | A | WCE41 | 0.027799999999974713 | 0.01667999999998483 | 1 units | 0.0321 | 137.53295450234918 | 137.533 | 6.017100578607842 | 6.0171 | AEG Estimate | AEG Estimate | AEG Estimate | 0 | 0 | 357.2754 | Standard | Standard | Standard | Standard | Standard | Standard | Standard | Standard | Standard | Standard | Standard | Standard | Standard | Standard | Standard | Standard | Standard | Standard | Standard | Standard | Standard | Standard | Standard | Standard | Standard | Standard | Standard | Standard | 0 | 0 | 0 | 3546.8461 | 3989.0503 | 4342.8136 | 4625.8243 | 4852.2328 | 5033.3597 | 5178.2611 | 4603.2383 | 4281.4088 | 4134.4962 | 558.561 | 163.8381 | 508.418 | 406.7344 | 325.3876 | 260.31 | 70.0592 | 525.8893 | 708.1442 | 725.7089 | 651.3198 | 472.0006 | 0 | 0 | 0 | 0 | 0 | 0 | 3546.8461 | 7535.8963 | 11878.7099 | 16504.5342 | 21356.767 | 26390.1267 | 31568.3878 | 36171.6261 | 40453.0348 | 43878.1619 | 46618.2635 | 48810.3448 | 51167.7659 | 53234.8297 | 54103.5977 | 54798.6122 | 55354.6237 | 55799.433 | 56155.2804 | 56439.9583 | 56667.7006 | 56849.8945 | 56995.6496 | 57112.2536 | 57205.5369 | 0 | 0 | 0 | 8.958003971591523 | 10.074846025192544 | 10.96831966807336 | 11.683098582378012 | 12.254921713821735 | 12.712380218976712 | 13.078347023100697 | 11.626054757648287 | 10.81323408703668 | 10.44218806394765 | 1.410715684605101 | 0.4137936333794322 | 1.284073459109752 | 1.0272587672877993 | 0.8218070138302391 | 0.6574456110641927 | 0.1769433471010272 | 1.3281993596319115 | 1.7885068225461942 | 1.8328685973333134 | 1.6449896064428133 | 1.1920966733414495 | 0 | 0 | 0 | 0 | 0 | 0 | 8.958003971591523 | 19.032849996784066 | 30.00116966485743 | 41.684268247235444 | 53.939189961057174 | 66.65157018003389 | 79.72991720313458 | 91.35597196078287 | 102.16920604781954 | 112.6113941117672 | 114.02210979637229 | 114.43590342975173 | 115.71997688886148 | 116.74723565614929 | 117.56904266997952 | 118.22648828104371 | 118.40343162814473 | 119.73163098777665 | 121.52013781032284 | 123.35300640765615 | 124.99799601409896 | 126.1900926874404 | 126.1900926874404 | 126.1900926874404 | 126.1900926874404 | Efficient | Efficient | Efficient | Efficient | Efficient | Efficient | Efficient | Efficient | Efficient | Efficient | Efficient | Efficient | Efficient | Efficient | Efficient | Efficient | Efficient | Efficient | Efficient | Efficient | Efficient | Efficient | Efficient | Efficient | Efficient | Efficient | Efficient | Efficient | 357.2754 | 357.2754 | 357.2754 | 357.2754 | 357.2754 | 357.2754 | 357.2754 | 357.2754 | 357.2754 | 357.2754 | 357.2754 | 357.2754 | 357.2754 | 357.2754 | 357.2754 | 357.2754 | 357.2754 | 357.2754 | 357.2754 | 357.2754 | 357.2754 | 357.2754 | 357.2754 | 357.2754 | 357.2754 | 357.2754 | 357.2754 | 357.2754 | 396.0402 | 396.0402 | 396.0402 | 396.0402 | 396.0402 | 396.0402 | 396.0402 | 396.0402 | 396.0402 | 396.0402 | 396.0402 | 396.0402 | 396.0402 | 396.0402 | 396.0402 | 396.0402 | 396.0402 | 396.0402 | 396.0402 | 396.0402 | 396.0402 | 396.0402 | 396.0402 | 396.0402 | 396.0402 | 396.0402 | 396.0402 | 396.0402 | 0 | 0 | 0 | 16.6781 | 48.2425 | 116.7205 | 243.998 | 451.2065 | 751.6267 | 1144.5714 | 1402.5591 | 1690.2164 | 2004.6982 | 2319.1175 | 2620.1131 | 3294.28 | 3531.6613 | 3613.0743 | 3532.4229 | 3187.8255 | 2884.3382 | 2511.3442 | 2109.9515 | 1707.4221 | 1262.8 | 517.7481 | 214.7997 | 21.5285 | 0 | 0 | 0 | 16.6781 | 64.9206 | 181.6412 | 425.6391 | 876.8457 | 1628.4724 | 2773.0438 | 4175.6029 | 5865.8193 | 7867.1818 | 10190.6605 | 12825.8184 | 16161.4612 | 19786.593 | 23575.7544 | 27402.5198 | 31070.6263 | 34454.6831 | 37478.7132 | 40105.4259 | 42321.6149 | 44041.3175 | 45370.3642 | 46385.766 | 47147.9244 | 0 | 0 | 0 | 0.0421227046885845 | 0.12184247359083235 | 0.29479231720145127 | 0.6162474255646886 | 1.1395786039362545 | 1.898327419164882 | 2.89075849391703 | 3.542338606392086 | 4.268853204326376 | 5.063116318835095 | 5.857221829467092 | 6.6174238317347776 | 8.320116787433118 | 8.919652951799202 | 9.125271617180346 | 8.92157651009154 | 8.0512524388775 | 7.28475748679588 | 6.342714356540819 | 5.328946650605371 | 4.312308339087851 | 3.1893595768007983 | 1.307637697914458 | 0.5425035830010138 | 0.0543729313430163 | 0 | 0 | 0 | 0.0421227046885845 | 0.16396517827941687 | 0.45875749548086814 | 1.0750049210455568 | 2.214583524981811 | 4.112910944146694 | 7.003669438063723 | 10.546008044455808 | 14.814861248782185 | 19.87797756761728 | 25.735199397084372 | 32.352623228819155 | 40.67274001625227 | 49.59239296805147 | 58.717664585231816 | 67.63924109532336 | 75.69049353420085 | 82.97525102099674 | 89.31796537753756 | 94.64691202814294 | 98.95922036723078 | 102.14857994403158 | 103.45621764194604 | 103.99872122494706 | 104.05309415629009 | Efficient | Efficient | Efficient | Efficient | Efficient | Efficient | Efficient | Efficient | Efficient | Efficient | Efficient | Efficient | Efficient | Efficient | Efficient | Efficient | Efficient | Efficient | Efficient | Efficient | Efficient | Efficient | Efficient | Efficient | Efficient | Efficient | Efficient | Efficient | 357.2754 | 357.2754 | 357.2754 | 357.2754 | 357.2754 | 357.2754 | 357.2754 | 357.2754 | 357.2754 | 357.2754 | 357.2754 | 357.2754 | 357.2754 | 357.2754 | 357.2754 | 357.2754 | 357.2754 | 357.2754 | 357.2754 | 357.2754 | 357.2754 | 357.2754 | 357.2754 | 357.2754 | 357.2754 | 357.2754 | 357.2754 | 357.2754 | 396.0402 | 396.0402 | 396.0402 | 396.0402 | 396.0402 | 396.0402 | 396.0402 | 396.0402 | 396.0402 | 396.0402 | 396.0402 | 396.0402 | 396.0402 | 396.0402 | 396.0402 | 396.0402 | 396.0402 | 396.0402 | 396.0402 | 396.0402 | 396.0402 | 396.0402 | 396.0402 | 396.0402 | 396.0402 | 396.0402 | 396.0402 | 396.0402 | 0 | 0 | 0 | 16.6781 | 48.2425 | 116.7205 | 243.998 | 451.2065 | 751.6267 | 1144.5714 | 1402.5591 | 1690.2164 | 2004.6982 | 2319.1175 | 2620.1131 | 3294.28 | 3531.6613 | 3613.0743 | 3532.4229 | 3187.8255 | 2884.3382 | 2511.3442 | 2109.9515 | 1707.4221 | 1262.8 | 517.7481 | 214.7997 | 21.5285 | 0 | 0 | 0 | 16.6781 | 64.9206 | 181.6412 | 425.6391 | 876.8457 | 1628.4724 | 2773.0438 | 4175.6029 | 5865.8193 | 7867.1818 | 10190.6605 | 12825.8184 | 16161.4612 | 19786.593 | 23575.7544 | 27402.5198 | 31070.6263 | 34454.6831 | 37478.7132 | 40105.4259 | 42321.6149 | 44041.3175 | 45370.3642 | 46385.766 | 47147.9244 | 0 | 0 | 0 | 0.042123 | 0.12184 | 0.29479231720145127 | 0.6162474255646886 | 1.1395786039362545 | 1.898327419164882 | 2.89075849391703 | 3.542338606392086 | 4.268853204326376 | 5.063116318835095 | 5.857221829467092 | 6.6174238317347776 | 8.320116787433117 | 8.919652951799202 | 9.125271617180342 | 8.92157651009154 | 8.0512524388775 | 7.28475748679588 | 6.342714356540816 | 5.328946650605369 | 4.31230833908785 | 3.1893595768007983 | 1.3076376979144562 | 0.5425035830010138 | 0.0543729313430163 | 0 | 0
Commercial Food Prep Other_Healthcare_New_Efficient | Commercial Food Prep Other_Healthcare_New | Commercial Food Prep Other_Commercial_New_Standard_Efficient | Commercial | Healthcare | New | Food Preparation | Natural Gas | Commercial Food Prep Other | EQ | Standard | 12 | 8 | 10 | 395.4781 | 0 | 0 | 0.0035839 | 1 | LO3Slow | 0.996 | n/a | A | WCE167 | 0.027799999999974713 | 0.01667999999998483 | 1 units | 0.0321 | 137.53295450234904 | 137.533 | 6.0171005786078355 | 6.0171 | AEG Estimate | AEG Estimate | AEG Estimate | 0 | 0 | 357.5122 | Standard | Standard | Standard | Standard | Standard | Standard | Standard | Standard | Standard | Standard | Standard | Standard | Standard | Standard | Standard | Standard | Standard | Standard | Standard | Standard | Standard | Standard | Standard | Standard | Standard | Standard | Standard | Standard | 0 | 0 | 0 | 0 | 0 | 0 | 0 | 0 | 0 | 0 | 0 | 0 | 0 | 0 | 0 | 0 | 0 | 0 | 0 | 0 | 0 | 0 | 0 | 0 | 0 | 0 | 0 | 0 | 0 | 0 | 0 | 0 | 0 | 0 | 0 | 0 | 0 | 0 | 0 | 0 | 0 | 0 | 0 | 0 | 0 | 0 | 0 | 0 | 0 | 0 | 0 | 0 | 0 | 0 | 0 | 0 | 0 | 0 | 0 | 0 | 0 | 0 | 0 | 0 | 0 | 0 | 0 | 0 | 0 | 0 | 0 | 0 | 0 | 0 | 0 | 0 | 0 | 0 | 0 | 0 | 0 | 0 | 0 | 0 | 0 | 0 | 0 | 0 | 0 | 0 | 0 | 0 | 0 | 0 | 0 | 0 | 0 | 0 | 0 | 0 | 0 | 0 | 0 | 0 | 0 | 0 | 0 | 0 | 0 | 0 | 0 | 0 | Efficient | Efficient | Efficient | Efficient | Efficient | Efficient | Efficient | Efficient | Efficient | Efficient | Efficient | Efficient | Efficient | Efficient | Efficient | Efficient | Efficient | Efficient | Efficient | Efficient | Efficient | Efficient | Efficient | Efficient | Efficient | Efficient | Efficient | Efficient | 357.5122 | 357.5122 | 357.5122 | 357.5122 | 357.5122 | 357.5122 | 357.5122 | 357.5122 | 357.5122 | 357.5122 | 357.5122 | 357.5122 | 357.5122 | 357.5122 | 357.5122 | 357.5122 | 357.5122 | 357.5122 | 357.5122 | 357.5122 | 357.5122 | 357.5122 | 357.5122 | 357.5122 | 357.5122 | 357.5122 | 357.5122 | 357.5122 | 395.4781 | 395.4781 | 395.4781 | 395.4781 | 395.4781 | 395.4781 | 395.4781 | 395.4781 | 395.4781 | 395.4781 | 395.4781 | 395.4781 | 395.4781 | 395.4781 | 395.4781 | 395.4781 | 395.4781 | 395.4781 | 395.4781 | 395.4781 | 395.4781 | 395.4781 | 395.4781 | 395.4781 | 395.4781 | 395.4781 | 395.4781 | 395.4781 | 0 | 0 | 0 | 0 | 0 | 0 | 0 | 0 | 0 | 0 | 0 | 0 | 0 | 0 | 0 | 0 | 0 | 0 | 0 | 0 | 0 | 0 | 0 | 0 | 0 | 0 | 0 | 0 | 0 | 0 | 0 | 0 | 0 | 0 | 0 | 0 | 0 | 0 | 0 | 0 | 0 | 0 | 0 | 0 | 0 | 0 | 0 | 0 | 0 | 0 | 0 | 0 | 0 | 0 | 0 | 0 | 0 | 0 | 0 | 0 | 0 | 0 | 0 | 0 | 0 | 0 | 0 | 0 | 0 | 0 | 0 | 0 | 0 | 0 | 0 | 0 | 0 | 0 | 0 | 0 | 0 | 0 | 0 | 0 | 0 | 0 | 0 | 0 | 0 | 0 | 0 | 0 | 0 | 0 | 0 | 0 | 0 | 0 | 0 | 0 | 0 | 0 | 0 | 0 | 0 | 0 | 0 | 0 | 0 | 0 | 0 | 0 | Efficient | Efficient | Efficient | Efficient | Efficient | Efficient | Efficient | Efficient | Efficient | Efficient | Efficient | Efficient | Efficient | Efficient | Efficient | Efficient | Efficient | Efficient | Efficient | Efficient | Efficient | Efficient | Efficient | Efficient | Efficient | Efficient | Efficient | Efficient | 357.5122 | 357.5122 | 357.5122 | 357.5122 | 357.5122 | 357.5122 | 357.5122 | 357.5122 | 357.5122 | 357.5122 | 357.5122 | 357.5122 | 357.5122 | 357.5122 | 357.5122 | 357.5122 | 357.5122 | 357.5122 | 357.5122 | 357.5122 | 357.5122 | 357.5122 | 357.5122 | 357.5122 | 357.5122 | 357.5122 | 357.5122 | 357.5122 | 395.4781 | 395.4781 | 395.4781 | 395.4781 | 395.4781 | 395.4781 | 395.4781 | 395.4781 | 395.4781 | 395.4781 | 395.4781 | 395.4781 | 395.4781 | 395.4781 | 395.4781 | 395.4781 | 395.4781 | 395.4781 | 395.4781 | 395.4781 | 395.4781 | 395.4781 | 395.4781 | 395.4781 | 395.4781 | 395.4781 | 395.4781 | 395.4781 | 0 | 0 | 0 | 0 | 0 | 0 | 0 | 0 | 0 | 0 | 0 | 0 | 0 | 0 | 0 | 0 | 0 | 0 | 0 | 0 | 0 | 0 | 0 | 0 | 0 | 0 | 0 | 0 | 0 | 0 | 0 | 0 | 0 | 0 | 0 | 0 | 0 | 0 | 0 | 0 | 0 | 0 | 0 | 0 | 0 | 0 | 0 | 0 | 0 | 0 | 0 | 0 | 0 | 0 | 0 | 0 | 0 | 0 | 0 | 0 | 0 | 0 | 0 | 0 | 0 | 0 | 0 | 0 | 0 | 0 | 0 | 0 | 0 | 0 | 0 | 0 | 0 | 0 | 0 | 0 | 0 | 0 | 0 | 0 | 0 | 0
Commercial Food Prep Other_Healthcare_Existing_Efficient | Commercial Food Prep Other_Healthcare_Existing | Commercial Food Prep Other_Commercial_Existing_Standard_Efficient | Commercial | Healthcare | Existing | Food Preparation | Natural Gas | Commercial Food Prep Other | EQ | Standard | 12 | 8 | 10 | 395.4781 | 0 | 0 | 0.0035839 | 1 | LO3Slow | 0.996 | n/a | A | WCE153 | 0.027799999999974713 | 0.01667999999998483 | 1 units | 0.0321 | 137.53295450234904 | 137.533 | 6.0171005786078355 | 6.0171 | AEG Estimate | AEG Estimate | AEG Estimate | 0 | 0 | 357.5122 | Standard | Standard | Standard | Standard | Standard | Standard | Standard | Standard | Standard | Standard | Standard | Standard | Standard | Standard | Standard | Standard | Standard | Standard | Standard | Standard | Standard | Standard | Standard | Standard | Standard | Standard | Standard | Standard | 0 | 0 | 0 | 24.4404 | 27.4876 | 29.9253 | 31.8754 | 33.4355 | 34.6836 | 35.6821 | 31.7198 | 29.5021 | 28.4898 | 3.8489 | 1.129 | 3.5034 | 2.8027 | 2.2422 | 1.7937 | 0.48276 | 3.6238 | 4.8796 | 5.0007 | 4.4881 | 3.2524 | 0 | 0 | 0 | 0 | 0 | 0 | 24.4404 | 51.928 | 81.8533 | 113.7287 | 147.1642 | 181.8478 | 217.5299 | 249.2497 | 278.7519 | 302.3536 | 321.2349 | 336.34 | 352.5844 | 366.828 | 372.8145 | 377.6037 | 381.435 | 384.5001 | 386.9521 | 388.9138 | 390.4831 | 391.7386 | 392.7429 | 393.5464 | 394.1892 | 0 | 0 | 0 | 0.06172738865134141 | 0.06942327087280735 | 0.0755799766499801 | 0.08050534127171831 | 0.08444563296910886 | 0.08759786632702131 | 0.09011965301335126 | 0.0801122663913747 | 0.07451132028800156 | 0.07195453396066954 | 0.00972089269175566 | 0.0028513495316663264 | 0.008848232454317347 | 0.007078585963453889 | 0.005662868770763111 | 0.0045302950166104744 | 0.001219272819080289 | 0.009152293115571785 | 0.01232415793641026 | 0.012629843948855966 | 0.011335216314519307 | 0.008214443183847493 | 0 | 0 | 0 | 0 | 0 | 0 | 0.06172738865134141 | 0.13115065952414878 | 0.20673063617412887 | 0.28723597744584717 | 0.37168161041495607 | 0.45927947674197733 | 0.5493991297553287 | 0.6295113961467034 | 0.7040227164347049 | 0.7759772503953745 | 0.7856981430871302 | 0.7885494926187965 | 0.7973977250731138 | 0.8044763110365676 | 0.8101391798073307 | 0.8146694748239413 | 0.8158887476430216 | 0.8250410407585934 | 0.8373651986950037 | 0.8499950426438596 | 0.861330258958379 | 0.8695447021422265 | 0.8695447021422265 | 0.8695447021422265 | 0.8695447021422265 | Efficient | Efficient | Efficient | Efficient | Efficient | Efficient | Efficient | Efficient | Efficient | Efficient | Efficient | Efficient | Efficient | Efficient | Efficient | Efficient | Efficient | Efficient | Efficient | Efficient | Efficient | Efficient | Efficient | Efficient | Efficient | Efficient | Efficient | Efficient | 357.5122 | 357.5122 | 357.5122 | 357.5122 | 357.5122 | 357.5122 | 357.5122 | 357.5122 | 357.5122 | 357.5122 | 357.5122 | 357.5122 | 357.5122 | 357.5122 | 357.5122 | 357.5122 | 357.5122 | 357.5122 | 357.5122 | 357.5122 | 357.5122 | 357.5122 | 357.5122 | 357.5122 | 357.5122 | 357.5122 | 357.5122 | 357.5122 | 395.4781 | 395.4781 | 395.4781 | 395.4781 | 395.4781 | 395.4781 | 395.4781 | 395.4781 | 395.4781 | 395.4781 | 395.4781 | 395.4781 | 395.4781 | 395.4781 | 395.4781 | 395.4781 | 395.4781 | 395.4781 | 395.4781 | 395.4781 | 395.4781 | 395.4781 | 395.4781 | 395.4781 | 395.4781 | 395.4781 | 395.4781 | 395.4781 | 0 | 0 | 0 | 0.11492 | 0.33243 | 0.80429 | 1.6813 | 3.1092 | 5.1793 | 7.887 | 9.6647 | 11.6469 | 13.8139 | 15.9805 | 18.0546 | 22.7001 | 24.3358 | 24.8968 | 24.3411 | 21.9665 | 19.8753 | 17.3051 | 14.5392 | 11.7654 | 8.7016 | 3.5677 | 1.4801 | 0.14835 | 0 | 0 | 0 | 0.11492 | 0.44735 | 1.2516 | 2.933 | 6.0421 | 11.2214 | 19.1084 | 28.773 | 40.4199 | 54.2108 | 70.2213 | 88.3795 | 111.3646 | 136.3445 | 162.4547 | 188.824 | 214.1 | 237.4187 | 258.2565 | 276.3566 | 291.6278 | 303.4778 | 312.636 | 319.6328 | 324.8847 | 0 | 0 | 0 | 0.0002902571344692078 | 0.0008395863347943896 | 0.002031340909540874 | 0.004246408515094893 | 0.007852554163517381 | 0.013080904491882022 | 0.019919501444413908 | 0.024409378761702794 | 0.029415611075260865 | 0.034888681651718094 | 0.04036066621886096 | 0.04559903009951107 | 0.05733186591467754 | 0.061463121264164144 | 0.06287998860561689 | 0.06147637602835954 | 0.05547918822102907 | 0.050197461180442875 | 0.04370607508461272 | 0.03672045268648621 | 0.029715049655643797 | 0.021977087615767565 | 0.009010607792794958 | 0.0037382579443865417 | 0.0003746704149458873 | 0 | 0 | 0 | 0.0002902571344692078 | 0.0011298434692635973 | 0.0031611843788044713 | 0.007407592893899364 | 0.015260147057416747 | 0.02834105154929877 | 0.04826055299371268 | 0.07266993175541547 | 0.10208554283067633 | 0.13697422448239444 | 0.1773348907012554 | 0.2229339208007665 | 0.28026578671544405 | 0.3417289079796082 | 0.4046088965852251 | 0.4660852726135846 | 0.5215644608346137 | 0.5717619220150566 | 0.6154679970996694 | 0.6521884497861555 | 0.6819034994417993 | 0.703880587057567 | 0.7128911948503619 | 0.7166294527947484 | 0.7170041232096943 | Efficient | Efficient | Efficient | Efficient | Efficient | Efficient | Efficient | Efficient | Efficient | Efficient | Efficient | Efficient | Efficient | Efficient | Efficient | Efficient | Efficient | Efficient | Efficient | Efficient | Efficient | Efficient | Efficient | Efficient | Efficient | Efficient | Efficient | Efficient | 357.5122 | 357.5122 | 357.5122 | 357.5122 | 357.5122 | 357.5122 | 357.5122 | 357.5122 | 357.5122 | 357.5122 | 357.5122 | 357.5122 | 357.5122 | 357.5122 | 357.5122 | 357.5122 | 357.5122 | 357.5122 | 357.5122 | 357.5122 | 357.5122 | 357.5122 | 357.5122 | 357.5122 | 357.5122 | 357.5122 | 357.5122 | 357.5122 | 395.4781 | 395.4781 | 395.4781 | 395.4781 | 395.4781 | 395.4781 | 395.4781 | 395.4781 | 395.4781 | 395.4781 | 395.4781 | 395.4781 | 395.4781 | 395.4781 | 395.4781 | 395.4781 | 395.4781 | 395.4781 | 395.4781 | 395.4781 | 395.4781 | 395.4781 | 395.4781 | 395.4781 | 395.4781 | 395.4781 | 395.4781 | 395.4781 | 0 | 0 | 0 | 0.11492 | 0.33243 | 0.80429 | 1.6813 | 3.1092 | 5.1793 | 7.887 | 9.6647 | 11.6469 | 13.8139 | 15.9805 | 18.0546 | 22.7001 | 24.3358 | 24.8968 | 24.3411 | 21.9665 | 19.8753 | 17.3051 | 14.5392 | 11.7654 | 8.7016 | 3.5677 | 1.4801 | 0.14835 | 0 | 0 | 0 | 0.11492 | 0.44735 | 1.2516 | 2.933 | 6.0421 | 11.2214 | 19.1084 | 28.773 | 40.4199 | 54.2108 | 70.2213 | 88.3795 | 111.3646 | 136.3445 | 162.4547 | 188.824 | 214.1 | 237.4187 | 258.2565 | 276.3566 | 291.6278 | 303.4778 | 312.636 | 319.6328 | 324.8847 | 0 | 0 | 0 | 0.00029026 | 0.00083959 | 0.002031340909540874 | 0.004246408515094893 | 0.007852554163517381 | 0.013080904491882022 | 0.019919501444413908 | 0.024409378761702787 | 0.029415611075260865 | 0.034888681651718094 | 0.04036066621886095 | 0.04559903009951107 | 0.05733186591467754 | 0.061463121264164144 | 0.06287998860561689 | 0.06147637602835954 | 0.055479188221029055 | 0.05019746118044287 | 0.04370607508461273 | 0.03672045268648621 | 0.02971504965564379 | 0.021977087615767523 | 0.009010607792795017 | 0.0037382579443865417 | 0.00037467041494585856 | 0 | 0
Commercial Food Prep Other_Grocery_New_Efficient | Commercial Food Prep Other_Grocery_New | Commercial Food Prep Other_Commercial_New_Standard_Efficient | Commercial | Grocery | New | Food Preparation | Natural Gas | Commercial Food Prep Other | EQ | Standard | 12 | 8 | 10 | 394.7785 | 0 | 0 | 0.052294 | 1 | LO3Slow | 0.996 | n/a | A | WCE111 | 0.027799999999974713 | 0.01667999999998483 | 1 units | 0.0321 | 137.53295450234896 | 137.533 | 6.01710057860783 | 6.0171 | AEG Estimate | AEG Estimate | AEG Estimate | 0 | 0 | 358.0099 | Standard | Standard | Standard | Standard | Standard | Standard | Standard | Standard | Standard | Standard | Standard | Standard | Standard | Standard | Standard | Standard | Standard | Standard | Standard | Standard | Standard | Standard | Standard | Standard | Standard | Standard | Standard | Standard | 0 | 0 | 0 | 0 | 0 | 0 | 0 | 0 | 0 | 0 | 0 | 0 | 0 | 0 | 0 | 0 | 0 | 0 | 0 | 0 | 0 | 0 | 0 | 0 | 0 | 0 | 0 | 0 | 0 | 0 | 0 | 0 | 0 | 0 | 0 | 0 | 0 | 0 | 0 | 0 | 0 | 0 | 0 | 0 | 0 | 0 | 0 | 0 | 0 | 0 | 0 | 0 | 0 | 0 | 0 | 0 | 0 | 0 | 0 | 0 | 0 | 0 | 0 | 0 | 0 | 0 | 0 | 0 | 0 | 0 | 0 | 0 | 0 | 0 | 0 | 0 | 0 | 0 | 0 | 0 | 0 | 0 | 0 | 0 | 0 | 0 | 0 | 0 | 0 | 0 | 0 | 0 | 0 | 0 | 0 | 0 | 0 | 0 | 0 | 0 | 0 | 0 | 0 | 0 | 0 | 0 | 0 | 0 | 0 | 0 | 0 | 0 | Efficient | Efficient | Efficient | Efficient | Efficient | Efficient | Efficient | Efficient | Efficient | Efficient | Efficient | Efficient | Efficient | Efficient | Efficient | Efficient | Efficient | Efficient | Efficient | Efficient | Efficient | Efficient | Efficient | Efficient | Efficient | Efficient | Efficient | Efficient | 358.0099 | 358.0099 | 358.0099 | 358.0099 | 358.0099 | 358.0099 | 358.0099 | 358.0099 | 358.0099 | 358.0099 | 358.0099 | 358.0099 | 358.0099 | 358.0099 | 358.0099 | 358.0099 | 358.0099 | 358.0099 | 358.0099 | 358.0099 | 358.0099 | 358.0099 | 358.0099 | 358.0099 | 358.0099 | 358.0099 | 358.0099 | 358.0099 | 394.7785 | 394.7785 | 394.7785 | 394.7785 | 394.7785 | 394.7785 | 394.7785 | 394.7785 | 394.7785 | 394.7785 | 394.7785 | 394.7785 | 394.7785 | 394.7785 | 394.7785 | 394.7785 | 394.7785 | 394.7785 | 394.7785 | 394.7785 | 394.7785 | 394.7785 | 394.7785 | 394.7785 | 394.7785 | 394.7785 | 394.7785 | 394.7785 | 0 | 0 | 0 | 0 | 0 | 0 | 0 | 0 | 0 | 0 | 0 | 0 | 0 | 0 | 0 | 0 | 0 | 0 | 0 | 0 | 0 | 0 | 0 | 0 | 0 | 0 | 0 | 0 | 0 | 0 | 0 | 0 | 0 | 0 | 0 | 0 | 0 | 0 | 0 | 0 | 0 | 0 | 0 | 0 | 0 | 0 | 0 | 0 | 0 | 0 | 0 | 0 | 0 | 0 | 0 | 0 | 0 | 0 | 0 | 0 | 0 | 0 | 0 | 0 | 0 | 0 | 0 | 0 | 0 | 0 | 0 | 0 | 0 | 0 | 0 | 0 | 0 | 0 | 0 | 0 | 0 | 0 | 0 | 0 | 0 | 0 | 0 | 0 | 0 | 0 | 0 | 0 | 0 | 0 | 0 | 0 | 0 | 0 | 0 | 0 | 0 | 0 | 0 | 0 | 0 | 0 | 0 | 0 | 0 | 0 | 0 | 0 | Efficient | Efficient | Efficient | Efficient | Efficient | Efficient | Efficient | Efficient | Efficient | Efficient | Efficient | Efficient | Efficient | Efficient | Efficient | Efficient | Efficient | Efficient | Efficient | Efficient | Efficient | Efficient | Efficient | Efficient | Efficient | Efficient | Efficient | Efficient | 358.0099 | 358.0099 | 358.0099 | 358.0099 | 358.0099 | 358.0099 | 358.0099 | 358.0099 | 358.0099 | 358.0099 | 358.0099 | 358.0099 | 358.0099 | 358.0099 | 358.0099 | 358.0099 | 358.0099 | 358.0099 | 358.0099 | 358.0099 | 358.0099 | 358.0099 | 358.0099 | 358.0099 | 358.0099 | 358.0099 | 358.0099 | 358.0099 | 394.7785 | 394.7785 | 394.7785 | 394.7785 | 394.7785 | 394.7785 | 394.7785 | 394.7785 | 394.7785 | 394.7785 | 394.7785 | 394.7785 | 394.7785 | 394.7785 | 394.7785 | 394.7785 | 394.7785 | 394.7785 | 394.7785 | 394.7785 | 394.7785 | 394.7785 | 394.7785 | 394.7785 | 394.7785 | 394.7785 | 394.7785 | 394.7785 | 0 | 0 | 0 | 0 | 0 | 0 | 0 | 0 | 0 | 0 | 0 | 0 | 0 | 0 | 0 | 0 | 0 | 0 | 0 | 0 | 0 | 0 | 0 | 0 | 0 | 0 | 0 | 0 | 0 | 0 | 0 | 0 | 0 | 0 | 0 | 0 | 0 | 0 | 0 | 0 | 0 | 0 | 0 | 0 | 0 | 0 | 0 | 0 | 0 | 0 | 0 | 0 | 0 | 0 | 0 | 0 | 0 | 0 | 0 | 0 | 0 | 0 | 0 | 0 | 0 | 0 | 0 | 0 | 0 | 0 | 0 | 0 | 0 | 0 | 0 | 0 | 0 | 0 | 0 | 0 | 0 | 0 | 0 | 0 | 0 | 0
Commercial Food Prep Other_Grocery_Existing_Efficient | Commercial Food Prep Other_Grocery_Existing | Commercial Food Prep Other_Commercial_Existing_Standard_Efficient | Commercial | Grocery | Existing | Food Preparation | Natural Gas | Commercial Food Prep Other | EQ | Standard | 12 | 8 | 10 | 394.7785 | 0 | 0 | 0.052294 | 1 | LO3Slow | 0.996 | n/a | A | WCE97 | 0.027799999999974713 | 0.01667999999998483 | 1 units | 0.0321 | 137.53295450234896 | 137.533 | 6.01710057860783 | 6.0171 | AEG Estimate | AEG Estimate | AEG Estimate | 0 | 0 | 358.0099 | Standard | Standard | Standard | Standard | Standard | Standard | Standard | Standard | Standard | Standard | Standard | Standard | Standard | Standard | Standard | Standard | Standard | Standard | Standard | Standard | Standard | Standard | Standard | Standard | Standard | Standard | Standard | Standard | 0 | 0 | 0 | 997.8671 | 1122.2766 | 1221.8041 | 1301.4261 | 1365.1237 | 1416.0818 | 1456.8483 | 1295.0718 | 1204.5285 | 1163.1962 | 157.1451 | 46.0941 | 143.038 | 114.4304 | 91.5443 | 73.2354 | 19.7104 | 147.9533 | 199.2288 | 204.1704 | 183.2418 | 132.7923 | 0 | 0 | 0 | 0 | 0 | 0 | 997.8671 | 2120.1437 | 3341.9478 | 4643.3739 | 6008.4976 | 7424.5794 | 8881.4277 | 10176.4995 | 11381.028 | 12344.6508 | 13115.549 | 13732.2676 | 14395.5028 | 14977.0491 | 15221.4676 | 15417.0025 | 15573.4304 | 15698.5727 | 15798.6866 | 15878.7777 | 15942.8505 | 15994.1088 | 16035.1154 | 16067.9208 | 16094.165 | 0 | 0 | 0 | 2.520238456010448 | 2.8344500037727896 | 3.085819241982663 | 3.2869146325505607 | 3.4477909450048796 | 3.5764919949683347 | 3.6794528349390987 | 3.270865963537052 | 3.0421875750911465 | 2.937797751275006 | 0.39688974576411473 | 0.1164164060433936 | 0.36126031225857924 | 0.2890082498068642 | 0.23120659984549072 | 0.18496527987639197 | 0.04978111522538239 | 0.37367466167779273 | 0.5031772353877556 | 0.5156579455046486 | 0.4628002040456933 | 0.3353836288714496 | 0 | 0 | 0 | 0 | 0 | 0 | 2.520238456010448 | 5.354688459783238 | 8.4405077017659 | 11.727422334316463 | 15.175213279321342 | 18.751705274289677 | 22.431158109228775 | 25.702024072765827 | 28.74421164785697 | 31.682009399131978 | 32.07889914489609 | 32.19531555093948 | 32.55657586319806 | 32.845584113004925 | 33.07679071285042 | 33.26175599272681 | 33.3115371079522 | 33.68521176962999 | 34.18838900501775 | 34.7040469505224 | 35.16684715456809 | 35.502230783439536 | 35.502230783439536 | 35.502230783439536 | 35.502230783439536 | Efficient | Efficient | Efficient | Efficient | Efficient | Efficient | Efficient | Efficient | Efficient | Efficient | Efficient | Efficient | Efficient | Efficient | Efficient | Efficient | Efficient | Efficient | Efficient | Efficient | Efficient | Efficient | Efficient | Efficient | Efficient | Efficient | Efficient | Efficient | 358.0099 | 358.0099 | 358.0099 | 358.0099 | 358.0099 | 358.0099 | 358.0099 | 358.0099 | 358.0099 | 358.0099 | 358.0099 | 358.0099 | 358.0099 | 358.0099 | 358.0099 | 358.0099 | 358.0099 | 358.0099 | 358.0099 | 358.0099 | 358.0099 | 358.0099 | 358.0099 | 358.0099 | 358.0099 | 358.0099 | 358.0099 | 358.0099 | 394.7785 | 394.7785 | 394.7785 | 394.7785 | 394.7785 | 394.7785 | 394.7785 | 394.7785 | 394.7785 | 394.7785 | 394.7785 | 394.7785 | 394.7785 | 394.7785 | 394.7785 | 394.7785 | 394.7785 | 394.7785 | 394.7785 | 394.7785 | 394.7785 | 394.7785 | 394.7785 | 394.7785 | 394.7785 | 394.7785 | 394.7785 | 394.7785 | 0 | 0 | 0 | 4.6922 | 13.5725 | 32.8381 | 68.6462 | 126.9421 | 211.4621 | 322.0129 | 394.595 | 475.5243 | 564.0004 | 652.4589 | 737.1408 | 926.8104 | 993.5951 | 1016.4997 | 993.8093 | 896.8605 | 811.4777 | 706.5398 | 593.6122 | 480.3649 | 355.2753 | 145.6629 | 60.4316 | 6.0568 | 0 | 0 | 0 | 4.6922 | 18.2647 | 51.1028 | 119.749 | 246.6911 | 458.1533 | 780.1662 | 1174.7611 | 1650.2854 | 2213.3473 | 2867.0332 | 3608.4066 | 4546.854 | 5566.746 | 6632.7859 | 7709.4054 | 8741.3879 | 9693.456 | 10544.2345 | 11283.2319 | 11906.733 | 12390.5529 | 12764.4659 | 13050.1384 | 13264.5635 | 0 | 0 | 0 | 0.011850771730399366 | 0.03427907472388596 | 0.08293666052210198 | 0.17337461171605564 | 0.3206082326369625 | 0.5340740838082494 | 0.8132839354071177 | 0.9965990200888118 | 1.2009961195289969 | 1.4244535383606451 | 1.6478666170298895 | 1.8617413068075475 | 2.340775730027016 | 2.5094488074219523 | 2.5672974162650033 | 2.5099899799416443 | 2.265133625733588 | 2.0494884819381474 | 1.7844547387495446 | 1.4992420545330118 | 1.2132217561869278 | 0.8972921513530557 | 0.36788985841758676 | 0.1526275715816298 | 0.015297241770739203 | 0 | 0 | 0 | 0.011850771730399366 | 0.04612984645428532 | 0.1290665069763873 | 0.30244111869244295 | 0.6230493513294054 | 1.1571234351376547 | 1.9704073705447727 | 2.9670063906335846 | 4.168002510162581 | 5.592456048523227 | 7.2403226655531165 | 9.102063972360664 | 11.44283970238768 | 13.952288509809634 | 16.519585926074637 | 19.02957590601628 | 21.29470953174987 | 23.34419801368802 | 25.12865275243756 | 26.627894806970573 | 27.8411165631575 | 28.738408714510555 | 29.106298572928143 | 29.258926144509775 | 29.274223386280514 | Efficient | Efficient | Efficient | Efficient | Efficient | Efficient | Efficient | Efficient | Efficient | Efficient | Efficient | Efficient | Efficient | Efficient | Efficient | Efficient | Efficient | Efficient | Efficient | Efficient | Efficient | Efficient | Efficient | Efficient | Efficient | Efficient | Efficient | Efficient | 358.0099 | 358.0099 | 358.0099 | 358.0099 | 358.0099 | 358.0099 | 358.0099 | 358.0099 | 358.0099 | 358.0099 | 358.0099 | 358.0099 | 358.0099 | 358.0099 | 358.0099 | 358.0099 | 358.0099 | 358.0099 | 358.0099 | 358.0099 | 358.0099 | 358.0099 | 358.0099 | 358.0099 | 358.0099 | 358.0099 | 358.0099 | 358.0099 | 394.7785 | 394.7785 | 394.7785 | 394.7785 | 394.7785 | 394.7785 | 394.7785 | 394.7785 | 394.7785 | 394.7785 | 394.7785 | 394.7785 | 394.7785 | 394.7785 | 394.7785 | 394.7785 | 394.7785 | 394.7785 | 394.7785 | 394.7785 | 394.7785 | 394.7785 | 394.7785 | 394.7785 | 394.7785 | 394.7785 | 394.7785 | 394.7785 | 0 | 0 | 0 | 4.6922 | 13.5725 | 32.8381 | 68.6462 | 126.9421 | 211.4621 | 322.0129 | 394.595 | 475.5243 | 564.0004 | 652.4589 | 737.1408 | 926.8104 | 993.5951 | 1016.4997 | 993.8093 | 896.8605 | 811.4777 | 706.5398 | 593.6122 | 480.3649 | 355.2753 | 145.6629 | 60.4316 | 6.0568 | 0 | 0 | 0 | 4.6922 | 18.2647 | 51.1028 | 119.749 | 246.6911 | 458.1533 | 780.1662 | 1174.7611 | 1650.2854 | 2213.3473 | 2867.0332 | 3608.4066 | 4546.854 | 5566.746 | 6632.7859 | 7709.4054 | 8741.3879 | 9693.456 | 10544.2345 | 11283.2319 | 11906.733 | 12390.5529 | 12764.4659 | 13050.1384 | 13264.5635 | 0 | 0 | 0 | 0.011851 | 0.034279 | 0.08293666052210198 | 0.17337461171605564 | 0.3206082326369625 | 0.5340740838082494 | 0.8132839354071177 | 0.9965990200888115 | 1.2009961195289969 | 1.424453538360646 | 1.6478666170298901 | 1.8617413068075475 | 2.340775730027016 | 2.5094488074219523 | 2.5672974162650033 | 2.509989979941645 | 2.265133625733588 | 2.0494884819381456 | 1.7844547387495462 | 1.4992420545330114 | 1.2132217561869283 | 0.8972921513530565 | 0.36788985841758676 | 0.1526275715816298 | 0.015297241770739954 | 0 | 0
Commercial Food Prep Other_Miscellaneous_New_Efficient | Commercial Food Prep Other_Miscellaneous_New | Commercial Food Prep Other_Commercial_New_Standard_Efficient | Commercial | Miscellaneous | New | Food Preparation | Natural Gas | Commercial Food Prep Other | EQ | Standard | 12 | 8 | 10 | 403.7263 | 0 | 0 | 0.0051737 | 1 | LO3Slow | 0.996 | n/a | A | WCE251 | 0.027799999999974713 | 0.01667999999998483 | 1 units | 0.0321 | 137.53295450234913 | 137.533 | 6.017100578607836 | 6.0171 | AEG Estimate | AEG Estimate | AEG Estimate | 0 | 0 | 363.3537 | Standard | Standard | Standard | Standard | Standard | Standard | Standard | Standard | Standard | Standard | Standard | Standard | Standard | Standard | Standard | Standard | Standard | Standard | Standard | Standard | Standard | Standard | Standard | Standard | Standard | Standard | Standard | Standard | 0 | 0 | 0 | 0 | 0 | 0 | 0 | 0 | 0 | 0 | 0 | 0 | 0 | 0 | 0 | 0 | 0 | 0 | 0 | 0 | 0 | 0 | 0 | 0 | 0 | 0 | 0 | 0 | 0 | 0 | 0 | 0 | 0 | 0 | 0 | 0 | 0 | 0 | 0 | 0 | 0 | 0 | 0 | 0 | 0 | 0 | 0 | 0 | 0 | 0 | 0 | 0 | 0 | 0 | 0 | 0 | 0 | 0 | 0 | 0 | 0 | 0 | 0 | 0 | 0 | 0 | 0 | 0 | 0 | 0 | 0 | 0 | 0 | 0 | 0 | 0 | 0 | 0 | 0 | 0 | 0 | 0 | 0 | 0 | 0 | 0 | 0 | 0 | 0 | 0 | 0 | 0 | 0 | 0 | 0 | 0 | 0 | 0 | 0 | 0 | 0 | 0 | 0 | 0 | 0 | 0 | 0 | 0 | 0 | 0 | 0 | 0 | Efficient | Efficient | Efficient | Efficient | Efficient | Efficient | Efficient | Efficient | Efficient | Efficient | Efficient | Efficient | Efficient | Efficient | Efficient | Efficient | Efficient | Efficient | Efficient | Efficient | Efficient | Efficient | Efficient | Efficient | Efficient | Efficient | Efficient | Efficient | 363.3537 | 363.3537 | 363.3537 | 363.3537 | 363.3537 | 363.3537 | 363.3537 | 363.3537 | 363.3537 | 363.3537 | 363.3537 | 363.3537 | 363.3537 | 363.3537 | 363.3537 | 363.3537 | 363.3537 | 363.3537 | 363.3537 | 363.3537 | 363.3537 | 363.3537 | 363.3537 | 363.3537 | 363.3537 | 363.3537 | 363.3537 | 363.3537 | 403.7263 | 403.7263 | 403.7263 | 403.7263 | 403.7263 | 403.7263 | 403.7263 | 403.7263 | 403.7263 | 403.7263 | 403.7263 | 403.7263 | 403.7263 | 403.7263 | 403.7263 | 403.7263 | 403.7263 | 403.7263 | 403.7263 | 403.7263 | 403.7263 | 403.7263 | 403.7263 | 403.7263 | 403.7263 | 403.7263 | 403.7263 | 403.7263 | 0 | 0 | 0 | 0 | 0 | 0 | 0 | 0 | 0 | 0 | 0 | 0 | 0 | 0 | 0 | 0 | 0 | 0 | 0 | 0 | 0 | 0 | 0 | 0 | 0 | 0 | 0 | 0 | 0 | 0 | 0 | 0 | 0 | 0 | 0 | 0 | 0 | 0 | 0 | 0 | 0 | 0 | 0 | 0 | 0 | 0 | 0 | 0 | 0 | 0 | 0 | 0 | 0 | 0 | 0 | 0 | 0 | 0 | 0 | 0 | 0 | 0 | 0 | 0 | 0 | 0 | 0 | 0 | 0 | 0 | 0 | 0 | 0 | 0 | 0 | 0 | 0 | 0 | 0 | 0 | 0 | 0 | 0 | 0 | 0 | 0 | 0 | 0 | 0 | 0 | 0 | 0 | 0 | 0 | 0 | 0 | 0 | 0 | 0 | 0 | 0 | 0 | 0 | 0 | 0 | 0 | 0 | 0 | 0 | 0 | 0 | 0 | Efficient | Efficient | Efficient | Efficient | Efficient | Efficient | Efficient | Efficient | Efficient | Efficient | Efficient | Efficient | Efficient | Efficient | Efficient | Efficient | Efficient | Efficient | Efficient | Efficient | Efficient | Efficient | Efficient | Efficient | Efficient | Efficient | Efficient | Efficient | 363.3537 | 363.3537 | 363.3537 | 363.3537 | 363.3537 | 363.3537 | 363.3537 | 363.3537 | 363.3537 | 363.3537 | 363.3537 | 363.3537 | 363.3537 | 363.3537 | 363.3537 | 363.3537 | 363.3537 | 363.3537 | 363.3537 | 363.3537 | 363.3537 | 363.3537 | 363.3537 | 363.3537 | 363.3537 | 363.3537 | 363.3537 | 363.3537 | 403.7263 | 403.7263 | 403.7263 | 403.7263 | 403.7263 | 403.7263 | 403.7263 | 403.7263 | 403.7263 | 403.7263 | 403.7263 | 403.7263 | 403.7263 | 403.7263 | 403.7263 | 403.7263 | 403.7263 | 403.7263 | 403.7263 | 403.7263 | 403.7263 | 403.7263 | 403.7263 | 403.7263 | 403.7263 | 403.7263 | 403.7263 | 403.7263 | 0 | 0 | 0 | 0 | 0 | 0 | 0 | 0 | 0 | 0 | 0 | 0 | 0 | 0 | 0 | 0 | 0 | 0 | 0 | 0 | 0 | 0 | 0 | 0 | 0 | 0 | 0 | 0 | 0 | 0 | 0 | 0 | 0 | 0 | 0 | 0 | 0 | 0 | 0 | 0 | 0 | 0 | 0 | 0 | 0 | 0 | 0 | 0 | 0 | 0 | 0 | 0 | 0 | 0 | 0 | 0 | 0 | 0 | 0 | 0 | 0 | 0 | 0 | 0 | 0 | 0 | 0 | 0 | 0 | 0 | 0 | 0 | 0 | 0 | 0 | 0 | 0 | 0 | 0 | 0 | 0 | 0 | 0 | 0 | 0 | 0
Commercial Food Prep Other_Miscellaneous_Existing_Efficient | Commercial Food Prep Other_Miscellaneous_Existing | Commercial Food Prep Other_Commercial_Existing_Standard_Efficient | Commercial | Miscellaneous | Existing | Food Preparation | Natural Gas | Commercial Food Prep Other | EQ | Standard | 12 | 8 | 10 | 403.7263 | 0 | 0 | 0.0051737 | 1 | LO3Slow | 0.996 | n/a | A | WCE237 | 0.027799999999974713 | 0.01667999999998483 | 1 units | 0.0321 | 137.53295450234913 | 137.533 | 6.017100578607836 | 6.0171 | AEG Estimate | AEG Estimate | AEG Estimate | 0 | 0 | 363.3537 | Standard | Standard | Standard | Standard | Standard | Standard | Standard | Standard | Standard | Standard | Standard | Standard | Standard | Standard | Standard | Standard | Standard | Standard | Standard | Standard | Standard | Standard | Standard | Standard | Standard | Standard | Standard | Standard | 0 | 0 | 0 | 34.4587 | 38.7548 | 42.1918 | 44.9413 | 47.1409 | 48.9006 | 50.3084 | 44.7219 | 41.5952 | 40.1679 | 5.4266 | 1.5917 | 4.9394 | 3.9515 | 3.1612 | 2.529 | 0.68065 | 5.1092 | 6.8798 | 7.0505 | 6.3278 | 4.5856 | 0 | 0 | 0 | 0 | 0 | 0 | 34.4587 | 73.2135 | 115.4053 | 160.3466 | 207.4875 | 256.3881 | 306.6965 | 351.4183 | 393.0135 | 426.2897 | 452.9106 | 474.2073 | 497.1104 | 517.1925 | 525.6329 | 532.3852 | 537.787 | 542.1084 | 545.5656 | 548.3313 | 550.5439 | 552.314 | 553.73 | 554.8629 | 555.7692 | 0 | 0 | 0 | 0.08702972797359208 | 0.09788018756510486 | 0.10656055523831508 | 0.11350484937688325 | 0.11906028468773779 | 0.12350463293642142 | 0.12706011153536834 | 0.11295065130278713 | 0.10505385173906992 | 0.10144902698597436 | 0.013705531128208362 | 0.004020130763998507 | 0.012475163462623036 | 0.009980130770098418 | 0.00798410461607873 | 0.00638728369286301 | 0.001719058331942677 | 0.012903859981536474 | 0.01737588671971246 | 0.01780687482871456 | 0.01598157339761369 | 0.011581581067405798 | 0 | 0 | 0 | 0 | 0 | 0 | 0.08702972797359208 | 0.18490991553869696 | 0.29147047077701205 | 0.4049753201538953 | 0.524035604841633 | 0.6475402377780545 | 0.7746003493134228 | 0.8875510006162098 | 0.9926048523552797 | 1.094053879341254 | 1.1077594104694624 | 1.111779541233461 | 1.124254704696084 | 1.1342348354661824 | 1.142218940082261 | 1.1486062237751242 | 1.1503252821070669 | 1.1632291420886034 | 1.1806050288083159 | 1.1984119036370304 | 1.214393477034644 | 1.22597505810205 | 1.22597505810205 | 1.22597505810205 | 1.22597505810205 | Efficient | Efficient | Efficient | Efficient | Efficient | Efficient | Efficient | Efficient | Efficient | Efficient | Efficient | Efficient | Efficient | Efficient | Efficient | Efficient | Efficient | Efficient | Efficient | Efficient | Efficient | Efficient | Efficient | Efficient | Efficient | Efficient | Efficient | Efficient | 363.3537 | 363.3537 | 363.3537 | 363.3537 | 363.3537 | 363.3537 | 363.3537 | 363.3537 | 363.3537 | 363.3537 | 363.3537 | 363.3537 | 363.3537 | 363.3537 | 363.3537 | 363.3537 | 363.3537 | 363.3537 | 363.3537 | 363.3537 | 363.3537 | 363.3537 | 363.3537 | 363.3537 | 363.3537 | 363.3537 | 363.3537 | 363.3537 | 403.7263 | 403.7263 | 403.7263 | 403.7263 | 403.7263 | 403.7263 | 403.7263 | 403.7263 | 403.7263 | 403.7263 | 403.7263 | 403.7263 | 403.7263 | 403.7263 | 403.7263 | 403.7263 | 403.7263 | 403.7263 | 403.7263 | 403.7263 | 403.7263 | 403.7263 | 403.7263 | 403.7263 | 403.7263 | 403.7263 | 403.7263 | 403.7263 | 0 | 0 | 0 | 0.16203 | 0.46869 | 1.134 | 2.3705 | 4.3836 | 7.3023 | 11.1199 | 13.6263 | 16.421 | 19.4763 | 22.5309 | 25.4552 | 32.0049 | 34.3112 | 35.1021 | 34.3186 | 30.9707 | 28.0222 | 24.3985 | 20.4988 | 16.5881 | 12.2685 | 5.0301 | 2.0868 | 0.20916 | 0 | 0 | 0 | 0.16203 | 0.63072 | 1.7647 | 4.1352 | 8.5188 | 15.8211 | 26.941 | 40.5672 | 56.9882 | 76.4321 | 99.0054 | 124.6067 | 157.0135 | 192.2328 | 229.0456 | 266.2238 | 301.8606 | 334.7377 | 364.1171 | 389.6364 | 411.1673 | 427.8748 | 440.7869 | 450.6518 | 458.0564 | 0 | 0 | 0 | 0.0004092348632781589 | 0.0011837366187677416 | 0.0028639968519894557 | 0.005987030814163925 | 0.011071352080175258 | 0.01844282715420349 | 0.028084596318643133 | 0.03441489491211784 | 0.041473204779760305 | 0.04918971205240339 | 0.056904688155540215 | 0.0642902813827982 | 0.08083246033548863 | 0.08665713617405502 | 0.08865478392808188 | 0.08667582412680143 | 0.07822036156987096 | 0.07077363042481392 | 0.06162139543747855 | 0.05177233442391227 | 0.04189538460568361 | 0.030985596485466806 | 0.012704097196028623 | 0.005270586997171057 | 0.0005282495340386329 | 0 | 0 | 0 | 0.0004092348632781589 | 0.0015929714820459005 | 0.004456968334035356 | 0.010443999148199282 | 0.02151535122837454 | 0.03995817838257803 | 0.06804277470122116 | 0.10245766961333899 | 0.1439308743930993 | 0.1931205864455027 | 0.2500252746010429 | 0.31431555598384114 | 0.3951480163193297 | 0.4818051524933847 | 0.5704599364214666 | 0.657135760548268 | 0.735356122118139 | 0.8061297525429529 | 0.8677511479804316 | 0.9195234824043438 | 0.9614188670100274 | 0.9924044634954943 | 1.0051085606915229 | 1.010379147688694 | 1.0109073972227325 | Efficient | Efficient | Efficient | Efficient | Efficient | Efficient | Efficient | Efficient | Efficient | Efficient | Efficient | Efficient | Efficient | Efficient | Efficient | Efficient | Efficient | Efficient | Efficient | Efficient | Efficient | Efficient | Efficient | Efficient | Efficient | Efficient | Efficient | Efficient | 363.3537 | 363.3537 | 363.3537 | 363.3537 | 363.3537 | 363.3537 | 363.3537 | 363.3537 | 363.3537 | 363.3537 | 363.3537 | 363.3537 | 363.3537 | 363.3537 | 363.3537 | 363.3537 | 363.3537 | 363.3537 | 363.3537 | 363.3537 | 363.3537 | 363.3537 | 363.3537 | 363.3537 | 363.3537 | 363.3537 | 363.3537 | 363.3537 | 403.7263 | 403.7263 | 403.7263 | 403.7263 | 403.7263 | 403.7263 | 403.7263 | 403.7263 | 403.7263 | 403.7263 | 403.7263 | 403.7263 | 403.7263 | 403.7263 | 403.7263 | 403.7263 | 403.7263 | 403.7263 | 403.7263 | 403.7263 | 403.7263 | 403.7263 | 403.7263 | 403.7263 | 403.7263 | 403.7263 | 403.7263 | 403.7263 | 0 | 0 | 0 | 0.16203 | 0.46869 | 1.134 | 2.3705 | 4.3836 | 7.3023 | 11.1199 | 13.6263 | 16.421 | 19.4763 | 22.5309 | 25.4552 | 32.0049 | 34.3112 | 35.1021 | 34.3186 | 30.9707 | 28.0222 | 24.3985 | 20.4988 | 16.5881 | 12.2685 | 5.0301 | 2.0868 | 0.20916 | 0 | 0 | 0 | 0.16203 | 0.63072 | 1.7647 | 4.1352 | 8.5188 | 15.8211 | 26.941 | 40.5672 | 56.9882 | 76.4321 | 99.0054 | 124.6067 | 157.0135 | 192.2328 | 229.0456 | 266.2238 | 301.8606 | 334.7377 | 364.1171 | 389.6364 | 411.1673 | 427.8748 | 440.7869 | 450.6518 | 458.0564 | 0 | 0 | 0 | 0.00040923 | 0.0011837 | 0.0028639968519894557 | 0.005987030814163925 | 0.011071352080175258 | 0.01844282715420349 | 0.028084596318643133 | 0.03441489491211784 | 0.041473204779760305 | 0.04918971205240339 | 0.056904688155540194 | 0.0642902813827982 | 0.08083246033548862 | 0.08665713617405502 | 0.08865478392808188 | 0.08667582412680143 | 0.07822036156987096 | 0.07077363042481392 | 0.06162139543747855 | 0.051772334423912256 | 0.041895384605683636 | 0.030985596485466806 | 0.012704097196028642 | 0.005270586997171093 | 0.0005282495340386329 | 0 | 0
Commercial Food Prep Other_Warehouse_New_Efficient | Commercial Food Prep Other_Warehouse_New | Commercial Food Prep Other_Commercial_New_Standard_Efficient | Commercial | Warehouse | New | Food Preparation | Natural Gas | Commercial Food Prep Other | EQ | Standard | 12 | 8 | 10 | 373.1813 | 0 | 0 | 0.0010488 | 1 | LO3Slow | 0.996 | n/a | A | WCE223 | 0.027799999999974713 | 0.01667999999998483 | 1 units | 0.0321 | 137.5329545023491 | 137.533 | 6.017100578607837 | 6.0171 | AEG Estimate | AEG Estimate | AEG Estimate | 0 | 0 | 373.1813 | Standard | Standard | Standard | Standard | Standard | Standard | Standard | Standard | Standard | Standard | Standard | Standard | Standard | Standard | Standard | Standard | Standard | Standard | Standard | Standard | Standard | Standard | Standard | Standard | Standard | Standard | Standard | Standard | 0 | 0 | 0 | 0 | 0 | 0 | 0 | 0 | 0 | 0 | 0 | 0 | 0 | 0 | 0 | 0 | 0 | 0 | 0 | 0 | 0 | 0 | 0 | 0 | 0 | 0 | 0 | 0 | 0 | 0 | 0 | 0 | 0 | 0 | 0 | 0 | 0 | 0 | 0 | 0 | 0 | 0 | 0 | 0 | 0 | 0 | 0 | 0 | 0 | 0 | 0 | 0 | 0 | 0 | 0 | 0 | 0 | 0 | 0 | 0 | 0 | 0 | 0 | 0 | 0 | 0 | 0 | 0 | 0 | 0 | 0 | 0 | 0 | 0 | 0 | 0 | 0 | 0 | 0 | 0 | 0 | 0 | 0 | 0 | 0 | 0 | 0 | 0 | 0 | 0 | 0 | 0 | 0 | 0 | 0 | 0 | 0 | 0 | 0 | 0 | 0 | 0 | 0 | 0 | 0 | 0 | 0 | 0 | 0 | 0 | 0 | 0 | Efficient | Efficient | Efficient | Efficient | Efficient | Efficient | Efficient | Efficient | Efficient | Efficient | Efficient | Efficient | Efficient | Efficient | Efficient | Efficient | Efficient | Efficient | Efficient | Efficient | Efficient | Efficient | Efficient | Efficient | Efficient | Efficient | Efficient | Efficient | 373.1813 | 373.1813 | 373.1813 | 373.1813 | 373.1813 | 373.1813 | 373.1813 | 373.1813 | 373.1813 | 373.1813 | 373.1813 | 373.1813 | 373.1813 | 373.1813 | 373.1813 | 373.1813 | 373.1813 | 373.1813 | 373.1813 | 373.1813 | 373.1813 | 373.1813 | 373.1813 | 373.1813 | 373.1813 | 373.1813 | 373.1813 | 373.1813 | 373.1813 | 373.1813 | 373.1813 | 373.1813 | 373.1813 | 373.1813 | 373.1813 | 373.1813 | 373.1813 | 373.1813 | 373.1813 | 373.1813 | 373.1813 | 373.1813 | 373.1813 | 373.1813 | 373.1813 | 373.1813 | 373.1813 | 373.1813 | 373.1813 | 373.1813 | 373.1813 | 373.1813 | 373.1813 | 373.1813 | 373.1813 | 373.1813 | 0 | 0 | 0 | 0 | 0 | 0 | 0 | 0 | 0 | 0 | 0 | 0 | 0 | 0 | 0 | 0 | 0 | 0 | 0 | 0 | 0 | 0 | 0 | 0 | 0 | 0 | 0 | 0 | 0 | 0 | 0 | 0 | 0 | 0 | 0 | 0 | 0 | 0 | 0 | 0 | 0 | 0 | 0 | 0 | 0 | 0 | 0 | 0 | 0 | 0 | 0 | 0 | 0 | 0 | 0 | 0 | 0 | 0 | 0 | 0 | 0 | 0 | 0 | 0 | 0 | 0 | 0 | 0 | 0 | 0 | 0 | 0 | 0 | 0 | 0 | 0 | 0 | 0 | 0 | 0 | 0 | 0 | 0 | 0 | 0 | 0 | 0 | 0 | 0 | 0 | 0 | 0 | 0 | 0 | 0 | 0 | 0 | 0 | 0 | 0 | 0 | 0 | 0 | 0 | 0 | 0 | 0 | 0 | 0 | 0 | 0 | 0 | Efficient | Efficient | Efficient | Efficient | Efficient | Efficient | Efficient | Efficient | Efficient | Efficient | Efficient | Efficient | Efficient | Efficient | Efficient | Efficient | Efficient | Efficient | Efficient | Efficient | Efficient | Efficient | Efficient | Efficient | Efficient | Efficient | Efficient | Efficient | 373.1813 | 373.1813 | 373.1813 | 373.1813 | 373.1813 | 373.1813 | 373.1813 | 373.1813 | 373.1813 | 373.1813 | 373.1813 | 373.1813 | 373.1813 | 373.1813 | 373.1813 | 373.1813 | 373.1813 | 373.1813 | 373.1813 | 373.1813 | 373.1813 | 373.1813 | 373.1813 | 373.1813 | 373.1813 | 373.1813 | 373.1813 | 373.1813 | 373.1813 | 373.1813 | 373.1813 | 373.1813 | 373.1813 | 373.1813 | 373.1813 | 373.1813 | 373.1813 | 373.1813 | 373.1813 | 373.1813 | 373.1813 | 373.1813 | 373.1813 | 373.1813 | 373.1813 | 373.1813 | 373.1813 | 373.1813 | 373.1813 | 373.1813 | 373.1813 | 373.1813 | 373.1813 | 373.1813 | 373.1813 | 373.1813 | 0 | 0 | 0 | 0 | 0 | 0 | 0 | 0 | 0 | 0 | 0 | 0 | 0 | 0 | 0 | 0 | 0 | 0 | 0 | 0 | 0 | 0 | 0 | 0 | 0 | 0 | 0 | 0 | 0 | 0 | 0 | 0 | 0 | 0 | 0 | 0 | 0 | 0 | 0 | 0 | 0 | 0 | 0 | 0 | 0 | 0 | 0 | 0 | 0 | 0 | 0 | 0 | 0 | 0 | 0 | 0 | 0 | 0 | 0 | 0 | 0 | 0 | 0 | 0 | 0 | 0 | 0 | 0 | 0 | 0 | 0 | 0 | 0 | 0 | 0 | 0 | 0 | 0 | 0 | 0 | 0 | 0 | 0 | 0 | 0 | 0
Commercial Food Prep Other_Warehouse_Existing_Efficient | Commercial Food Prep Other_Warehouse_Existing | Commercial Food Prep Other_Commercial_Existing_Standard_Efficient | Commercial | Warehouse | Existing | Food Preparation | Natural Gas | Commercial Food Prep Other | EQ | Standard | 12 | 8 | 10 | 373.1813 | 0 | 0 | 0.0010488 | 1 | LO3Slow | 0.996 | n/a | A | WCE209 | 0.027799999999974713 | 0.01667999999998483 | 1 units | 0.0321 | 137.5329545023491 | 137.533 | 6.017100578607837 | 6.0171 | AEG Estimate | AEG Estimate | AEG Estimate | 0 | 0 | 373.1813 | Standard | Standard | Standard | Standard | Standard | Standard | Standard | Standard | Standard | Standard | Standard | Standard | Standard | Standard | Standard | Standard | Standard | Standard | Standard | Standard | Standard | Standard | Standard | Standard | Standard | Standard | Standard | Standard | 0 | 0 | 0 | 0.79329 | 0.89219 | 0.97132 | 1.0346 | 1.0853 | 1.1258 | 1.1582 | 1.0296 | 0.95758 | 0.92472 | 0.12493 | 0.036644 | 0.11371 | 0.09097 | 0.072776 | 0.058221 | 0.015669 | 0.11762 | 0.15838 | 0.16231 | 0.14567 | 0.10557 | 0 | 0 | 0 | 0 | 0 | 0 | 0.79329 | 1.6855 | 2.6568 | 3.6914 | 4.7767 | 5.9024 | 7.0606 | 8.0902 | 9.0477 | 9.8138 | 10.4267 | 10.9169 | 11.4442 | 11.9065 | 12.1008 | 12.2563 | 12.3806 | 12.4801 | 12.5597 | 12.6234 | 12.6743 | 12.7151 | 12.7477 | 12.7738 | 12.7946 | 0 | 0 | 0 | 0.002003552147371444 | 0.0022533456618489224 | 0.0024531804734309057 | 0.0026130483226964917 | 0.00274094260210896 | 0.002843258025638936 | 0.002925110364462916 | 0.0026002898691510406 | 0.002418493946175751 | 0.00233550558641489 | 0.0003155214541302525 | 9.254931403861561E-05 | 0.0002871965835850064 | 0.00022975726686800496 | 0.00018380581349440397 | 0.00014704465079552436 | 3.9575247362206754E-05 | 0.0002970658070220859 | 0.00040001843002802917 | 0.00040994040923431584 | 0.00036791928970385013 | 0.00026662500455704554 | 0 | 0 | 0 | 0 | 0 | 0 | 0.002003552147371444 | 0.004256897809220367 | 0.006710078282651272 | 0.009323126605347763 | 0.012064069207456724 | 0.014907327233095659 | 0.017832437597558575 | 0.020432727466709617 | 0.022851221412885366 | 0.025186726999300253 | 0.025502248453430507 | 0.025594797767469122 | 0.02588199435105413 | 0.026111751617922133 | 0.026295557431416535 | 0.026442602082212063 | 0.026482177329574266 | 0.02677924313659635 | 0.02717926156662438 | 0.027589201975858697 | 0.02795712126556255 | 0.028223746270119594 | 0.028223746270119594 | 0.028223746270119594 | 0.028223746270119594 | Efficient | Efficient | Efficient | Efficient | Efficient | Efficient | Efficient | Efficient | Efficient | Efficient | Efficient | Efficient | Efficient | Efficient | Efficient | Efficient | Efficient | Efficient | Efficient | Efficient | Efficient | Efficient | Efficient | Efficient | Efficient | Efficient | Efficient | Efficient | 373.1813 | 373.1813 | 373.1813 | 373.1813 | 373.1813 | 373.1813 | 373.1813 | 373.1813 | 373.1813 | 373.1813 | 373.1813 | 373.1813 | 373.1813 | 373.1813 | 373.1813 | 373.1813 | 373.1813 | 373.1813 | 373.1813 | 373.1813 | 373.1813 | 373.1813 | 373.1813 | 373.1813 | 373.1813 | 373.1813 | 373.1813 | 373.1813 | 373.1813 | 373.1813 | 373.1813 | 373.1813 | 373.1813 | 373.1813 | 373.1813 | 373.1813 | 373.1813 | 373.1813 | 373.1813 | 373.1813 | 373.1813 | 373.1813 | 373.1813 | 373.1813 | 373.1813 | 373.1813 | 373.1813 | 373.1813 | 373.1813 | 373.1813 | 373.1813 | 373.1813 | 373.1813 | 373.1813 | 373.1813 | 373.1813 | 0 | 0 | 0 | 0.0037302 | 0.01079 | 0.026106 | 0.054573 | 0.10092 | 0.16811 | 0.256 | 0.3137 | 0.37803 | 0.44837 | 0.5187 | 0.58602 | 0.7368 | 0.78989 | 0.8081 | 0.79006 | 0.71299 | 0.64511 | 0.56169 | 0.47191 | 0.38188 | 0.28244 | 0.1158 | 0.048042 | 0.0048151 | 0 | 0 | 0 | 0.0037302 | 0.01452 | 0.040626 | 0.095199 | 0.19612 | 0.36423 | 0.62022 | 0.93392 | 1.312 | 1.7596 | 2.2792 | 2.8686 | 3.6147 | 4.4255 | 5.273 | 6.1289 | 6.9493 | 7.7062 | 8.3825 | 8.97 | 9.4657 | 9.8503 | 10.1476 | 10.3747 | 10.5451 | 0 | 0 | 0 | 9.421187543513961E-06 | 2.7251355366455552E-05 | 6.593341351830604E-05 | 0.0001378302417277111 | 0.000254878783963007 | 0.000424580965708833 | 0.0006465486515062028 | 0.0007922814216270878 | 0.0009547740804162688 | 0.001132419410078826 | 0.0013100294899707158 | 0.0014800566923374155 | 0.0018608819452087368 | 0.001994974536968225 | 0.002040963321955429 | 0.0019954047610850527 | 0.0018007475955691798 | 0.0016293129085493143 | 0.0014186150184250577 | 0.0011918751698377916 | 0.0009644932800104832 | 0.0007133339356740243 | 0.00029246697433366823 | 0.00012133665291122556 | 1.2161080046029684E-05 | 0 | 0 | 0 | 9.421187543513961E-06 | 3.6672542909969514E-05 | 0.00010260595642827556 | 0.00024043619815598664 | 0.0004953149821189936 | 0.0009198959478278266 | 0.0015664445993340294 | 0.002358726020961117 | 0.0033135001013773857 | 0.004445919511456212 | 0.005755949001426928 | 0.007236005693764343 | 0.009096887638973079 | 0.011091862175941304 | 0.013132825497896733 | 0.015128230258981785 | 0.016928977854550966 | 0.01855829076310028 | 0.01997690578152534 | 0.021168780951363132 | 0.022133274231373616 | 0.02284660816704764 | 0.023139075141381305 | 0.023260411794292533 | 0.023272572874338565 | Efficient | Efficient | Efficient | Efficient | Efficient | Efficient | Efficient | Efficient | Efficient | Efficient | Efficient | Efficient | Efficient | Efficient | Efficient | Efficient | Efficient | Efficient | Efficient | Efficient | Efficient | Efficient | Efficient | Efficient | Efficient | Efficient | Efficient | Efficient | 373.1813 | 373.1813 | 373.1813 | 373.1813 | 373.1813 | 373.1813 | 373.1813 | 373.1813 | 373.1813 | 373.1813 | 373.1813 | 373.1813 | 373.1813 | 373.1813 | 373.1813 | 373.1813 | 373.1813 | 373.1813 | 373.1813 | 373.1813 | 373.1813 | 373.1813 | 373.1813 | 373.1813 | 373.1813 | 373.1813 | 373.1813 | 373.1813 | 373.1813 | 373.1813 | 373.1813 | 373.1813 | 373.1813 | 373.1813 | 373.1813 | 373.1813 | 373.1813 | 373.1813 | 373.1813 | 373.1813 | 373.1813 | 373.1813 | 373.1813 | 373.1813 | 373.1813 | 373.1813 | 373.1813 | 373.1813 | 373.1813 | 373.1813 | 373.1813 | 373.1813 | 373.1813 | 373.1813 | 373.1813 | 373.1813 | 0 | 0 | 0 | 0.0037302 | 0.01079 | 0.026106 | 0.054573 | 0.10092 | 0.16811 | 0.256 | 0.3137 | 0.37803 | 0.44837 | 0.5187 | 0.58602 | 0.7368 | 0.78989 | 0.8081 | 0.79006 | 0.71299 | 0.64511 | 0.56169 | 0.47191 | 0.38188 | 0.28244 | 0.1158 | 0.048042 | 0.0048151 | 0 | 0 | 0 | 0.0037302 | 0.01452 | 0.040626 | 0.095199 | 0.19612 | 0.36423 | 0.62022 | 0.93392 | 1.312 | 1.7596 | 2.2792 | 2.8686 | 3.6147 | 4.4255 | 5.273 | 6.1289 | 6.9493 | 7.7062 | 8.3825 | 8.97 | 9.4657 | 9.8503 | 10.1476 | 10.3747 | 10.5451 | 0 | 0 | 0 | 9.4212e-06 | 2.7251e-05 | 6.593341351830604E-05 | 0.0001378302417277111 | 0.000254878783963007 | 0.000424580965708833 | 0.0006465486515062028 | 0.0007922814216270882 | 0.0009547740804162688 | 0.001132419410078826 | 0.0013100294899707158 | 0.0014800566923374161 | 0.0018608819452087357 | 0.0019949745369682264 | 0.002040963321955429 | 0.0019954047610850527 | 0.0018007475955691807 | 0.0016293129085493139 | 0.0014186150184250562 | 0.0011918751698377916 | 0.0009644932800104832 | 0.000713333935674024 | 0.00029246697433366894 | 0.0001213366529112252 | 1.2161080046030416E-05 | 0 | 0
Thermostat - Programmable_Lodging_Existing_Programmable Thermostat | Thermostat - Programmable_Lodging_Existing | Thermostat - Programmable_Commercial_Existing_Manual Thermostat_Programmable Thermostat | Commercial | Lodging | Existing | Space Heating | Natural Gas | Thermostat - Programmable | NEQ | Manual Thermostat | 16 | 16 | 16 | 630.2702 | 0 | 0 | 0.1 | 0.3 | Retro5Med | 8.35569166605469E-06 | TBD | A | WCM629 | 0.7 | 0.42 | perbldg | 0.0321 | 6.051350634522016 | 6.0514 | 4.772896275115954 | 4.7729 | IL TRM v13 - 5.3.11 - Programmable Thermostats - RS-HVC-PROG-V09-250101_x000D_ | IL TRM v13 - 5.3.11 - Programmable Thermostats - RS-HVC-PROG-V09-250101_x000D_ | IL TRM v13 - 5.3.11 - Programmable Thermostats - RS-HVC-PROG-V09-250101_x000D_ | 0 | 0 | 33.1655 | Manual Thermostat | Manual Thermostat | Manual Thermostat | Manual Thermostat | Manual Thermostat | Manual Thermostat | Manual Thermostat | Manual Thermostat | Manual Thermostat | Manual Thermostat | Manual Thermostat | Manual Thermostat | Manual Thermostat | Manual Thermostat | Manual Thermostat | Manual Thermostat | Manual Thermostat | Manual Thermostat | Manual Thermostat | Manual Thermostat | Manual Thermostat | Manual Thermostat | Manual Thermostat | Manual Thermostat | Manual Thermostat | Manual Thermostat | Manual Thermostat | Manual Thermostat | 0 | 0 | 0 | 838.1534 | 1014.5259 | 1222.8343 | 1397.0806 | 1567.1895 | 1800.6685 | 1940.0598 | 1945.2939 | 1798.4027 | 1515.7761 | 1149.6523 | 745.4469 | 423.9146 | 199.8301 | 82.7458 | 29.4381 | 9.0002 | 1.921 | 0.17338 | 0.11345 | 0 | 0 | 0 | 0 | 0 | 0 | 0 | 0 | 838.1534 | 1840.7944 | 3035.9779 | 4385.0708 | 5879.7298 | 7579.1063 | 9383.7206 | 11155.6578 | 12742.2704 | 14009.9131 | 14881.0417 | 15324.9543 | 15432.8539 | 15309.2979 | 15066.5173 | 14769.8483 | 14465.7013 | 14168.3304 | 13891.4636 | 13635.0126 | 13398.2861 | 13179.8588 | 12978.3101 | 12792.3308 | 12620.7139 | 0 | 0 | 0 | 1.7005225146949414E-05 | 2.0879704455619883E-05 | 2.5550647966399792E-05 | 2.966027641909781E-05 | 3.383130122391941E-05 | 3.9552857750569536E-05 | 4.3390099188794334E-05 | 4.4326051265533704E-05 | 4.177198370839718E-05 | 3.59065582070448E-05 | 2.7786010724912425E-05 | 1.8389371379840644E-05 | 1.0677699510875217E-05 | 5.141114579310288E-06 | 2.1750869374005065E-06 | 7.909407045092751E-07 | 2.4705429152343357E-07 | 5.384661788337775E-08 | 4.956642489758689E-09 | 3.3044283265057928E-09 | 0 | 0 | 0 | 0 | 0 | 0 | 0 | 0 | 1.7005225146949414E-05 | 3.78849296025693E-05 | 6.34355775689691E-05 | 9.309585398806691E-05 | 0.00012692715521198632 | 0.00016648001296255585 | 0.00020987011215135019 | 0.00025419616341688386 | 0.00029596814712528106 | 0.00033187470533232587 | 0.0003596607160572383 | 0.0003780500874370789 | 0.00038872778694795413 | 0.0003938689015272644 | 0.00039604398846466494 | 0.00039683492916917426 | 0.0003970819834606977 | 0.0003971358300785811 | 0.0003971407867210708 | 0.0003971440911493973 | 0.0003971440911493973 | 0.0003971440911493973 | 0.0003971440911493973 | 0.0003971440911493973 | 0.0003971440911493973 | Programmable Thermostat | Programmable Thermostat | Programmable Thermostat | Programmable Thermostat | Programmable Thermostat | Programmable Thermostat | Programmable Thermostat | Programmable Thermostat | Programmable Thermostat | Programmable Thermostat | Programmable Thermostat | Programmable Thermostat | Programmable Thermostat | Programmable Thermostat | Programmable Thermostat | Programmable Thermostat | Programmable Thermostat | Programmable Thermostat | Programmable Thermostat | Programmable Thermostat | Programmable Thermostat | Programmable Thermostat | Programmable Thermostat | Programmable Thermostat | Programmable Thermostat | Programmable Thermostat | Programmable Thermostat | Programmable Thermostat | 33.1655 | 33.1655 | 33.1655 | 33.1655 | 33.1655 | 33.1655 | 33.1655 | 33.1655 | 33.1655 | 33.1655 | 33.1655 | 33.1655 | 33.1655 | 33.1655 | 33.1655 | 33.1655 | 33.1655 | 33.1655 | 33.1655 | 33.1655 | 33.1655 | 33.1655 | 33.1655 | 33.1655 | 33.1655 | 33.1655 | 33.1655 | 33.1655 | 630.2702 | 630.2702 | 630.2702 | 630.2702 | 630.2702 | 630.2702 | 630.2702 | 630.2702 | 630.2702 | 630.2702 | 630.2702 | 630.2702 | 630.2702 | 630.2702 | 630.2702 | 630.2702 | 630.2702 | 630.2702 | 630.2702 | 630.2702 | 630.2702 | 630.2702 | 630.2702 | 630.2702 | 630.2702 | 630.2702 | 630.2702 | 630.2702 | 0 | 0 | 0 | 718.3329 | 877.2952 | 1067.455 | 1231.9112 | 1396.7713 | 1623.1248 | 1769.7683 | 1796.9676 | 1683.2768 | 1438.4068 | 1106.7107 | 728.3682 | 420.6563 | 201.5 | 84.8559 | 30.7209 | 9.5564 | 2.075 | 0.19033 | 0.12648 | 0 | 0 | 0 | 0 | 0 | 0 | 0 | 0 | 718.3329 | 1591.7977 | 2650.2117 | 3866.6472 | 5240.3604 | 6831.816 | 8560.0512 | 10305.052 | 11926.5661 | 13294.8088 | 14325.2072 | 14973.8479 | 15314.2351 | 15437.2307 | 15450.7227 | 15413.4392 | 15359.7465 | 15303.515 | 15250.1117 | 15201.0229 | 15156.0601 | 15115.0323 | 15077.6724 | 15043.6672 | 15012.7303 | 0 | 0 | 0 | 1.4454441374906998E-05 | 1.7747748787276898E-05 | 2.1718050771439825E-05 | 2.5211234956233143E-05 | 2.8756606040331496E-05 | 3.3619929087984096E-05 | 3.688158431047518E-05 | 3.7677143575703645E-05 | 3.5506186152137604E-05 | 3.052057447598809E-05 | 2.3618109116175564E-05 | 1.5630965672864546E-05 | 9.076044584243933E-06 | 4.369947392413745E-06 | 1.8488238967904302E-06 | 6.72299598832884E-07 | 2.0999614779491848E-07 | 4.576962520087109E-08 | 4.213146116294879E-09 | 2.8087640775299205E-09 | 0 | 0 | 0 | 0 | 0 | 0 | 0 | 0 | 1.4454441374906998E-05 | 3.22021901621839E-05 | 5.3920240933623725E-05 | 7.913147588985687E-05 | 0.00010788808193018835 | 0.00014150801101817245 | 0.00017838959532864764 | 0.00021606673890435128 | 0.00025157292505648886 | 0.000282093499532477 | 0.00030571160864865254 | 0.00032134257432151706 | 0.000330418618905761 | 0.0003347885662981748 | 0.0003366373901949652 | 0.0003373096897937981 | 0.000337519685941593 | 0.0003375654555667939 | 0.0003375696687129102 | 0.0003375724774769877 | 0.0003375724774769877 | 0.0003375724774769877 | 0.0003375724774769877 | 0.0003375724774769877 | 0.0003375724774769877 | Programmable Thermostat | Programmable Thermostat | Programmable Thermostat | Programmable Thermostat | Programmable Thermostat | Programmable Thermostat | Programmable Thermostat | Programmable Thermostat | Programmable Thermostat | Programmable Thermostat | Programmable Thermostat | Programmable Thermostat | Programmable Thermostat | Programmable Thermostat | Programmable Thermostat | Programmable Thermostat | Programmable Thermostat | Programmable Thermostat | Programmable Thermostat | Programmable Thermostat | Programmable Thermostat | Programmable Thermostat | Programmable Thermostat | Programmable Thermostat | Programmable Thermostat | Programmable Thermostat | Programmable Thermostat | Programmable Thermostat | 33.1655 | 33.1655 | 33.1655 | 33.1655 | 33.1655 | 33.1655 | 33.1655 | 33.1655 | 33.1655 | 33.1655 | 33.1655 | 33.1655 | 33.1655 | 33.1655 | 33.1655 | 33.1655 | 33.1655 | 33.1655 | 33.1655 | 33.1655 | 33.1655 | 33.1655 | 33.1655 | 33.1655 | 33.1655 | 33.1655 | 33.1655 | 33.1655 | 630.2702 | 630.2702 | 630.2702 | 630.2702 | 630.2702 | 630.2702 | 630.2702 | 630.2702 | 630.2702 | 630.2702 | 630.2702 | 630.2702 | 630.2702 | 630.2702 | 630.2702 | 630.2702 | 630.2702 | 630.2702 | 630.2702 | 630.2702 | 630.2702 | 630.2702 | 630.2702 | 630.2702 | 630.2702 | 630.2702 | 630.2702 | 630.2702 | 0 | 0 | 0 | 718.1473 | 876.711 | 1066.1819 | 1229.6768 | 1393.2622 | 1617.8195 | 1762.5654 | 1788.1457 | 1673.5436 | 1428.7897 | 1098.7524 | 722.7527 | 417.1897 | 199.7301 | 84.0638 | 30.4328 | 9.4665 | 2.0554 | 0.18853 | 0.12528 | 0 | 0 | 0 | 0 | 0 | 0 | 0 | 0 | 718.1473 | 1590.7377 | 2647.0509 | 3859.6342 | 5227.195 | 6809.4856 | 8525.2119 | 10254.4613 | 11857.6032 | 13205.9208 | 14222.1952 | 14858.4049 | 15188.0322 | 15301.6357 | 15306.4977 | 15268.9261 | 15215.1435 | 15158.8924 | 15105.4873 | 15056.3973 | 15011.768 | 14971.5693 | 14935.6422 | 14903.7387 | 14875.6092 | 0 | 0 | 0 | 1.4454e-05 | 1.7748e-05 | 2.1718050771439825E-05 | 2.5211234956233143E-05 | 2.8756606040331496E-05 | 3.3619929087984096E-05 | 3.688158431047518E-05 | 3.7677143575703645E-05 | 3.5506186152137604E-05 | 3.052057447598809E-05 | 2.3618109116175564E-05 | 1.5630965672864546E-05 | 9.076044584243933E-06 | 4.369947392413745E-06 | 1.8488238967904302E-06 | 6.72299598832884E-07 | 2.0999614779491848E-07 | 4.576962520087109E-08 | 4.213146116294879E-09 | 2.8087640775299205E-09 | 0 | 0 | 0 | 0 | 0 | 0 | 0
Commercial Laundry - Dryer Efficiency Retrofit_Miscellaneous_Existing_Commercial gas dryer retrofitted with a two-stage modulating gas valve kit | Commercial Laundry - Dryer Efficiency Retrofit_Miscellaneous_Existing | Commercial Laundry - Dryer Efficiency Retrofit_Commercial_Existing_Commercial gas dryer with no modulating capabilities_Commercial gas dryer retrofitted with a two-stage modulating gas valve kit | Commercial | Miscellaneous | Existing | Miscellaneous | Natural Gas | Commercial Laundry - Dryer Efficiency Retrofit | NEQ | Commercial gas dryer with no modulating capabilities | 10 | 10 | 10 | 18090.949 | 0 | 0 | 0.042 | 0.07 | Retro5Med | 8.35569166605469E-06 | TBD | A | WCM840 | 0.7 | 0.42 | Washer | 0.0321 | 7.053361015094565 | 7.0534 | 5.563214321764728 | 5.5632 | IL TRM v13 - 4.9.3 - Modulating Commercial Gas Clothes Dryer - CI-MSC-MODD-V02-230101 ¦ IL TRM v13 - 4.9.9 - Commercial Clothes Dryer Moisture Sensor - CI-MSC-CDMS-V02-230101 | IL TRM v13 - 4.9.3 - Modulating Commercial Gas Clothes Dryer - CI-MSC-MODD-V02-230101 ¦ IL TRM v13 - 4.9.9 - Commercial Clothes Dryer Moisture Sensor - CI-MSC-CDMS-V02-230101 | IL TRM v13 - 4.9.3 - Modulating Commercial Gas Clothes Dryer - CI-MSC-MODD-V02-230101 ¦ IL TRM v13 - 4.9.9 - Commercial Clothes Dryer Moisture Sensor - CI-MSC-CDMS-V02-230101 | 0 | 0 | 799.6811 | Commercial gas dryer with no modulating capabilities | Commercial gas dryer with no modulating capabilities | Commercial gas dryer with no modulating capabilities | Commercial gas dryer with no modulating capabilities | Commercial gas dryer with no modulating capabilities | Commercial gas dryer with no modulating capabilities | Commercial gas dryer with no modulating capabilities | Commercial gas dryer with no modulating capabilities | Commercial gas dryer with no modulating capabilities | Commercial gas dryer with no modulating capabilities | Commercial gas dryer with no modulating capabilities | Commercial gas dryer with no modulating capabilities | Commercial gas dryer with no modulating capabilities | Commercial gas dryer with no modulating capabilities | Commercial gas dryer with no modulating capabilities | Commercial gas dryer with no modulating capabilities | Commercial gas dryer with no modulating capabilities | Commercial gas dryer with no modulating capabilities | Commercial gas dryer with no modulating capabilities | Commercial gas dryer with no modulating capabilities | Commercial gas dryer with no modulating capabilities | Commercial gas dryer with no modulating capabilities | Commercial gas dryer with no modulating capabilities | Commercial gas dryer with no modulating capabilities | Commercial gas dryer with no modulating capabilities | Commercial gas dryer with no modulating capabilities | Commercial gas dryer with no modulating capabilities | Commercial gas dryer with no modulating capabilities | 0 | 0 | 0 | 6864.3574 | 8364.6627 | 10166.0512 | 11714.6833 | 13258.0291 | 15373.0795 | 16719.7319 | 16942.2983 | 15841.9269 | 13528.0562 | 10411.0723 | 6857.5569 | 3965.489 | 1902.5616 | 801.369 | 290.2179 | 90.5144 | 19.7032 | 1.811 | 1.2058 | 1.3744e-17 | 1.3731e-17 | 1.372e-17 | 1.371e-17 | 1.3702e-17 | 0 | 0 | 0 | 6864.3574 | 15177.162 | 25239.6469 | 36769.3286 | 49741.0344 | 64706.0825 | 80870.3387 | 97158.8287 | 112245.2263 | 125036.2016 | 134760.3925 | 140978.1736 | 144365.906 | 145758.2459 | 145914.8066 | 145609.6381 | 145480.7405 | 145317.242 | 145105.4313 | 144923.4378 | 144766.3402 | 144631.635 | 144516.1365 | 144417.1107 | 144332.2115 | 0 | 0 | 0 | 1.649291576784193E-06 | 2.025067024212549E-06 | 2.4780894171178313E-06 | 2.8766713548561504E-06 | 3.2812079615581354E-06 | 3.836126517705068E-06 | 4.208290363079779E-06 | 4.299065866673556E-06 | 4.051353644569945E-06 | 3.482481619057774E-06 | 2.694891308113866E-06 | 1.7835362400108138E-06 | 1.0356016877482144E-06 | 4.986230348417328E-07 | 2.1095589935611772E-07 | 7.671123612949738E-08 | 2.3961138914475407E-08 | 5.22244031148882E-09 | 4.807315773149958E-10 | 3.2048771820999705E-10 | 3.656754237299268E-27 | 3.656754237299268E-27 | 3.656754237299268E-27 | 3.656754237299268E-27 | 3.656754237299268E-27 | 0 | 0 | 0 | 1.649291576784193E-06 | 3.6743586009967423E-06 | 6.152448018114573E-06 | 9.029119372970724E-06 | 1.231032733452886E-05 | 1.6146453852233926E-05 | 2.0354744215313706E-05 | 2.465381008198726E-05 | 2.8705163726557208E-05 | 3.218764534561498E-05 | 3.488253665372885E-05 | 3.666607289373966E-05 | 3.7701674581487875E-05 | 3.820029761632961E-05 | 3.841125351568573E-05 | 3.8487964751815226E-05 | 3.8511925890729705E-05 | 3.851714833104119E-05 | 3.851762906261851E-05 | 3.851794955033672E-05 | 3.851794955033672E-05 | 3.851794955033672E-05 | 3.851794955033672E-05 | 3.851794955033672E-05 | 3.851794955033672E-05 | Commercial gas dryer retrofitted with a two-stage modulating gas valve kit | Commercial gas dryer retrofitted with a two-stage modulating gas valve kit | Commercial gas dryer retrofitted with a two-stage modulating gas valve kit | Commercial gas dryer retrofitted with a two-stage modulating gas valve kit | Commercial gas dryer retrofitted with a two-stage modulating gas valve kit | Commercial gas dryer retrofitted with a two-stage modulating gas valve kit | Commercial gas dryer retrofitted with a two-stage modulating gas valve kit | Commercial gas dryer retrofitted with a two-stage modulating gas valve kit | Commercial gas dryer retrofitted with a two-stage modulating gas valve kit | Commercial gas dryer retrofitted with a two-stage modulating gas valve kit | Commercial gas dryer retrofitted with a two-stage modulating gas valve kit | Commercial gas dryer retrofitted with a two-stage modulating gas valve kit | Commercial gas dryer retrofitted with a two-stage modulating gas valve kit | Commercial gas dryer retrofitted with a two-stage modulating gas valve kit | Commercial gas dryer retrofitted with a two-stage modulating gas valve kit | Commercial gas dryer retrofitted with a two-stage modulating gas valve kit | Commercial gas dryer retrofitted with a two-stage modulating gas valve kit | Commercial gas dryer retrofitted with a two-stage modulating gas valve kit | Commercial gas dryer retrofitted with a two-stage modulating gas valve kit | Commercial gas dryer retrofitted with a two-stage modulating gas valve kit | Commercial gas dryer retrofitted with a two-stage modulating gas valve kit | Commercial gas dryer retrofitted with a two-stage modulating gas valve kit | Commercial gas dryer retrofitted with a two-stage modulating gas valve kit | Commercial gas dryer retrofitted with a two-stage modulating gas valve kit | Commercial gas dryer retrofitted with a two-stage modulating gas valve kit | Commercial gas dryer retrofitted with a two-stage modulating gas valve kit | Commercial gas dryer retrofitted with a two-stage modulating gas valve kit | Commercial gas dryer retrofitted with a two-stage modulating gas valve kit | 799.6811 | 799.6811 | 799.6811 | 799.6811 | 799.6811 | 799.6811 | 799.6811 | 799.6811 | 799.6811 | 799.6811 | 799.6811 | 799.6811 | 799.6811 | 799.6811 | 799.6811 | 799.6811 | 799.6811 | 799.6811 | 799.6811 | 799.6811 | 799.6811 | 799.6811 | 799.6811 | 799.6811 | 799.6811 | 799.6811 | 799.6811 | 799.6811 | 18090.949 | 18090.949 | 18090.949 | 18090.949 | 18090.949 | 18090.949 | 18090.949 | 18090.949 | 18090.949 | 18090.949 | 18090.949 | 18090.949 | 18090.949 | 18090.949 | 18090.949 | 18090.949 | 18090.949 | 18090.949 | 18090.949 | 18090.949 | 18090.949 | 18090.949 | 18090.949 | 18090.949 | 18090.949 | 18090.949 | 18090.949 | 18090.949 | 0 | 0 | 0 | 5874.4655 | 7212.2522 | 8824.0937 | 10239.5166 | 11671.277 | 13629.076 | 14924.2901 | 15210.7333 | 14292.9978 | 12243.7481 | 9436.9336 | 6217.4909 | 3592.3462 | 1720.5131 | 723.1575 | 261.193 | 81.0368 | 17.5474 | 1.6054 | 1.0642 | 0 | 0 | 0 | 0 | 0 | 0 | 0 | 0 | 5874.4655 | 13086.1847 | 21907.9172 | 32139.1659 | 43787.9105 | 57365.4822 | 72186.1092 | 87228.8401 | 101270.5572 | 113165.6858 | 122151.1913 | 127819.6471 | 130781.4274 | 131811.223 | 131673.9079 | 131047.1209 | 130247.7727 | 129417.745 | 128625.6216 | 127896.733 | 127239.5156 | 126664.0893 | 126172.7923 | 125780.8562 | 125472.3998 | 0 | 0 | 0 | 1.401897840266564E-06 | 1.7213069705806667E-06 | 2.1063760045501564E-06 | 2.445170651627728E-06 | 2.7890267673244154E-06 | 3.2607075400493073E-06 | 3.5770468086178125E-06 | 3.654205986672523E-06 | 3.4436505978844527E-06 | 2.9601093761991065E-06 | 2.290657611896787E-06 | 1.5160058040091918E-06 | 8.80261434585982E-07 | 4.238295796154728E-07 | 1.793125144527E-07 | 6.520455071007274E-08 | 2.0366968077304094E-08 | 4.439074264765493E-09 | 4.0862184071774654E-10 | 2.724145604784976E-10 | 0 | 0 | 0 | 0 | 0 | 0 | 0 | 0 | 1.401897840266564E-06 | 3.123204810847231E-06 | 5.2295808153973875E-06 | 7.674751467025115E-06 | 1.0463778234349532E-05 | 1.372448577439884E-05 | 1.730153258301665E-05 | 2.0955738569689174E-05 | 2.439938916757363E-05 | 2.7359498543772735E-05 | 2.9650156155669523E-05 | 3.1166161959678714E-05 | 3.2046423394264694E-05 | 3.247025297388017E-05 | 3.264956548833287E-05 | 3.271477003904294E-05 | 3.2735137007120246E-05 | 3.2739576081385014E-05 | 3.273998470322573E-05 | 3.274025711778621E-05 | 3.274025711778621E-05 | 3.274025711778621E-05 | 3.274025711778621E-05 | 3.274025711778621E-05 | 3.274025711778621E-05 | Commercial gas dryer retrofitted with a two-stage modulating gas valve kit | Commercial gas dryer retrofitted with a two-stage modulating gas valve kit | Commercial gas dryer retrofitted with a two-stage modulating gas valve kit | Commercial gas dryer retrofitted with a two-stage modulating gas valve kit | Commercial gas dryer retrofitted with a two-stage modulating gas valve kit | Commercial gas dryer retrofitted with a two-stage modulating gas valve kit | Commercial gas dryer retrofitted with a two-stage modulating gas valve kit | Commercial gas dryer retrofitted with a two-stage modulating gas valve kit | Commercial gas dryer retrofitted with a two-stage modulating gas valve kit | Commercial gas dryer retrofitted with a two-stage modulating gas valve kit | Commercial gas dryer retrofitted with a two-stage modulating gas valve kit | Commercial gas dryer retrofitted with a two-stage modulating gas valve kit | Commercial gas dryer retrofitted with a two-stage modulating gas valve kit | Commercial gas dryer retrofitted with a two-stage modulating gas valve kit | Commercial gas dryer retrofitted with a two-stage modulating gas valve kit | Commercial gas dryer retrofitted with a two-stage modulating gas valve kit | Commercial gas dryer retrofitted with a two-stage modulating gas valve kit | Commercial gas dryer retrofitted with a two-stage modulating gas valve kit | Commercial gas dryer retrofitted with a two-stage modulating gas valve kit | Commercial gas dryer retrofitted with a two-stage modulating gas valve kit | Commercial gas dryer retrofitted with a two-stage modulating gas valve kit | Commercial gas dryer retrofitted with a two-stage modulating gas valve kit | Commercial gas dryer retrofitted with a two-stage modulating gas valve kit | Commercial gas dryer retrofitted with a two-stage modulating gas valve kit | Commercial gas dryer retrofitted with a two-stage modulating gas valve kit | Commercial gas dryer retrofitted with a two-stage modulating gas valve kit | Commercial gas dryer retrofitted with a two-stage modulating gas valve kit | Commercial gas dryer retrofitted with a two-stage modulating gas valve kit | 799.6811 | 799.6811 | 799.6811 | 799.6811 | 799.6811 | 799.6811 | 799.6811 | 799.6811 | 799.6811 | 799.6811 | 799.6811 | 799.6811 | 799.6811 | 799.6811 | 799.6811 | 799.6811 | 799.6811 | 799.6811 | 799.6811 | 799.6811 | 799.6811 | 799.6811 | 799.6811 | 799.6811 | 799.6811 | 799.6811 | 799.6811 | 799.6811 | 18090.949 | 18090.949 | 18090.949 | 18090.949 | 18090.949 | 18090.949 | 18090.949 | 18090.949 | 18090.949 | 18090.949 | 18090.949 | 18090.949 | 18090.949 | 18090.949 | 18090.949 | 18090.949 | 18090.949 | 18090.949 | 18090.949 | 18090.949 | 18090.949 | 18090.949 | 18090.949 | 18090.949 | 18090.949 | 18090.949 | 18090.949 | 18090.949 | 0 | 0 | 0 | 5874.4655 | 7212.2522 | 8824.0937 | 10239.5166 | 11671.277 | 13629.076 | 14924.2901 | 15210.7333 | 14292.9978 | 12243.7481 | 9436.9336 | 6217.4909 | 3592.3462 | 1720.5131 | 723.1575 | 261.193 | 81.0368 | 17.5474 | 1.6054 | 1.0642 | 0 | 0 | 0 | 0 | 0 | 0 | 0 | 0 | 5874.4655 | 13086.1847 | 21907.9172 | 32139.1659 | 43787.9105 | 57365.4822 | 72186.1092 | 87228.8401 | 101270.5572 | 113165.6858 | 122151.1913 | 127819.6471 | 130781.4274 | 131811.223 | 131673.9079 | 131047.1209 | 130247.7727 | 129417.745 | 128625.6216 | 127896.733 | 127239.5156 | 126664.0893 | 126172.7923 | 125780.8562 | 125472.3998 | 0 | 0 | 0 | 1.4019e-06 | 1.7213e-06 | 2.1063760045501564E-06 | 2.445170651627728E-06 | 2.7890267673244154E-06 | 3.2607075400493073E-06 | 3.5770468086178125E-06 | 3.654205986672523E-06 | 3.4436505978844527E-06 | 2.9601093761991065E-06 | 2.290657611896787E-06 | 1.5160058040091918E-06 | 8.80261434585982E-07 | 4.238295796154728E-07 | 1.793125144527E-07 | 6.520455071007274E-08 | 2.0366968077304094E-08 | 4.439074264765493E-09 | 4.0862184071774654E-10 | 2.724145604784976E-10 | 0 | 0 | 0 | 0 | 0 | 0 | 0
Thermostat - Programmable_Warehouse_Existing_Programmable Thermostat | Thermostat - Programmable_Warehouse_Existing | Thermostat - Programmable_Commercial_Existing_Manual Thermostat_Programmable Thermostat | Commercial | Warehouse | Existing | Space Heating | Natural Gas | Thermostat - Programmable | NEQ | Manual Thermostat | 16 | 16 | 16 | 510.1565 | 0 | 0 | 0.05 | 0.1 | Retro5Med | 8.35569166605469E-06 | TBD | A | WCM729 | 0.7 | 0.42 | perbldg | 0.0321 | 7.412411886443706 | 7.4124 | 5.846409375223203 | 5.8464 | IL TRM v13 - 5.3.11 - Programmable Thermostats - RS-HVC-PROG-V09-250101_x000D_ | IL TRM v13 - 5.3.11 - Programmable Thermostats - RS-HVC-PROG-V09-250101_x000D_ | IL TRM v13 - 5.3.11 - Programmable Thermostats - RS-HVC-PROG-V09-250101_x000D_ | 0 | 0 | 33.1655 | Manual Thermostat | Manual Thermostat | Manual Thermostat | Manual Thermostat | Manual Thermostat | Manual Thermostat | Manual Thermostat | Manual Thermostat | Manual Thermostat | Manual Thermostat | Manual Thermostat | Manual Thermostat | Manual Thermostat | Manual Thermostat | Manual Thermostat | Manual Thermostat | Manual Thermostat | Manual Thermostat | Manual Thermostat | Manual Thermostat | Manual Thermostat | Manual Thermostat | Manual Thermostat | Manual Thermostat | Manual Thermostat | Manual Thermostat | Manual Thermostat | Manual Thermostat | 0 | 0 | 0 | 849.7615 | 1031.381 | 1246.7709 | 1428.8455 | 1608.0993 | 1854.1142 | 2004.9985 | 2018.2095 | 1873.6381 | 1586.2662 | 1208.9721 | 788.0155 | 450.6281 | 213.6836 | 89.0371 | 31.8792 | 9.8088 | 2.1076 | 0.19143 | 0.12602 | 0 | 0 | 0 | 0 | 0 | 0 | 0 | 0 | 849.7615 | 1871.3769 | 3095.4062 | 4484.7725 | 6033.2138 | 7804.0621 | 9697.8175 | 11573.8058 | 13275.3382 | 14661.434 | 15648.8739 | 16200.083 | 16405.3757 | 16370.6374 | 16212.0398 | 15994.6241 | 15765.3425 | 15544.2728 | 15337.6996 | 15146.068 | 14969.3863 | 14806.5756 | 14656.5289 | 14518.2301 | 14390.7461 | 0 | 0 | 0 | 3.086980037384687E-05 | 3.790319168608796E-05 | 4.6382414541961634E-05 | 5.384267507066315E-05 | 6.141438917421349E-05 | 7.180080313104691E-05 | 7.876659606590272E-05 | 8.046564171327041E-05 | 7.58292105605628E-05 | 6.518162943359961E-05 | 5.0440296841202794E-05 | 3.338245854381116E-05 | 1.938336302543873E-05 | 9.332730345581609E-06 | 3.948462838515296E-06 | 1.4358046685510172E-06 | 4.4848078134376766E-07 | 9.774844675695895E-08 | 8.99785582732061E-09 | 5.998570551547072E-09 | 0 | 0 | 0 | 0 | 0 | 0 | 0 | 0 | 3.086980037384687E-05 | 6.877299205993484E-05 | 0.00011515540660189646 | 0.0001689980816725596 | 0.0002304124708467731 | 0.00030221327397782 | 0.0003809798700437227 | 0.0004614455117569931 | 0.0005372747223175559 | 0.0006024563517511555 | 0.0006528966485923583 | 0.0006862791071361694 | 0.0007056624701616082 | 0.0007149952005071898 | 0.0007189436633457052 | 0.0007203794680142562 | 0.0007208279487956001 | 0.0007209256972423569 | 0.0007209346950981843 | 0.0007209406936687358 | 0.0007209406936687358 | 0.0007209406936687358 | 0.0007209406936687358 | 0.0007209406936687358 | 0.0007209406936687358 | Programmable Thermostat | Programmable Thermostat | Programmable Thermostat | Programmable Thermostat | Programmable Thermostat | Programmable Thermostat | Programmable Thermostat | Programmable Thermostat | Programmable Thermostat | Programmable Thermostat | Programmable Thermostat | Programmable Thermostat | Programmable Thermostat | Programmable Thermostat | Programmable Thermostat | Programmable Thermostat | Programmable Thermostat | Programmable Thermostat | Programmable Thermostat | Programmable Thermostat | Programmable Thermostat | Programmable Thermostat | Programmable Thermostat | Programmable Thermostat | Programmable Thermostat | Programmable Thermostat | Programmable Thermostat | Programmable Thermostat | 33.1655 | 33.1655 | 33.1655 | 33.1655 | 33.1655 | 33.1655 | 33.1655 | 33.1655 | 33.1655 | 33.1655 | 33.1655 | 33.1655 | 33.1655 | 33.1655 | 33.1655 | 33.1655 | 33.1655 | 33.1655 | 33.1655 | 33.1655 | 33.1655 | 33.1655 | 33.1655 | 33.1655 | 33.1655 | 33.1655 | 33.1655 | 33.1655 | 510.1565 | 510.1565 | 510.1565 | 510.1565 | 510.1565 | 510.1565 | 510.1565 | 510.1565 | 510.1565 | 510.1565 | 510.1565 | 510.1565 | 510.1565 | 510.1565 | 510.1565 | 510.1565 | 510.1565 | 510.1565 | 510.1565 | 510.1565 | 510.1565 | 510.1565 | 510.1565 | 510.1565 | 510.1565 | 510.1565 | 510.1565 | 510.1565 | 0 | 0 | 0 | 726.563 | 887.2743 | 1079.4252 | 1245.2663 | 1411.1126 | 1638.5673 | 1784.9973 | 1810.542 | 1694.1436 | 1446.0326 | 1111.2416 | 730.4342 | 421.3015 | 201.5385 | 84.735 | 30.6222 | 9.5085 | 2.0608 | 0.18872 | 0.1252 | 0 | 0 | 0 | 0 | 0 | 0 | 0 | 0 | 726.563 | 1609.9042 | 2679.9305 | 3908.5654 | 5294.1656 | 6896.8139 | 8633.7109 | 10382.8971 | 12003.5608 | 13365.2924 | 14383.8555 | 15016.3213 | 15337.7215 | 15440.1845 | 15428.7068 | 15363.9137 | 15282.6332 | 15199.365 | 15120.5655 | 15047.6579 | 14980.5261 | 14919.1507 | 14863.1803 | 14812.1692 | 14765.6899 | 0 | 0 | 0 | 2.6239330317769838E-05 | 3.221771293317477E-05 | 3.942505236066739E-05 | 4.576627381006367E-05 | 5.2202230798081465E-05 | 6.103068266138987E-05 | 6.695160665601731E-05 | 6.839579545627984E-05 | 6.445482897647835E-05 | 5.5404385018559664E-05 | 4.287425231502237E-05 | 2.8375089762239476E-05 | 1.6475858571622927E-05 | 7.932820793744368E-06 | 3.3561934127380016E-06 | 1.2204339682683646E-06 | 3.812086641422027E-07 | 8.308617974341507E-08 | 7.648177453222523E-09 | 5.0987849688150154E-09 | 0 | 0 | 0 | 0 | 0 | 0 | 0 | 0 | 2.6239330317769838E-05 | 5.845704325094461E-05 | 9.7882095611612E-05 | 0.00014364836942167567 | 0.00019585060021975713 | 0.00025688128288114704 | 0.00032383288953716433 | 0.0003922286849934442 | 0.00045668351396992255 | 0.0005120878989884822 | 0.0005549621513035045 | 0.000583337241065744 | 0.000599813099637367 | 0.0006077459204311113 | 0.0006111021138438494 | 0.0006123225478121177 | 0.0006127037564762599 | 0.0006127868426560033 | 0.0006127944908334564 | 0.0006127995896184253 | 0.0006127995896184253 | 0.0006127995896184253 | 0.0006127995896184253 | 0.0006127995896184253 | 0.0006127995896184253 | Programmable Thermostat | Programmable Thermostat | Programmable Thermostat | Programmable Thermostat | Programmable Thermostat | Programmable Thermostat | Programmable Thermostat | Programmable Thermostat | Programmable Thermostat | Programmable Thermostat | Programmable Thermostat | Programmable Thermostat | Programmable Thermostat | Programmable Thermostat | Programmable Thermostat | Programmable Thermostat | Programmable Thermostat | Programmable Thermostat | Programmable Thermostat | Programmable Thermostat | Programmable Thermostat | Programmable Thermostat | Programmable Thermostat | Programmable Thermostat | Programmable Thermostat | Programmable Thermostat | Programmable Thermostat | Programmable Thermostat | 33.1655 | 33.1655 | 33.1655 | 33.1655 | 33.1655 | 33.1655 | 33.1655 | 33.1655 | 33.1655 | 33.1655 | 33.1655 | 33.1655 | 33.1655 | 33.1655 | 33.1655 | 33.1655 | 33.1655 | 33.1655 | 33.1655 | 33.1655 | 33.1655 | 33.1655 | 33.1655 | 33.1655 | 33.1655 | 33.1655 | 33.1655 | 33.1655 | 510.1565 | 510.1565 | 510.1565 | 510.1565 | 510.1565 | 510.1565 | 510.1565 | 510.1565 | 510.1565 | 510.1565 | 510.1565 | 510.1565 | 510.1565 | 510.1565 | 510.1565 | 510.1565 | 510.1565 | 510.1565 | 510.1565 | 510.1565 | 510.1565 | 510.1565 | 510.1565 | 510.1565 | 510.1565 | 510.1565 | 510.1565 | 510.1565 | 0 | 0 | 0 | 726.563 | 887.2743 | 1079.4252 | 1245.2663 | 1411.1126 | 1638.5673 | 1784.9973 | 1810.542 | 1694.1436 | 1446.0326 | 1111.2416 | 730.4342 | 421.3015 | 201.5385 | 84.735 | 30.6222 | 9.5085 | 2.0608 | 0.18872 | 0.1252 | 0 | 0 | 0 | 0 | 0 | 0 | 0 | 0 | 726.563 | 1609.9042 | 2679.9305 | 3908.5654 | 5294.1656 | 6896.8139 | 8633.7109 | 10382.8971 | 12003.5608 | 13365.2924 | 14383.8555 | 15016.3213 | 15337.7215 | 15440.1845 | 15428.7068 | 15363.9137 | 15282.6332 | 15199.365 | 15120.5655 | 15047.6579 | 14980.5261 | 14919.1507 | 14863.1803 | 14812.1692 | 14765.6899 | 0 | 0 | 0 | 2.6239e-05 | 3.2218e-05 | 3.942505236066739E-05 | 4.576627381006367E-05 | 5.2202230798081465E-05 | 6.103068266138987E-05 | 6.695160665601731E-05 | 6.839579545627984E-05 | 6.445482897647835E-05 | 5.5404385018559664E-05 | 4.287425231502237E-05 | 2.8375089762239476E-05 | 1.6475858571622927E-05 | 7.932820793744368E-06 | 3.3561934127380016E-06 | 1.2204339682683646E-06 | 3.812086641422027E-07 | 8.308617974341507E-08 | 7.648177453222523E-09 | 5.0987849688150154E-09 | 0 | 0 | 0 | 0 | 0 | 0 | 0
Thermostat - Programmable_Education_Existing_Programmable Thermostat | Thermostat - Programmable_Education_Existing | Thermostat - Programmable_Commercial_Existing_Manual Thermostat_Programmable Thermostat | Commercial | Education | Existing | Space Heating | Natural Gas | Thermostat - Programmable | NEQ | Manual Thermostat | 16 | 16 | 16 | 298.9325 | 0 | 0 | 0.1 | 0.2 | Retro5Med | 8.35569166605469E-06 | TBD | A | WCM429 | 0.7 | 0.42 | perbldg | 0.0321 | 12.729290364920823 | 12.7293 | 10.040003668106563 | 10.04 | IL TRM v13 - 5.3.11 - Programmable Thermostats - RS-HVC-PROG-V09-250101_x000D_ | IL TRM v13 - 5.3.11 - Programmable Thermostats - RS-HVC-PROG-V09-250101_x000D_ | IL TRM v13 - 5.3.11 - Programmable Thermostats - RS-HVC-PROG-V09-250101_x000D_ | 0 | 0 | 33.1655 | Manual Thermostat | Manual Thermostat | Manual Thermostat | Manual Thermostat | Manual Thermostat | Manual Thermostat | Manual Thermostat | Manual Thermostat | Manual Thermostat | Manual Thermostat | Manual Thermostat | Manual Thermostat | Manual Thermostat | Manual Thermostat | Manual Thermostat | Manual Thermostat | Manual Thermostat | Manual Thermostat | Manual Thermostat | Manual Thermostat | Manual Thermostat | Manual Thermostat | Manual Thermostat | Manual Thermostat | Manual Thermostat | Manual Thermostat | Manual Thermostat | Manual Thermostat | 0 | 0 | 0 | 2759.2272 | 3352.2408 | 4056.7501 | 4654.7992 | 5245.6634 | 6056.8005 | 6559.7518 | 6613.8406 | 6150.1237 | 5215.4827 | 3981.2691 | 2598.9736 | 1488.4347 | 706.8321 | 294.9474 | 105.7789 | 32.5987 | 7.0134 | 0.63775 | 0.4203 | 0 | 0 | 0 | 0 | 0 | 0 | 0 | 0 | 2759.2272 | 6082.4331 | 10071.8497 | 14610.1978 | 19680.506 | 25493.3848 | 31728.3406 | 37928.3259 | 43575.635 | 48205.3105 | 51533.3458 | 53429.8962 | 54187.3195 | 54151.5216 | 53704.5895 | 53071.9218 | 52394.7087 | 51725.7349 | 51098.0615 | 50513.7756 | 49974.3597 | 49476.7094 | 49017.573 | 48593.9547 | 48203.0937 | 0 | 0 | 0 | 0.00020907932819355 | 0.0002567160706627877 | 0.0003141453444786112 | 0.00036467324684921515 | 0.0004159560176761084 | 0.00048630258377423656 | 0.0005334814864401867 | 0.0005449890219026697 | 0.0005135867485194888 | 0.00044147131265817287 | 0.0003416291407694556 | 0.00022609741304651347 | 0.00013128236886571747 | 6.321002945386399E-05 | 2.674270476894245E-05 | 9.724619915979071E-06 | 3.037533749344048E-06 | 6.620444360638786E-07 | 6.094194419062187E-08 | 4.062796279374792E-08 | 0 | 0 | 0 | 0 | 0 | 0 | 0 | 0 | 0.00020907932819355 | 0.00046579539885633763 | 0.0007799407433349488 | 0.0011446139901841639 | 0.0015605700078602724 | 0.002046872591634509 | 0.0025803540780746956 | 0.0031253430999773654 | 0.0036389298484968543 | 0.004080401161155028 | 0.004422030301924483 | 0.004648127714970997 | 0.004779410083836713 | 0.004842620113290577 | 0.00486936281805952 | 0.004879087437975499 | 0.004882124971724843 | 0.004882787016160907 | 0.004882847958105098 | 0.004882888586067891 | 0.004882888586067891 | 0.004882888586067891 | 0.004882888586067891 | 0.004882888586067891 | 0.004882888586067891 | Programmable Thermostat | Programmable Thermostat | Programmable Thermostat | Programmable Thermostat | Programmable Thermostat | Programmable Thermostat | Programmable Thermostat | Programmable Thermostat | Programmable Thermostat | Programmable Thermostat | Programmable Thermostat | Programmable Thermostat | Programmable Thermostat | Programmable Thermostat | Programmable Thermostat | Programmable Thermostat | Programmable Thermostat | Programmable Thermostat | Programmable Thermostat | Programmable Thermostat | Programmable Thermostat | Programmable Thermostat | Programmable Thermostat | Programmable Thermostat | Programmable Thermostat | Programmable Thermostat | Programmable Thermostat | Programmable Thermostat | 33.1655 | 33.1655 | 33.1655 | 33.1655 | 33.1655 | 33.1655 | 33.1655 | 33.1655 | 33.1655 | 33.1655 | 33.1655 | 33.1655 | 33.1655 | 33.1655 | 33.1655 | 33.1655 | 33.1655 | 33.1655 | 33.1655 | 33.1655 | 33.1655 | 33.1655 | 33.1655 | 33.1655 | 33.1655 | 33.1655 | 33.1655 | 33.1655 | 298.9325 | 298.9325 | 298.9325 | 298.9325 | 298.9325 | 298.9325 | 298.9325 | 298.9325 | 298.9325 | 298.9325 | 298.9325 | 298.9325 | 298.9325 | 298.9325 | 298.9325 | 298.9325 | 298.9325 | 298.9325 | 298.9325 | 298.9325 | 298.9325 | 298.9325 | 298.9325 | 298.9325 | 298.9325 | 298.9325 | 298.9325 | 298.9325 | 0 | 0 | 0 | 2357.0039 | 2878.9107 | 3503.8795 | 4044.829 | 4587.4547 | 5332.4475 | 5815.9503 | 5907.0858 | 5534.9926 | 4731.1787 | 3641.2017 | 2397.0696 | 1384.7502 | 663.48 | 279.4039 | 101.1525 | 31.4649 | 6.8317 | 0.62665 | 0.4164 | 0 | 0 | 0 | 0 | 0 | 0 | 0 | 0 | 2357.0039 | 5223.605 | 8699.2167 | 12695.6609 | 17211.0606 | 22444.5456 | 28130.7066 | 33875.3057 | 39217.23 | 43729.0181 | 47131.5309 | 49279.139 | 50412.6286 | 50830.2504 | 50874.3876 | 50750.775 | 50572.5433 | 50386.0356 | 50208.7834 | 50045.7778 | 49895.7258 | 49758.1352 | 49632.0073 | 49516.3396 | 49410.2173 | 0 | 0 | 0 | 0.00017771742896451748 | 0.0002182086600633695 | 0.0002670235428068196 | 0.0003099722598218329 | 0.00035356261502469217 | 0.0004133571962081011 | 0.00045345926347415875 | 0.00046324066861726937 | 0.0004365487362415655 | 0.00037525061575944694 | 0.00029038476965403715 | 0.0001921828010895364 | 0.00011159001353585986 | 5.372852503578436E-05 | 2.2731299053601083E-05 | 8.265926928582209E-06 | 2.5819036869424413E-06 | 5.627377706542969E-07 | 5.180065256202857E-08 | 3.453376837468572E-08 | 0 | 0 | 0 | 0 | 0 | 0 | 0 | 0 | 0.00017771742896451748 | 0.000395926089027887 | 0.0006629496318347067 | 0.0009729218916565395 | 0.0013264845066812316 | 0.001739841702889333 | 0.002193300966363492 | 0.0026565416349807612 | 0.0030930903712223265 | 0.0034683409869817735 | 0.003758725756635811 | 0.003950908557725347 | 0.004062498571261207 | 0.004116227096296991 | 0.004138958395350592 | 0.004147224322279175 | 0.004149806225966117 | 0.004150368963736772 | 0.004150420764389333 | 0.0041504552981577085 | 0.0041504552981577085 | 0.0041504552981577085 | 0.0041504552981577085 | 0.0041504552981577085 | 0.0041504552981577085 | Programmable Thermostat | Programmable Thermostat | Programmable Thermostat | Programmable Thermostat | Programmable Thermostat | Programmable Thermostat | Programmable Thermostat | Programmable Thermostat | Programmable Thermostat | Programmable Thermostat | Programmable Thermostat | Programmable Thermostat | Programmable Thermostat | Programmable Thermostat | Programmable Thermostat | Programmable Thermostat | Programmable Thermostat | Programmable Thermostat | Programmable Thermostat | Programmable Thermostat | Programmable Thermostat | Programmable Thermostat | Programmable Thermostat | Programmable Thermostat | Programmable Thermostat | Programmable Thermostat | Programmable Thermostat | Programmable Thermostat | 33.1655 | 33.1655 | 33.1655 | 33.1655 | 33.1655 | 33.1655 | 33.1655 | 33.1655 | 33.1655 | 33.1655 | 33.1655 | 33.1655 | 33.1655 | 33.1655 | 33.1655 | 33.1655 | 33.1655 | 33.1655 | 33.1655 | 33.1655 | 33.1655 | 33.1655 | 33.1655 | 33.1655 | 33.1655 | 33.1655 | 33.1655 | 33.1655 | 298.9325 | 298.9325 | 298.9325 | 298.9325 | 298.9325 | 298.9325 | 298.9325 | 298.9325 | 298.9325 | 298.9325 | 298.9325 | 298.9325 | 298.9325 | 298.9325 | 298.9325 | 298.9325 | 298.9325 | 298.9325 | 298.9325 | 298.9325 | 298.9325 | 298.9325 | 298.9325 | 298.9325 | 298.9325 | 298.9325 | 298.9325 | 298.9325 | 0 | 0 | 0 | 2357.0039 | 2878.9107 | 3503.8795 | 4044.829 | 4587.4547 | 5332.4475 | 5815.9503 | 5907.0858 | 5534.9926 | 4731.1787 | 3641.2017 | 2397.0696 | 1384.7502 | 663.48 | 279.4039 | 101.1525 | 31.4649 | 6.8317 | 0.62665 | 0.4164 | 0 | 0 | 0 | 0 | 0 | 0 | 0 | 0 | 2357.0039 | 5223.605 | 8699.2167 | 12695.6609 | 17211.0606 | 22444.5456 | 28130.7066 | 33875.3057 | 39217.23 | 43729.0181 | 47131.5309 | 49279.139 | 50412.6286 | 50830.2504 | 50874.3876 | 50750.775 | 50572.5433 | 50386.0356 | 50208.7834 | 50045.7778 | 49895.7258 | 49758.1352 | 49632.0073 | 49516.3396 | 49410.2173 | 0 | 0 | 0 | 0.00017772 | 0.00021821 | 0.0002670235428068196 | 0.0003099722598218329 | 0.00035356261502469217 | 0.0004133571962081011 | 0.00045345926347415875 | 0.00046324066861726937 | 0.0004365487362415655 | 0.00037525061575944694 | 0.00029038476965403715 | 0.0001921828010895364 | 0.00011159001353585986 | 5.372852503578436E-05 | 2.2731299053601083E-05 | 8.265926928582209E-06 | 2.5819036869424413E-06 | 5.627377706542969E-07 | 5.180065256202857E-08 | 3.453376837468572E-08 | 0 | 0 | 0 | 0 | 0 | 0 | 0
Thermostat - Programmable_Office_Existing_Programmable Thermostat | Thermostat - Programmable_Office_Existing | Thermostat - Programmable_Commercial_Existing_Manual Thermostat_Programmable Thermostat | Commercial | Office | Existing | Space Heating | Natural Gas | Thermostat - Programmable | NEQ | Manual Thermostat | 16 | 16 | 16 | 85.5024 | 0 | 0 | 0.1 | 0.25 | Retro5Med | 8.35569166605469E-06 | TBD | A | WCM29 | 0.7 | 0.42 | perbldg | 0.0321 | 44.42939922021665 | 44.4294 | 35.042906427213126 | 35.0429 | IL TRM v13 - 5.3.11 - Programmable Thermostats - RS-HVC-PROG-V09-250101_x000D_ | IL TRM v13 - 5.3.11 - Programmable Thermostats - RS-HVC-PROG-V09-250101_x000D_ | IL TRM v13 - 5.3.11 - Programmable Thermostats - RS-HVC-PROG-V09-250101_x000D_ | 0 | 0 | 33.1655 | Manual Thermostat | Manual Thermostat | Manual Thermostat | Manual Thermostat | Manual Thermostat | Manual Thermostat | Manual Thermostat | Manual Thermostat | Manual Thermostat | Manual Thermostat | Manual Thermostat | Manual Thermostat | Manual Thermostat | Manual Thermostat | Manual Thermostat | Manual Thermostat | Manual Thermostat | Manual Thermostat | Manual Thermostat | Manual Thermostat | Manual Thermostat | Manual Thermostat | Manual Thermostat | Manual Thermostat | Manual Thermostat | Manual Thermostat | Manual Thermostat | Manual Thermostat | 0 | 0 | 0 | 4537.9121 | 5506.1723 | 6654.1518 | 7623.7587 | 8577.8039 | 9887.3522 | 10689.0323 | 10756.5194 | 9982.1284 | 8447.1162 | 6433.7591 | 4190.1398 | 2393.8302 | 1133.8871 | 471.89 | 168.7665 | 51.8672 | 11.1285 | 1.0094 | 0.66359 | 1.6872e-18 | 1.6668e-18 | 1.648e-18 | 1.6306e-18 | 1.6146e-18 | 0 | 0 | 0 | 4537.9121 | 9990.6085 | 16520.519 | 23928.9855 | 32181.9206 | 41616.3742 | 51700.9285 | 61685.3042 | 70726.6401 | 78074.4335 | 83278.2521 | 86141.2112 | 87148.7652 | 86868.8805 | 85922.6371 | 84674.4005 | 83364.4045 | 82076.4061 | 80872.2193 | 79753.8394 | 78721.4271 | 77768.9106 | 76890.0755 | 76079.1955 | 75330.9928 | 0 | 0 | 0 | 0.006768800713727649 | 0.008311007775570424 | 0.010170241363854927 | 0.011806047756501716 | 0.01346629250080119 | 0.015743714620564765 | 0.017271099430901188 | 0.017643648046418037 | 0.016627020853642777 | 0.01429233278119509 | 0.011060010532125818 | 0.007319749609031064 | 0.004250177192340618 | 0.002046381611126964 | 0.000865776835476792 | 0.0003148279401733792 | 9.833808434422782E-05 | 2.143323727920246E-05 | 1.9729538969609E-06 | 1.3153025979739339E-06 | 3.3881317890172014E-24 | 3.3881317890172014E-24 | 3.3881317890172014E-24 | 3.3881317890172014E-24 | 3.3881317890172014E-24 | 0 | 0 | 0 | 0.006768800713727649 | 0.015079808489298074 | 0.025250049853153003 | 0.03705609760965471 | 0.0505223901104559 | 0.06626610473102067 | 0.08353720416192185 | 0.10118085220833989 | 0.11780787306198266 | 0.13210020584317775 | 0.14316021637530357 | 0.15047996598433463 | 0.15473014317667527 | 0.15677652478780224 | 0.15764230162327902 | 0.15795712956345243 | 0.15805546764779663 | 0.15807690088507584 | 0.15807887383897282 | 0.1580801891415708 | 0.1580801891415708 | 0.1580801891415708 | 0.1580801891415708 | 0.1580801891415708 | 0.1580801891415708 | Programmable Thermostat | Programmable Thermostat | Programmable Thermostat | Programmable Thermostat | Programmable Thermostat | Programmable Thermostat | Programmable Thermostat | Programmable Thermostat | Programmable Thermostat | Programmable Thermostat | Programmable Thermostat | Programmable Thermostat | Programmable Thermostat | Programmable Thermostat | Programmable Thermostat | Programmable Thermostat | Programmable Thermostat | Programmable Thermostat | Programmable Thermostat | Programmable Thermostat | Programmable Thermostat | Programmable Thermostat | Programmable Thermostat | Programmable Thermostat | Programmable Thermostat | Programmable Thermostat | Programmable Thermostat | Programmable Thermostat | 33.1655 | 33.1655 | 33.1655 | 33.1655 | 33.1655 | 33.1655 | 33.1655 | 33.1655 | 33.1655 | 33.1655 | 33.1655 | 33.1655 | 33.1655 | 33.1655 | 33.1655 | 33.1655 | 33.1655 | 33.1655 | 33.1655 | 33.1655 | 33.1655 | 33.1655 | 33.1655 | 33.1655 | 33.1655 | 33.1655 | 33.1655 | 33.1655 | 85.5024 | 85.5024 | 85.5024 | 85.5024 | 85.5024 | 85.5024 | 85.5024 | 85.5024 | 85.5024 | 85.5024 | 85.5024 | 85.5024 | 85.5024 | 85.5024 | 85.5024 | 85.5024 | 85.5024 | 85.5024 | 85.5024 | 85.5024 | 85.5024 | 85.5024 | 85.5024 | 85.5024 | 85.5024 | 85.5024 | 85.5024 | 85.5024 | 0 | 0 | 0 | 3879.9907 | 4737.0081 | 5761.8194 | 6646.4357 | 7531.6813 | 8746.6816 | 9530.2998 | 9669.5225 | 9050.5478 | 7727.4266 | 5943.7653 | 3910.5766 | 2257.7047 | 1081.0651 | 455.2911 | 164.8409 | 51.2798 | 11.1347 | 1.0214 | 0.67876 | 0 | 0 | 0 | 0 | 0 | 0 | 0 | 0 | 3879.9907 | 8595.0076 | 14305.0909 | 20861.4241 | 28257.1125 | 36815.2329 | 46096.3472 | 55451.714 | 64126.0867 | 71422.5353 | 76935.7968 | 80393.9292 | 82193.0356 | 82822.1024 | 82900.28 | 82704.8508 | 82420.2443 | 82121.7542 | 81838.012 | 81577.3537 | 81340.062 | 81126.5931 | 80936.1414 | 80767.567 | 80619.6591 | 0 | 0 | 0 | 0.005753480606668503 | 0.00706435660923486 | 0.008644705159276688 | 0.01003514059302646 | 0.011446348625681012 | 0.01338215742748005 | 0.014680434516266012 | 0.014997100839455331 | 0.014132967725596362 | 0.01214848286401583 | 0.009401008952306944 | 0.0062217871676764035 | 0.003612650613489525 | 0.0017394243694579192 | 0.0007359103101552731 | 0.0002676037491473723 | 8.358737169259365E-05 | 1.821825168732209E-05 | 1.6770108124167657E-06 | 1.1180072082778434E-06 | 0 | 0 | 0 | 0 | 0 | 0 | 0 | 0 | 0.005753480606668503 | 0.012817837215903363 | 0.02146254237518005 | 0.03149768296820651 | 0.042944031593887516 | 0.056326189021367566 | 0.07100662353763357 | 0.0860037243770889 | 0.10013669210268526 | 0.1122851749667011 | 0.12168618391900804 | 0.12790797108668442 | 0.13152062170017395 | 0.13326004606963188 | 0.13399595637978715 | 0.13426356012893453 | 0.13434714750062712 | 0.13436536575231448 | 0.1343670427631269 | 0.13436816077033514 | 0.13436816077033514 | 0.13436816077033514 | 0.13436816077033514 | 0.13436816077033514 | 0.13436816077033514 | Programmable Thermostat | Programmable Thermostat | Programmable Thermostat | Programmable Thermostat | Programmable Thermostat | Programmable Thermostat | Programmable Thermostat | Programmable Thermostat | Programmable Thermostat | Programmable Thermostat | Programmable Thermostat | Programmable Thermostat | Programmable Thermostat | Programmable Thermostat | Programmable Thermostat | Programmable Thermostat | Programmable Thermostat | Programmable Thermostat | Programmable Thermostat | Programmable Thermostat | Programmable Thermostat | Programmable Thermostat | Programmable Thermostat | Programmable Thermostat | Programmable Thermostat | Programmable Thermostat | Programmable Thermostat | Programmable Thermostat | 33.1655 | 33.1655 | 33.1655 | 33.1655 | 33.1655 | 33.1655 | 33.1655 | 33.1655 | 33.1655 | 33.1655 | 33.1655 | 33.1655 | 33.1655 | 33.1655 | 33.1655 | 33.1655 | 33.1655 | 33.1655 | 33.1655 | 33.1655 | 33.1655 | 33.1655 | 33.1655 | 33.1655 | 33.1655 | 33.1655 | 33.1655 | 33.1655 | 85.5024 | 85.5024 | 85.5024 | 85.5024 | 85.5024 | 85.5024 | 85.5024 | 85.5024 | 85.5024 | 85.5024 | 85.5024 | 85.5024 | 85.5024 | 85.5024 | 85.5024 | 85.5024 | 85.5024 | 85.5024 | 85.5024 | 85.5024 | 85.5024 | 85.5024 | 85.5024 | 85.5024 | 85.5024 | 85.5024 | 85.5024 | 85.5024 | 0 | 0 | 0 | 3879.9907 | 4737.0081 | 5761.8194 | 6646.4357 | 7531.6813 | 8746.6816 | 9530.2998 | 9669.5225 | 9050.5478 | 7727.4266 | 5940.1927 | 3905.8005 | 2253.5059 | 1078.3458 | 453.515 | 163.9645 | 50.9331 | 11.043 | 1.0115 | 0.67127 | 0 | 0 | 0 | 0 | 0 | 0 | 0 | 0 | 3879.9907 | 8595.0076 | 14305.0909 | 20861.4241 | 28257.1125 | 36815.2329 | 46096.3472 | 55451.714 | 64126.0867 | 71422.5353 | 76889.5531 | 80295.7424 | 82040.1756 | 82613.7728 | 82576.8798 | 82265.1123 | 81863.0407 | 81445.9506 | 81048.0221 | 80676.7642 | 80331.7943 | 80012.9729 | 79718.9792 | 79448.2231 | 79199.1023 | 0 | 0 | 0 | 0.0057535 | 0.0070644 | 0.008644705159276688 | 0.01003514059302646 | 0.011446348625681012 | 0.01338215742748005 | 0.014680434516266012 | 0.014997100839455331 | 0.014132967725596362 | 0.01214848286401583 | 0.009401008952306944 | 0.0062217871676764035 | 0.003612650613489525 | 0.0017394243694579192 | 0.0007359103101552731 | 0.0002676037491473723 | 8.358737169259365E-05 | 1.821825168732209E-05 | 1.6770108124167657E-06 | 1.1180072082778434E-06 | 0 | 0 | 0 | 0 | 0 | 0 | 0
Thermostat - Programmable_Grocery_Existing_Programmable Thermostat | Thermostat - Programmable_Grocery_Existing | Thermostat - Programmable_Commercial_Existing_Manual Thermostat_Programmable Thermostat | Commercial | Grocery | Existing | Space Heating | Natural Gas | Thermostat - Programmable | NEQ | Manual Thermostat | 16 | 16 | 16 | 71.3172 | 0 | 0 | 0.1 | 0.2 | Retro5Med | 8.35569166605469E-06 | TBD | A | WCM329 | 0.7 | 0.42 | perbldg | 0.0321 | 53.20331347000365 | 53.2033 | 41.963176821411324 | 41.9632 | IL TRM v13 - 5.3.11 - Programmable Thermostats - RS-HVC-PROG-V09-250101_x000D_ | IL TRM v13 - 5.3.11 - Programmable Thermostats - RS-HVC-PROG-V09-250101_x000D_ | IL TRM v13 - 5.3.11 - Programmable Thermostats - RS-HVC-PROG-V09-250101_x000D_ | 0 | 0 | 33.1655 | Manual Thermostat | Manual Thermostat | Manual Thermostat | Manual Thermostat | Manual Thermostat | Manual Thermostat | Manual Thermostat | Manual Thermostat | Manual Thermostat | Manual Thermostat | Manual Thermostat | Manual Thermostat | Manual Thermostat | Manual Thermostat | Manual Thermostat | Manual Thermostat | Manual Thermostat | Manual Thermostat | Manual Thermostat | Manual Thermostat | Manual Thermostat | Manual Thermostat | Manual Thermostat | Manual Thermostat | Manual Thermostat | Manual Thermostat | Manual Thermostat | Manual Thermostat | 0 | 0 | 0 | 286.0765 | 345.5456 | 415.5189 | 473.5044 | 529.6655 | 606.7206 | 651.5385 | 650.9876 | 599.6767 | 503.5752 | 380.5639 | 245.8825 | 139.3298 | 65.4447 | 27.0016 | 9.5673 | 2.9133 | 0.61971 | 0.055749 | 0.036369 | 0 | 0 | 0 | 0 | 0 | 0 | 0 | 0 | 286.0765 | 626.971 | 1031.6249 | 1486.2066 | 1987.1816 | 2553.7182 | 3151.3746 | 3733.212 | 4248.9052 | 4654.4105 | 4925.9992 | 5054.8713 | 5072.383 | 5013.8222 | 4916.5038 | 4800.1496 | 4682.5143 | 4570.5682 | 4466.7929 | 4371.0299 | 4282.7641 | 4201.4293 | 4126.4724 | 4057.3852 | 3993.7015 | 0 | 0 | 0 | 0.00020540468416459234 | 0.00025220419383427015 | 0.0003086241276070679 | 0.0003582639840080099 | 0.0004086454417819313 | 0.00047775564180167404 | 0.0005241053583664819 | 0.000535410644774309 | 0.000504560277585682 | 0.0004337122963219729 | 0.0003356248863408001 | 0.00022212367008496618 | 0.00012897503424288354 | 6.209909056138839E-05 | 2.6272692160587392E-05 | 9.5537062402136E-06 | 2.9841480064720818E-06 | 6.504087681338828E-07 | 5.987086770846556E-08 | 3.9913911805643705E-08 | 0 | 0 | 0 | 0 | 0 | 0 | 0 | 0 | 0.00020540468416459234 | 0.00045760887799886255 | 0.0007662330056059304 | 0.0011244969896139403 | 0.0015331424313958716 | 0.002010898073197546 | 0.0025350034315640277 | 0.0030704140763383367 | 0.003574974353924019 | 0.004008686650245992 | 0.0043443115365867915 | 0.004566435206671757 | 0.004695410240914641 | 0.00475750933147603 | 0.004783782023636617 | 0.004793335729876831 | 0.004796319877883303 | 0.004796970286651436 | 0.004797030157519144 | 0.00479707007143095 | 0.00479707007143095 | 0.00479707007143095 | 0.00479707007143095 | 0.00479707007143095 | 0.00479707007143095 | Programmable Thermostat | Programmable Thermostat | Programmable Thermostat | Programmable Thermostat | Programmable Thermostat | Programmable Thermostat | Programmable Thermostat | Programmable Thermostat | Programmable Thermostat | Programmable Thermostat | Programmable Thermostat | Programmable Thermostat | Programmable Thermostat | Programmable Thermostat | Programmable Thermostat | Programmable Thermostat | Programmable Thermostat | Programmable Thermostat | Programmable Thermostat | Programmable Thermostat | Programmable Thermostat | Programmable Thermostat | Programmable Thermostat | Programmable Thermostat | Programmable Thermostat | Programmable Thermostat | Programmable Thermostat | Programmable Thermostat | 33.1655 | 33.1655 | 33.1655 | 33.1655 | 33.1655 | 33.1655 | 33.1655 | 33.1655 | 33.1655 | 33.1655 | 33.1655 | 33.1655 | 33.1655 | 33.1655 | 33.1655 | 33.1655 | 33.1655 | 33.1655 | 33.1655 | 33.1655 | 33.1655 | 33.1655 | 33.1655 | 33.1655 | 33.1655 | 33.1655 | 33.1655 | 33.1655 | 71.3172 | 71.3172 | 71.3172 | 71.3172 | 71.3172 | 71.3172 | 71.3172 | 71.3172 | 71.3172 | 71.3172 | 71.3172 | 71.3172 | 71.3172 | 71.3172 | 71.3172 | 71.3172 | 71.3172 | 71.3172 | 71.3172 | 71.3172 | 71.3172 | 71.3172 | 71.3172 | 71.3172 | 71.3172 | 71.3172 | 71.3172 | 71.3172 | 0 | 0 | 0 | 245.7149 | 300.1502 | 365.2083 | 421.4932 | 477.7268 | 554.8378 | 604.5307 | 613.2835 | 573.9912 | 490.0673 | 376.7275 | 247.7221 | 142.9434 | 68.4139 | 28.7803 | 10.4066 | 3.2334 | 0.70128 | 0.064264 | 0.042667 | 0 | 0 | 0 | 0 | 0 | 0 | 0 | 0 | 245.7149 | 544.604 | 906.7167 | 1322.957 | 1792.3195 | 2335.3411 | 2924.0061 | 3516.9908 | 4066.9149 | 4529.5606 | 4876.3419 | 5092.6897 | 5203.9352 | 5241.3001 | 5240.3743 | 5221.2489 | 5196.8874 | 5172.1706 | 5149.0052 | 5127.9158 | 5108.791 | 5091.5169 | 5076.0261 | 5062.1214 | 5049.6234 | 0 | 0 | 0 | 0.0001745939815399035 | 0.00021437356475912967 | 0.0002623305084660077 | 0.00030452438640680843 | 0.00034734862551464153 | 0.00040609229553142294 | 0.0004454895546115095 | 0.0004550990480581626 | 0.00042887623594782965 | 0.0003686554518736769 | 0.0002852811533896801 | 0.0001888051195722213 | 0.00010962877910645107 | 5.2784226977180115E-05 | 2.2331788336499284E-05 | 8.120650304181563E-06 | 2.5365258055012704E-06 | 5.528474529138006E-07 | 5.0890237552195754E-08 | 3.392682503479717E-08 | 0 | 0 | 0 | 0 | 0 | 0 | 0 | 0 | 0.0001745939815399035 | 0.0003889675462990332 | 0.0006512980547650408 | 0.0009558224411718493 | 0.0013031710666864909 | 0.0017092633622179136 | 0.0021547529168294234 | 0.002609851964887586 | 0.0030387282008354157 | 0.003407383652709093 | 0.0036926648060987724 | 0.0038814699256709937 | 0.003991098704777445 | 0.004043882931754625 | 0.004066214720091124 | 0.004074335370395306 | 0.004076871896200806 | 0.004077424743653721 | 0.0040774756338912725 | 0.004077509560716308 | 0.004077509560716308 | 0.004077509560716308 | 0.004077509560716308 | 0.004077509560716308 | 0.004077509560716308 | Programmable Thermostat | Programmable Thermostat | Programmable Thermostat | Programmable Thermostat | Programmable Thermostat | Programmable Thermostat | Programmable Thermostat | Programmable Thermostat | Programmable Thermostat | Programmable Thermostat | Programmable Thermostat | Programmable Thermostat | Programmable Thermostat | Programmable Thermostat | Programmable Thermostat | Programmable Thermostat | Programmable Thermostat | Programmable Thermostat | Programmable Thermostat | Programmable Thermostat | Programmable Thermostat | Programmable Thermostat | Programmable Thermostat | Programmable Thermostat | Programmable Thermostat | Programmable Thermostat | Programmable Thermostat | Programmable Thermostat | 33.1655 | 33.1655 | 33.1655 | 33.1655 | 33.1655 | 33.1655 | 33.1655 | 33.1655 | 33.1655 | 33.1655 | 33.1655 | 33.1655 | 33.1655 | 33.1655 | 33.1655 | 33.1655 | 33.1655 | 33.1655 | 33.1655 | 33.1655 | 33.1655 | 33.1655 | 33.1655 | 33.1655 | 33.1655 | 33.1655 | 33.1655 | 33.1655 | 71.3172 | 71.3172 | 71.3172 | 71.3172 | 71.3172 | 71.3172 | 71.3172 | 71.3172 | 71.3172 | 71.3172 | 71.3172 | 71.3172 | 71.3172 | 71.3172 | 71.3172 | 71.3172 | 71.3172 | 71.3172 | 71.3172 | 71.3172 | 71.3172 | 71.3172 | 71.3172 | 71.3172 | 71.3172 | 71.3172 | 71.3172 | 71.3172 | 0 | 0 | 0 | 245.6863 | 300.0604 | 365.0125 | 421.1496 | 477.1871 | 554.0219 | 603.4229 | 611.9267 | 572.4942 | 488.5882 | 375.4308 | 246.7612 | 142.3247 | 68.0864 | 28.629 | 10.3469 | 3.2132 | 0.69656 | 0.0638 | 0.042339 | 0 | 0 | 0 | 0 | 0 | 0 | 0 | 0 | 245.6863 | 544.4409 | 906.2306 | 1321.8785 | 1790.2947 | 2331.9067 | 2918.6479 | 3509.21 | 4056.3085 | 4515.8898 | 4859.5575 | 5072.9359 | 5181.4136 | 5216.2047 | 5212.8178 | 5191.2789 | 5164.5095 | 5137.3719 | 5111.8784 | 5088.534 | 5067.2653 | 5047.9709 | 5030.5896 | 5014.9249 | 5000.7953 | 0 | 0 | 0 | 0.00017459 | 0.00021437 | 0.0002623305084660077 | 0.00030452438640680843 | 0.00034734862551464153 | 0.00040609229553142294 | 0.0004454895546115095 | 0.0004550990480581626 | 0.00042887623594782965 | 0.0003686554518736769 | 0.0002852811533896801 | 0.0001888051195722213 | 0.00010962877910645107 | 5.2784226977180115E-05 | 2.2331788336499284E-05 | 8.120650304181563E-06 | 2.5365258055012704E-06 | 5.528474529138006E-07 | 5.0890237552195754E-08 | 3.392682503479717E-08 | 0 | 0 | 0 | 0 | 0 | 0 | 0
Thermostat - Programmable_Miscellaneous_Existing_Programmable Thermostat | Thermostat - Programmable_Miscellaneous_Existing | Thermostat - Programmable_Commercial_Existing_Manual Thermostat_Programmable Thermostat | Commercial | Miscellaneous | Existing | Space Heating | Natural Gas | Thermostat - Programmable | NEQ | Manual Thermostat | 16 | 16 | 16 | 68.7835 | 0 | 0 | 0.1 | 0.25 | Retro5Med | 8.35569166605469E-06 | TBD | A | WCM829 | 0.7 | 0.42 | perbldg | 0.0321 | 55.11644653230112 | 55.1164 | 43.47212684237833 | 43.4721 | IL TRM v13 - 5.3.11 - Programmable Thermostats - RS-HVC-PROG-V09-250101_x000D_ | IL TRM v13 - 5.3.11 - Programmable Thermostats - RS-HVC-PROG-V09-250101_x000D_ | IL TRM v13 - 5.3.11 - Programmable Thermostats - RS-HVC-PROG-V09-250101_x000D_ | 0 | 0 | 33.1655 | Manual Thermostat | Manual Thermostat | Manual Thermostat | Manual Thermostat | Manual Thermostat | Manual Thermostat | Manual Thermostat | Manual Thermostat | Manual Thermostat | Manual Thermostat | Manual Thermostat | Manual Thermostat | Manual Thermostat | Manual Thermostat | Manual Thermostat | Manual Thermostat | Manual Thermostat | Manual Thermostat | Manual Thermostat | Manual Thermostat | Manual Thermostat | Manual Thermostat | Manual Thermostat | Manual Thermostat | Manual Thermostat | Manual Thermostat | Manual Thermostat | Manual Thermostat | 0 | 0 | 0 | 4322.0277 | 5242.705 | 6333.6918 | 7253.9865 | 8158.5332 | 9400.0332 | 10157.4841 | 10216.5133 | 9476.3059 | 8015.0585 | 6101.7875 | 3972.1323 | 2268.2856 | 1073.9584 | 446.7594 | 159.6999 | 49.0573 | 10.5217 | 0.95399 | 0.627 | 0 | 0 | 0 | 0 | 0 | 0 | 0 | 0 | 4322.0277 | 9512.5633 | 15724.9004 | 22768.3673 | 30608.9148 | 39565.2232 | 49129.925 | 58588.5367 | 67142.722 | 74081.04 | 78981.2279 | 81659.3957 | 82578.2425 | 82277.6474 | 81346.8031 | 80125.491 | 78848.1757 | 77601.2047 | 76436.624 | 75356.0389 | 74358.9094 | 73439.2713 | 72591.051 | 71808.6583 | 71086.9465 | 0 | 0 | 0 | 0.009862785852058457 | 0.012109928090954568 | 0.014819008104643691 | 0.01720253346289266 | 0.019621667821778748 | 0.022940088264622502 | 0.025165633074574357 | 0.025708471809192685 | 0.02422714938328839 | 0.02082528700562863 | 0.016115486334032595 | 0.01066557074699344 | 0.006192912046641353 | 0.0029817724669013927 | 0.001261519120612127 | 0.00045873422567713727 | 0.00014328793356580498 | 3.123026343092237E-05 | 2.874781309818382E-06 | 1.916520873212254E-06 | 0 | 0 | 0 | 0 | 0 | 0 | 0 | 0 | 0.009862785852058457 | 0.021972713943013027 | 0.03679172204765672 | 0.05399425551054938 | 0.07361592333232812 | 0.09655601159695064 | 0.12172164467152498 | 0.14743011648071766 | 0.17165726586400604 | 0.19248255286963467 | 0.2085980392036673 | 0.21926360995066074 | 0.2254565219973021 | 0.2284382944642035 | 0.2296998135848156 | 0.23015854781049275 | 0.23030183574405858 | 0.23033306600748948 | 0.23033594078879932 | 0.23033785730967252 | 0.23033785730967252 | 0.23033785730967252 | 0.23033785730967252 | 0.23033785730967252 | 0.23033785730967252 | Programmable Thermostat | Programmable Thermostat | Programmable Thermostat | Programmable Thermostat | Programmable Thermostat | Programmable Thermostat | Programmable Thermostat | Programmable Thermostat | Programmable Thermostat | Programmable Thermostat | Programmable Thermostat | Programmable Thermostat | Programmable Thermostat | Programmable Thermostat | Programmable Thermostat | Programmable Thermostat | Programmable Thermostat | Programmable Thermostat | Programmable Thermostat | Programmable Thermostat | Programmable Thermostat | Programmable Thermostat | Programmable Thermostat | Programmable Thermostat | Programmable Thermostat | Programmable Thermostat | Programmable Thermostat | Programmable Thermostat | 33.1655 | 33.1655 | 33.1655 | 33.1655 | 33.1655 | 33.1655 | 33.1655 | 33.1655 | 33.1655 | 33.1655 | 33.1655 | 33.1655 | 33.1655 | 33.1655 | 33.1655 | 33.1655 | 33.1655 | 33.1655 | 33.1655 | 33.1655 | 33.1655 | 33.1655 | 33.1655 | 33.1655 | 33.1655 | 33.1655 | 33.1655 | 33.1655 | 68.7835 | 68.7835 | 68.7835 | 68.7835 | 68.7835 | 68.7835 | 68.7835 | 68.7835 | 68.7835 | 68.7835 | 68.7835 | 68.7835 | 68.7835 | 68.7835 | 68.7835 | 68.7835 | 68.7835 | 68.7835 | 68.7835 | 68.7835 | 68.7835 | 68.7835 | 68.7835 | 68.7835 | 68.7835 | 68.7835 | 68.7835 | 68.7835 | 0 | 0 | 0 | 3696.9212 | 4514.1803 | 5491.5259 | 6335.3568 | 7179.7756 | 8338.4578 | 9085.7378 | 9218.4654 | 8628.3858 | 7366.9982 | 5663.1397 | 3723.6452 | 2148.421 | 1028.0704 | 432.3775 | 156.3181 | 48.5569 | 10.5278 | 0.96436 | 0.63997 | 6.525e-18 | 6.4994e-18 | 6.4759e-18 | 6.4544e-18 | 6.4347e-18 | 0 | 0 | 0 | 3696.9212 | 8190.7004 | 13634.0228 | 19885.0289 | 26936.8442 | 35096.9979 | 43946.0809 | 52865.0415 | 61134.9316 | 68091.1925 | 73303.3932 | 76550.9803 | 78214.5015 | 78762.0979 | 78728.1204 | 78428.7294 | 78043.8158 | 77645.8042 | 77267.1513 | 76915.0126 | 76588.971 | 76288.8909 | 76013.3305 | 75760.5268 | 75528.7464 | 0 | 0 | 0 | 0.008383367974249687 | 0.010293438877311382 | 0.012596156888947137 | 0.014622153443458762 | 0.016678417648511936 | 0.01949907502492913 | 0.021390788113388206 | 0.021852201037813778 | 0.020593076975795134 | 0.01770149395478434 | 0.013698163383927707 | 0.009065735134944426 | 0.005263975239645153 | 0.002534506596866185 | 0.0010722912525203087 | 0.0003899240918255668 | 0.00012179474353093426 | 2.654572391628402E-05 | 2.443564113345624E-06 | 1.6290427422304154E-06 | 1.6680033422853915E-23 | 1.6680033422853915E-23 | 1.6680033422853915E-23 | 1.6680033422853915E-23 | 1.6680033422853915E-23 | 0 | 0 | 0 | 0.008383367974249687 | 0.01867680685156107 | 0.031272963740508204 | 0.045895117183966966 | 0.0625735348324789 | 0.08207260985740804 | 0.10346339797079625 | 0.12531559900861003 | 0.14590867598440516 | 0.1636101699391895 | 0.1773083333231172 | 0.18637406845806165 | 0.1916380436977068 | 0.19417255029457298 | 0.1952448415470933 | 0.19563476563891885 | 0.1957565603824498 | 0.19578310610636607 | 0.19578554967047943 | 0.19578717871322165 | 0.19578717871322165 | 0.19578717871322165 | 0.19578717871322165 | 0.19578717871322165 | 0.19578717871322165 | Programmable Thermostat | Programmable Thermostat | Programmable Thermostat | Programmable Thermostat | Programmable Thermostat | Programmable Thermostat | Programmable Thermostat | Programmable Thermostat | Programmable Thermostat | Programmable Thermostat | Programmable Thermostat | Programmable Thermostat | Programmable Thermostat | Programmable Thermostat | Programmable Thermostat | Programmable Thermostat | Programmable Thermostat | Programmable Thermostat | Programmable Thermostat | Programmable Thermostat | Programmable Thermostat | Programmable Thermostat | Programmable Thermostat | Programmable Thermostat | Programmable Thermostat | Programmable Thermostat | Programmable Thermostat | Programmable Thermostat | 33.1655 | 33.1655 | 33.1655 | 33.1655 | 33.1655 | 33.1655 | 33.1655 | 33.1655 | 33.1655 | 33.1655 | 33.1655 | 33.1655 | 33.1655 | 33.1655 | 33.1655 | 33.1655 | 33.1655 | 33.1655 | 33.1655 | 33.1655 | 33.1655 | 33.1655 | 33.1655 | 33.1655 | 33.1655 | 33.1655 | 33.1655 | 33.1655 | 68.7835 | 68.7835 | 68.7835 | 68.7835 | 68.7835 | 68.7835 | 68.7835 | 68.7835 | 68.7835 | 68.7835 | 68.7835 | 68.7835 | 68.7835 | 68.7835 | 68.7835 | 68.7835 | 68.7835 | 68.7835 | 68.7835 | 68.7835 | 68.7835 | 68.7835 | 68.7835 | 68.7835 | 68.7835 | 68.7835 | 68.7835 | 68.7835 | 0 | 0 | 0 | 3696.9128 | 4514.1417 | 5491.3973 | 6335.0131 | 7178.9755 | 8336.7269 | 9082.5032 | 9213.2227 | 8621.0138 | 7360.6613 | 5658.2359 | 3720.3998 | 2146.5366 | 1027.1631 | 431.9936 | 156.1785 | 48.5133 | 10.5183 | 0.96348 | 0.63939 | 6.519e-18 | 6.4935e-18 | 6.4701e-18 | 6.4486e-18 | 6.4291e-18 | 0 | 0 | 0 | 3696.9128 | 8190.6303 | 13633.7035 | 19883.9499 | 26933.8423 | 35089.7125 | 43930.4358 | 52834.9763 | 61082.6983 | 68032.6224 | 73239.9193 | 76484.261 | 78145.8978 | 78692.5869 | 78658.2255 | 78358.6949 | 77973.7377 | 77575.7166 | 77197.078 | 76844.9941 | 76519.1008 | 76219.3579 | 75944.4773 | 75692.9154 | 75463.2218 | 0 | 0 | 0 | 0.0083834 | 0.010293 | 0.012596156888947137 | 0.014622153443458762 | 0.016678417648511936 | 0.01949907502492913 | 0.021390788113388206 | 0.021852201037813778 | 0.020593076975795134 | 0.01770149395478434 | 0.013698163383927707 | 0.009065735134944426 | 0.005263975239645153 | 0.002534506596866185 | 0.0010722912525203087 | 0.0003899240918255668 | 0.00012179474353093426 | 2.654572391628402E-05 | 2.443564113345624E-06 | 1.6290427422304154E-06 | 1.6680033422853915E-23 | 1.6680033422853915E-23 | 1.6680033422853915E-23 | 1.6680033422853915E-23 | 1.6680033422853915E-23 | 0 | 0
Thermostat - Programmable_Restaurant_Existing_Programmable Thermostat | Thermostat - Programmable_Restaurant_Existing | Thermostat - Programmable_Commercial_Existing_Manual Thermostat_Programmable Thermostat | Commercial | Restaurant | Existing | Space Heating | Natural Gas | Thermostat - Programmable | NEQ | Manual Thermostat | 16 | 16 | 16 | 51.3743 | 0 | 0 | 0.2 | 0.25 | Retro5Med | 8.35569166605469E-06 | TBD | A | WCM129 | 0.7 | 0.42 | perbldg | 0.0321 | 73.45283388674422 | 73.4528 | 57.93462954447429 | 57.9346 | IL TRM v13 - 5.3.11 - Programmable Thermostats - RS-HVC-PROG-V09-250101_x000D_ | IL TRM v13 - 5.3.11 - Programmable Thermostats - RS-HVC-PROG-V09-250101_x000D_ | IL TRM v13 - 5.3.11 - Programmable Thermostats - RS-HVC-PROG-V09-250101_x000D_ | 0 | 0 | 33.1655 | Manual Thermostat | Manual Thermostat | Manual Thermostat | Manual Thermostat | Manual Thermostat | Manual Thermostat | Manual Thermostat | Manual Thermostat | Manual Thermostat | Manual Thermostat | Manual Thermostat | Manual Thermostat | Manual Thermostat | Manual Thermostat | Manual Thermostat | Manual Thermostat | Manual Thermostat | Manual Thermostat | Manual Thermostat | Manual Thermostat | Manual Thermostat | Manual Thermostat | Manual Thermostat | Manual Thermostat | Manual Thermostat | Manual Thermostat | Manual Thermostat | Manual Thermostat | 0 | 0 | 0 | 220.9005 | 266.586 | 320.2676 | 364.5892 | 407.382 | 466.087 | 499.8615 | 498.7263 | 458.6204 | 384.3494 | 289.7484 | 186.6647 | 105.4218 | 49.3313 | 20.2678 | 7.1502 | 2.1676 | 0.45872 | 0.04106 | 0.026656 | 0 | 0 | 0 | 0 | 0 | 0 | 0 | 0 | 220.9005 | 483.7038 | 795.1406 | 1144.3503 | 1528.4022 | 1961.784 | 2417.7402 | 2860.0405 | 3249.4752 | 3552.4386 | 3750.489 | 3837.4668 | 3837.9403 | 3779.3489 | 3690.4084 | 3587.4461 | 3483.8486 | 3383.192 | 3289.8436 | 3203.6071 | 3124.0208 | 3050.5925 | 2982.8433 | 2920.332 | 2862.652 | 0 | 0 | 0 | 0.0009788885147601946 | 0.0012019189811703335 | 0.0014707971004709979 | 0.0017073636885352238 | 0.0019474644952541624 | 0.002276820085791214 | 0.002497706992008623 | 0.002551584122735733 | 0.0024045618177678343 | 0.0020669245558180625 | 0.0015994734873886513 | 0.0010585654868918385 | 0.0006146509278726807 | 0.0002959430393461054 | 0.00012520667049258305 | 4.552969836093929E-05 | 1.4221429378598359E-05 | 3.0996258708268295E-06 | 2.853240908643629E-07 | 1.9021606057624199E-07 | 0 | 0 | 0 | 0 | 0 | 0 | 0 | 0 | 0.0009788885147601946 | 0.002180807495930528 | 0.0036516045964015255 | 0.005358968284936749 | 0.007306432780190911 | 0.009583252865982127 | 0.01208095985799075 | 0.014632543980726484 | 0.01703710579849432 | 0.019104030354312383 | 0.020703503841701033 | 0.021762069328592874 | 0.022376720256465553 | 0.02267266329581166 | 0.02279786996630424 | 0.02284339966466518 | 0.022857621094043778 | 0.022860720719914605 | 0.02286100604400547 | 0.022861196260066045 | 0.022861196260066045 | 0.022861196260066045 | 0.022861196260066045 | 0.022861196260066045 | 0.022861196260066045 | Programmable Thermostat | Programmable Thermostat | Programmable Thermostat | Programmable Thermostat | Programmable Thermostat | Programmable Thermostat | Programmable Thermostat | Programmable Thermostat | Programmable Thermostat | Programmable Thermostat | Programmable Thermostat | Programmable Thermostat | Programmable Thermostat | Programmable Thermostat | Programmable Thermostat | Programmable Thermostat | Programmable Thermostat | Programmable Thermostat | Programmable Thermostat | Programmable Thermostat | Programmable Thermostat | Programmable Thermostat | Programmable Thermostat | Programmable Thermostat | Programmable Thermostat | Programmable Thermostat | Programmable Thermostat | Programmable Thermostat | 33.1655 | 33.1655 | 33.1655 | 33.1655 | 33.1655 | 33.1655 | 33.1655 | 33.1655 | 33.1655 | 33.1655 | 33.1655 | 33.1655 | 33.1655 | 33.1655 | 33.1655 | 33.1655 | 33.1655 | 33.1655 | 33.1655 | 33.1655 | 33.1655 | 33.1655 | 33.1655 | 33.1655 | 33.1655 | 33.1655 | 33.1655 | 33.1655 | 51.3743 | 51.3743 | 51.3743 | 51.3743 | 51.3743 | 51.3743 | 51.3743 | 51.3743 | 51.3743 | 51.3743 | 51.3743 | 51.3743 | 51.3743 | 51.3743 | 51.3743 | 51.3743 | 51.3743 | 51.3743 | 51.3743 | 51.3743 | 51.3743 | 51.3743 | 51.3743 | 51.3743 | 51.3743 | 51.3743 | 51.3743 | 51.3743 | 0 | 0 | 0 | 189.9448 | 232.1036 | 282.5909 | 326.3219 | 370.2514 | 430.5467 | 469.7583 | 477.2865 | 447.4624 | 382.6887 | 294.6865 | 194.1053 | 112.1943 | 53.7863 | 22.6632 | 8.2091 | 2.5549 | 0.55498 | 0.050929 | 0.033856 | 0 | 0 | 0 | 0 | 0 | 0 | 0 | 0 | 189.9448 | 421.1376 | 701.5992 | 1024.2391 | 1389.0969 | 1812.1932 | 2272.1362 | 2737.0903 | 3170.4175 | 3537.0895 | 3814.4077 | 3990.4315 | 4084.4994 | 4120.651 | 4126.5592 | 4118.704 | 4106.3291 | 4093.1347 | 4080.567 | 4069.0487 | 4058.5304 | 4049.0027 | 4040.3993 | 4032.6452 | 4025.6246 | 0 | 0 | 0 | 0.0008320552375461653 | 0.0010216311339947832 | 0.0012501775354003483 | 0.0014512591352549402 | 0.001655344820966038 | 0.0019352970729225314 | 0.0021230509432073295 | 0.002168846504325373 | 0.002043877545102659 | 0.0017568858724453535 | 0.001359552464280353 | 0.0008997806638580627 | 0.0005224532886917785 | 0.00025155158344418953 | 0.00010642566991869553 | 3.870024360679839E-05 | 1.2088214971808599E-05 | 2.634681990202804E-06 | 2.4252547723470853E-07 | 1.6168365148980568E-07 | 0 | 0 | 0 | 0 | 0 | 0 | 0 | 0 | 0.0008320552375461653 | 0.0018536863715409486 | 0.003103863906941297 | 0.004555123042196237 | 0.006210467863162274 | 0.008145764936084807 | 0.010268815879292134 | 0.012437662383617508 | 0.014481539928720168 | 0.01623842580116552 | 0.017597978265445874 | 0.01849775892930394 | 0.019020212217995713 | 0.019271763801439905 | 0.0193781894713586 | 0.019416889714965396 | 0.019428977929937204 | 0.019431612611927405 | 0.019431855137404638 | 0.01943201682105613 | 0.01943201682105613 | 0.01943201682105613 | 0.01943201682105613 | 0.01943201682105613 | 0.01943201682105613 | Programmable Thermostat | Programmable Thermostat | Programmable Thermostat | Programmable Thermostat | Programmable Thermostat | Programmable Thermostat | Programmable Thermostat | Programmable Thermostat | Programmable Thermostat | Programmable Thermostat | Programmable Thermostat | Programmable Thermostat | Programmable Thermostat | Programmable Thermostat | Programmable Thermostat | Programmable Thermostat | Programmable Thermostat | Programmable Thermostat | Programmable Thermostat | Programmable Thermostat | Programmable Thermostat | Programmable Thermostat | Programmable Thermostat | Programmable Thermostat | Programmable Thermostat | Programmable Thermostat | Programmable Thermostat | Programmable Thermostat | 33.1655 | 33.1655 | 33.1655 | 33.1655 | 33.1655 | 33.1655 | 33.1655 | 33.1655 | 33.1655 | 33.1655 | 33.1655 | 33.1655 | 33.1655 | 33.1655 | 33.1655 | 33.1655 | 33.1655 | 33.1655 | 33.1655 | 33.1655 | 33.1655 | 33.1655 | 33.1655 | 33.1655 | 33.1655 | 33.1655 | 33.1655 | 33.1655 | 51.3743 | 51.3743 | 51.3743 | 51.3743 | 51.3743 | 51.3743 | 51.3743 | 51.3743 | 51.3743 | 51.3743 | 51.3743 | 51.3743 | 51.3743 | 51.3743 | 51.3743 | 51.3743 | 51.3743 | 51.3743 | 51.3743 | 51.3743 | 51.3743 | 51.3743 | 51.3743 | 51.3743 | 51.3743 | 51.3743 | 51.3743 | 51.3743 | 0 | 0 | 0 | 189.9448 | 232.1036 | 282.5909 | 326.3219 | 370.2007 | 430.424 | 469.5507 | 476.9973 | 447.033 | 382.1813 | 294.1845 | 193.6993 | 111.9149 | 53.6304 | 22.5881 | 8.1784 | 2.5442 | 0.55242 | 0.050672 | 0.033672 | 0 | 0 | 0 | 0 | 0 | 0 | 0 | 0 | 189.9448 | 421.1376 | 701.5992 | 1024.2391 | 1388.9068 | 1811.6768 | 2271.1324 | 2735.4317 | 3167.3745 | 3532.3995 | 3807.9098 | 3982.084 | 4074.3278 | 4108.709 | 4112.882 | 4103.3042 | 4089.2025 | 4074.269 | 4060.028 | 4046.889 | 4034.7928 | 4023.7214 | 4013.6007 | 4004.3494 | 3995.8914 | 0 | 0 | 0 | 0.00083206 | 0.0010216 | 0.0012501775354003483 | 0.0014512591352549402 | 0.001655344820966038 | 0.0019352970729225314 | 0.0021230509432073295 | 0.002168846504325373 | 0.002043877545102659 | 0.0017568858724453535 | 0.001359552464280353 | 0.0008997806638580627 | 0.0005224532886917785 | 0.00025155158344418953 | 0.00010642566991869553 | 3.870024360679839E-05 | 1.2088214971808599E-05 | 2.634681990202804E-06 | 2.4252547723470853E-07 | 1.6168365148980568E-07 | 0 | 0 | 0 | 0 | 0 | 0 | 0
Water Heater_Warehouse_New_TE 96% (Instantaneous) | Water Heater_Warehouse_New | Water Heater_Commercial_New_TE 80%_TE 96% (Instantaneous) | Commercial | Warehouse | New | Water Heating | Natural Gas | Water Heater | EQ | TE 80% | 12 | 8 | 10 | 1677.7178 | 298.1718 | 0 | 0.38677 | 1 | LO3Slow | 0.996 | n/a | A | WCE214 | 0.4760464284615066 | 0.2856278570769039 | 200 kBtu/hr | 0.0321 | 395.6019177633737 | 395.6019 | 159.23352231977768 | 159.2335 | Technical Support Document: Commercial Water Heating Equipment. EERE-2021-BT-STD-0027-0001. Department of Energy. July 2023. | Technical Support Document: Commercial Water Heating Equipment. EERE-2021-BT-STD-0027-0001. Department of Energy. July 2023. | AEG BEST / Market Profile Calculations | 0 | 0 | 5219.5665 | TE 80% | TE 80% | TE 80% | TE 80% | TE 80% | TE 80% | TE 80% | TE 80% | TE 80% | TE 80% | TE 80% | TE 80% | TE 80% | TE 80% | TE 80% | TE 80% | TE 80% | TE 80% | TE 80% | TE 80% | TE 80% | TE 80% | TE 80% | TE 80% | TE 80% | TE 80% | TE 80% | TE 80% | 0 | 0 | 0 | 0 | 0 | 0 | 0 | 0 | 0 | 0 | 0 | 0 | 0 | 0 | 0 | 0 | 0 | 0 | 0 | 0 | 0 | 0 | 0 | 0 | 0 | 0 | 0 | 0 | 0 | 0 | 0 | 0 | 0 | 0 | 0 | 0 | 0 | 0 | 0 | 0 | 0 | 0 | 0 | 0 | 0 | 0 | 0 | 0 | 0 | 0 | 0 | 0 | 0 | 0 | 0 | 0 | 0 | 0 | 0 | 0 | 0 | 0 | 0 | 0 | 0 | 0 | 0 | 0 | 0 | 0 | 0 | 0 | 0 | 0 | 0 | 0 | 0 | 0 | 0 | 0 | 0 | 0 | 0 | 0 | 0 | 0 | 0 | 0 | 0 | 0 | 0 | 0 | 0 | 0 | 0 | 0 | 0 | 0 | 0 | 0 | 0 | 0 | 0 | 0 | 0 | 0 | 0 | 0 | 0 | 0 | 0 | 0 | TE 96% (Instantaneous) | TE 96% (Instantaneous) | TE 96% (Instantaneous) | TE 96% (Instantaneous) | TE 96% (Instantaneous) | TE 96% (Instantaneous) | TE 96% (Instantaneous) | TE 96% (Instantaneous) | TE 96% (Instantaneous) | TE 96% (Instantaneous) | TE 96% (Instantaneous) | TE 96% (Instantaneous) | TE 96% (Instantaneous) | TE 96% (Instantaneous) | TE 96% (Instantaneous) | TE 96% (Instantaneous) | TE 96% (Instantaneous) | TE 96% (Instantaneous) | TE 96% (Instantaneous) | TE 96% (Instantaneous) | TE 96% (Instantaneous) | TE 96% (Instantaneous) | TE 96% (Instantaneous) | TE 96% (Instantaneous) | TE 96% (Instantaneous) | TE 96% (Instantaneous) | TE 96% (Instantaneous) | TE 96% (Instantaneous) | 5219.5665 | 5219.5665 | 5219.5665 | 5219.5665 | 5219.5665 | 5219.5665 | 5219.5665 | 5219.5665 | 5219.5665 | 5219.5665 | 5219.5665 | 5219.5665 | 5219.5665 | 5219.5665 | 5219.5665 | 5219.5665 | 5219.5665 | 5219.5665 | 5219.5665 | 5219.5665 | 5219.5665 | 5219.5665 | 5219.5665 | 5219.5665 | 5219.5665 | 5219.5665 | 5219.5665 | 5219.5665 | 1677.7178 | 1677.7178 | 1677.7178 | 1677.7178 | 1677.7178 | 1677.7178 | 1677.7178 | 1677.7178 | 1677.7178 | 1677.7178 | 1677.7178 | 1677.7178 | 1677.7178 | 1677.7178 | 1677.7178 | 1677.7178 | 1677.7178 | 1677.7178 | 1677.7178 | 1677.7178 | 1677.7178 | 1677.7178 | 1677.7178 | 1677.7178 | 1677.7178 | 1677.7178 | 1677.7178 | 1677.7178 | 0 | 0 | 0 | 0 | 0 | 0 | 0 | 0 | 0 | 0 | 0 | 0 | 0 | 0 | 0 | 0 | 0 | 0 | 0 | 0 | 0 | 0 | 0 | 0 | 0 | 0 | 0 | 0 | 0 | 0 | 0 | 0 | 0 | 0 | 0 | 0 | 0 | 0 | 0 | 0 | 0 | 0 | 0 | 0 | 0 | 0 | 0 | 0 | 0 | 0 | 0 | 0 | 0 | 0 | 0 | 0 | 0 | 0 | 0 | 0 | 0 | 0 | 0 | 0 | 0 | 0 | 0 | 0 | 0 | 0 | 0 | 0 | 0 | 0 | 0 | 0 | 0 | 0 | 0 | 0 | 0 | 0 | 0 | 0 | 0 | 0 | 0 | 0 | 0 | 0 | 0 | 0 | 0 | 0 | 0 | 0 | 0 | 0 | 0 | 0 | 0 | 0 | 0 | 0 | 0 | 0 | 0 | 0 | 0 | 0 | 0 | 0 | TE 96% (Instantaneous) | TE 96% (Instantaneous) | TE 96% (Instantaneous) | TE 96% (Instantaneous) | TE 96% (Instantaneous) | TE 96% (Instantaneous) | TE 96% (Instantaneous) | TE 96% (Instantaneous) | TE 96% (Instantaneous) | TE 96% (Instantaneous) | TE 96% (Instantaneous) | TE 96% (Instantaneous) | TE 96% (Instantaneous) | TE 96% (Instantaneous) | TE 96% (Instantaneous) | TE 96% (Instantaneous) | TE 96% (Instantaneous) | TE 96% (Instantaneous) | TE 96% (Instantaneous) | TE 96% (Instantaneous) | TE 96% (Instantaneous) | TE 96% (Instantaneous) | TE 96% (Instantaneous) | TE 96% (Instantaneous) | TE 96% (Instantaneous) | TE 96% (Instantaneous) | TE 96% (Instantaneous) | TE 96% (Instantaneous) | 5219.5665 | 5219.5665 | 5219.5665 | 5219.5665 | 5219.5665 | 5219.5665 | 5219.5665 | 5219.5665 | 5219.5665 | 5219.5665 | 5219.5665 | 5219.5665 | 5219.5665 | 5219.5665 | 5219.5665 | 5219.5665 | 5219.5665 | 5219.5665 | 5219.5665 | 5219.5665 | 5219.5665 | 5219.5665 | 5219.5665 | 5219.5665 | 5219.5665 | 5219.5665 | 5219.5665 | 5219.5665 | 1677.7178 | 1677.7178 | 1677.7178 | 1677.7178 | 1677.7178 | 1677.7178 | 1677.7178 | 1677.7178 | 1677.7178 | 1677.7178 | 1677.7178 | 1677.7178 | 1677.7178 | 1677.7178 | 1677.7178 | 1677.7178 | 1677.7178 | 1677.7178 | 1677.7178 | 1677.7178 | 1677.7178 | 1677.7178 | 1677.7178 | 1677.7178 | 1677.7178 | 1677.7178 | 1677.7178 | 1677.7178 | 0 | 0 | 0 | 0 | 0 | 0 | 0 | 0 | 0 | 0 | 0 | 0 | 0 | 0 | 0 | 0 | 0 | 0 | 0 | 0 | 0 | 0 | 0 | 0 | 0 | 0 | 0 | 0 | 0 | 0 | 0 | 0 | 0 | 0 | 0 | 0 | 0 | 0 | 0 | 0 | 0 | 0 | 0 | 0 | 0 | 0 | 0 | 0 | 0 | 0 | 0 | 0 | 0 | 0 | 0 | 0 | 0 | 0 | 0 | 0 | 0 | 0 | 0 | 0 | 0 | 0 | 0 | 0 | 0 | 0 | 0 | 0 | 0 | 0 | 0 | 0 | 0 | 0 | 0 | 0 | 0 | 0 | 0 | 0 | 0 | 0
Water Heater_Education_Existing_TE 96% (Instantaneous) | Water Heater_Education_Existing | Water Heater_Commercial_Existing_TE 80%_TE 96% (Instantaneous) | Commercial | Education | Existing | Water Heating | Natural Gas | Water Heater | EQ | TE 80% | 12 | 8 | 10 | 1757.2908 | 298.1718 | 0 | 0.87227 | 1 | LO3Slow | 0.996 | n/a | A | WCE116 | 0.4760464284615066 | 0.2856278570769039 | 200 kBtu/hr | 0.0321 | 395.5298635011379 | 395.5299 | 159.20451979613267 | 159.2045 | Technical Support Document: Commercial Water Heating Equipment. EERE-2021-BT-STD-0027-0001. Department of Energy. July 2023. | Technical Support Document: Commercial Water Heating Equipment. EERE-2021-BT-STD-0027-0001. Department of Energy. July 2023. | AEG BEST / Market Profile Calculations | 0 | 0 | 5159.7049 | TE 80% | TE 80% | TE 80% | TE 80% | TE 80% | TE 80% | TE 80% | TE 80% | TE 80% | TE 80% | TE 80% | TE 80% | TE 80% | TE 80% | TE 80% | TE 80% | TE 80% | TE 80% | TE 80% | TE 80% | TE 80% | TE 80% | TE 80% | TE 80% | TE 80% | TE 80% | TE 80% | TE 80% | 0 | 0 | 0 | 28191.9847 | 31706.8296 | 34518.7055 | 36768.2062 | 38567.8067 | 40007.4872 | 41159.2315 | 36588.6819 | 34030.6313 | 27224.505 | 0 | 0 | 0 | 0 | 0 | 0 | 0 | 0 | 0 | 0 | 0 | 0 | 0 | 0 | 0 | 0 | 0 | 0 | 28191.9847 | 59898.8143 | 94417.5198 | 131185.7259 | 169753.5326 | 209761.0198 | 250920.2513 | 287508.9333 | 321539.5646 | 348764.0696 | 370543.6736 | 387967.3569 | 406705.2383 | 423135.2238 | 430040.597 | 435564.8956 | 439984.3344 | 443519.8855 | 446348.3263 | 448611.079 | 450421.2812 | 451869.4429 | 453027.9722 | 453954.7957 | 454696.2545 | 0 | 0 | 0 | 15.79555924087044 | 17.764875717654284 | 19.340328899081364 | 20.600691444223024 | 21.608981480336354 | 22.41561350922701 | 23.060919132339546 | 20.500106635854813 | 19.066868037661976 | 15.25349443012958 | 0 | 0 | 0 | 0 | 0 | 0 | 0 | 0 | 0 | 0 | 0 | 0 | 0 | 0 | 0 | 0 | 0 | 0 | 15.79555924087044 | 33.56043495852472 | 52.90076385760609 | 73.50145530182911 | 95.11043678216546 | 117.5260502913925 | 140.58696942373206 | 161.08707605958685 | 180.15394409724885 | 195.40743852737845 | 195.40743852737845 | 195.40743852737845 | 195.40743852737845 | 195.40743852737845 | 195.40743852737845 | 195.40743852737845 | 195.40743852737845 | 195.40743852737845 | 195.40743852737845 | 195.40743852737845 | 195.40743852737845 | 195.40743852737845 | 195.40743852737845 | 195.40743852737845 | 195.40743852737845 | TE 96% (Instantaneous) | TE 96% (Instantaneous) | TE 96% (Instantaneous) | TE 96% (Instantaneous) | TE 96% (Instantaneous) | TE 96% (Instantaneous) | TE 96% (Instantaneous) | TE 96% (Instantaneous) | TE 96% (Instantaneous) | TE 96% (Instantaneous) | TE 96% (Instantaneous) | TE 96% (Instantaneous) | TE 96% (Instantaneous) | TE 96% (Instantaneous) | TE 96% (Instantaneous) | TE 96% (Instantaneous) | TE 96% (Instantaneous) | TE 96% (Instantaneous) | TE 96% (Instantaneous) | TE 96% (Instantaneous) | TE 96% (Instantaneous) | TE 96% (Instantaneous) | TE 96% (Instantaneous) | TE 96% (Instantaneous) | TE 96% (Instantaneous) | TE 96% (Instantaneous) | TE 96% (Instantaneous) | TE 96% (Instantaneous) | 5159.7049 | 5159.7049 | 5159.7049 | 5159.7049 | 5159.7049 | 5159.7049 | 5159.7049 | 5159.7049 | 5159.7049 | 5159.7049 | 5159.7049 | 5159.7049 | 5159.7049 | 5159.7049 | 5159.7049 | 5159.7049 | 5159.7049 | 5159.7049 | 5159.7049 | 5159.7049 | 5159.7049 | 5159.7049 | 5159.7049 | 5159.7049 | 5159.7049 | 5159.7049 | 5159.7049 | 5159.7049 | 1757.2908 | 1757.2908 | 1757.2908 | 1757.2908 | 1757.2908 | 1757.2908 | 1757.2908 | 1757.2908 | 1757.2908 | 1757.2908 | 1757.2908 | 1757.2908 | 1757.2908 | 1757.2908 | 1757.2908 | 1757.2908 | 1757.2908 | 1757.2908 | 1757.2908 | 1757.2908 | 1757.2908 | 1757.2908 | 1757.2908 | 1757.2908 | 1757.2908 | 1757.2908 | 1757.2908 | 1757.2908 | 0 | 0 | 0 | 132.5655 | 383.4539 | 927.7491 | 1939.4095 | 3586.3997 | 5974.2793 | 9097.5869 | 11148.1929 | 13434.6273 | 15921.4195 | 18377.7251 | 20656.3346 | 25763.318 | 27173.6472 | 27013.4033 | 25180.9299 | 21105.6636 | 17221.7081 | 12675.9918 | 7832.3748 | 3000.167 | 0 | 0 | 0 | 0 | 0 | 0 | 0 | 132.5655 | 516.0194 | 1443.7685 | 3383.178 | 6969.5777 | 12943.857 | 22041.4439 | 33189.6367 | 46624.264 | 62545.6835 | 81055.9741 | 102095.7625 | 128786.8297 | 157899.8864 | 188484.9598 | 219584.4702 | 249635.1273 | 277653.8998 | 303053.9158 | 325538.7672 | 344984.7667 | 360767.4564 | 373695.6663 | 384314.1615 | 393017.6533 | 0 | 0 | 0 | 0.07427454591494444 | 0.2148436209407334 | 0.5198043587473102 | 1.0866229517658441 | 2.009407609684897 | 3.347301843477557 | 5.097245679564427 | 6.246170406480375 | 7.527226365756695 | 8.920539892254196 | 10.29677221149999 | 11.573444009239193 | 14.434812583375244 | 15.224999532105162 | 15.135217183890006 | 14.108509007585653 | 11.825196513267139 | 9.649072723428267 | 7.1021739339838375 | 4.388365753080262 | 1.6809499778227595 | 0 | 0 | 0 | 0 | 0 | 0 | 0 | 0.07427454591494444 | 0.2891181668556778 | 0.8089225256029879 | 1.8955454773688323 | 3.9049530870537295 | 7.252254930531286 | 12.349500610095713 | 18.595671016576087 | 26.122897382332784 | 35.04343727458698 | 45.34020948608697 | 56.913653495326166 | 71.3484660787014 | 86.57346561080656 | 101.70868279469659 | 115.81719180228224 | 127.6423883155494 | 137.29146103897767 | 144.3936349729615 | 148.7820007260418 | 150.46295070386455 | 150.46295070386455 | 150.46295070386455 | 150.46295070386455 | 150.46295070386455 | TE 96% (Instantaneous) | TE 96% (Instantaneous) | TE 96% (Instantaneous) | TE 96% (Instantaneous) | TE 96% (Instantaneous) | TE 96% (Instantaneous) | TE 96% (Instantaneous) | TE 96% (Instantaneous) | TE 96% (Instantaneous) | TE 96% (Instantaneous) | TE 96% (Instantaneous) | TE 96% (Instantaneous) | TE 96% (Instantaneous) | TE 96% (Instantaneous) | TE 96% (Instantaneous) | TE 96% (Instantaneous) | TE 96% (Instantaneous) | TE 96% (Instantaneous) | TE 96% (Instantaneous) | TE 96% (Instantaneous) | TE 96% (Instantaneous) | TE 96% (Instantaneous) | TE 96% (Instantaneous) | TE 96% (Instantaneous) | TE 96% (Instantaneous) | TE 96% (Instantaneous) | TE 96% (Instantaneous) | TE 96% (Instantaneous) | 5159.7049 | 5159.7049 | 5159.7049 | 5159.7049 | 5159.7049 | 5159.7049 | 5159.7049 | 5159.7049 | 5159.7049 | 5159.7049 | 5159.7049 | 5159.7049 | 5159.7049 | 5159.7049 | 5159.7049 | 5159.7049 | 5159.7049 | 5159.7049 | 5159.7049 | 5159.7049 | 5159.7049 | 5159.7049 | 5159.7049 | 5159.7049 | 5159.7049 | 5159.7049 | 5159.7049 | 5159.7049 | 1757.2908 | 1757.2908 | 1757.2908 | 1757.2908 | 1757.2908 | 1757.2908 | 1757.2908 | 1757.2908 | 1757.2908 | 1757.2908 | 1757.2908 | 1757.2908 | 1757.2908 | 1757.2908 | 1757.2908 | 1757.2908 | 1757.2908 | 1757.2908 | 1757.2908 | 1757.2908 | 1757.2908 | 1757.2908 | 1757.2908 | 1757.2908 | 1757.2908 | 1757.2908 | 1757.2908 | 1757.2908 | 0 | 0 | 0 | 132.5655 | 383.4539 | 927.7491 | 1939.4095 | 3586.3997 | 5974.2793 | 9097.5869 | 11148.1929 | 13434.6273 | 15921.4195 | 18377.7251 | 20656.3346 | 25763.318 | 27173.6472 | 27013.4033 | 25180.9299 | 21105.6636 | 17221.7081 | 12675.9918 | 7832.3748 | 3000.167 | 0 | 0 | 0 | 0 | 0 | 0 | 0 | 132.5655 | 516.0194 | 1443.7685 | 3383.178 | 6969.5777 | 12943.857 | 22041.4439 | 33189.6367 | 46624.264 | 62545.6835 | 81055.9741 | 102095.7625 | 128786.8297 | 157899.8864 | 188484.9598 | 219584.4702 | 249635.1273 | 277653.8998 | 303053.9158 | 325538.7672 | 344984.7667 | 360767.4564 | 373695.6663 | 384314.1615 | 393017.6533 | 0 | 0 | 0 | 0.074275 | 0.21484 | 0.5198043587473102 | 1.0866229517658441 | 2.009407609684897 | 3.347301843477557 | 5.097245679564427 | 6.246170406480375 | 7.527226365756695 | 8.920539892254196 | 10.29677221149999 | 11.573444009239191 | 14.434812583375244 | 15.224999532105162 | 15.135217183890006 | 14.108509007585653 | 11.82519651326714 | 9.649072723428269 | 7.1021739339838375 | 4.388365753080262 | 1.6809499778227595 | 0 | 0 | 0 | 0 | 0 | 0
Water Heater_Office_New_TE 96% (Instantaneous) | Water Heater_Office_New | Water Heater_Commercial_New_TE 80%_TE 96% (Instantaneous) | Commercial | Office | New | Water Heating | Natural Gas | Water Heater | EQ | TE 80% | 12 | 8 | 10 | 1798.5942 | 298.1718 | 0 | 0.58514 | 1 | LO3Slow | 0.996 | n/a | A | WCE18 | 0.4760464284615066 | 0.2856278570769039 | 200 kBtu/hr | 0.0321 | 396.7534946641293 | 396.7535 | 159.69704293961206 | 159.697 | Technical Support Document: Commercial Water Heating Equipment. EERE-2021-BT-STD-0027-0001. Department of Energy. July 2023. | Technical Support Document: Commercial Water Heating Equipment. EERE-2021-BT-STD-0027-0001. Department of Energy. July 2023. | AEG BEST / Market Profile Calculations | 0 | 0 | 5133.4875 | TE 80% | TE 80% | TE 80% | TE 80% | TE 80% | TE 80% | TE 80% | TE 80% | TE 80% | TE 80% | TE 80% | TE 80% | TE 80% | TE 80% | TE 80% | TE 80% | TE 80% | TE 80% | TE 80% | TE 80% | TE 80% | TE 80% | TE 80% | TE 80% | TE 80% | TE 80% | TE 80% | TE 80% | 0 | 0 | 0 | 0 | 0 | 0 | 0 | 0 | 0 | 0 | 0 | 0 | 0 | 0 | 0 | 0 | 0 | 0 | 0 | 0 | 0 | 0 | 0 | 0 | 0 | 0 | 0 | 0 | 0 | 0 | 0 | 0 | 0 | 0 | 0 | 0 | 0 | 0 | 0 | 0 | 0 | 0 | 0 | 0 | 0 | 0 | 0 | 0 | 0 | 0 | 0 | 0 | 0 | 0 | 0 | 0 | 0 | 0 | 0 | 0 | 0 | 0 | 0 | 0 | 0 | 0 | 0 | 0 | 0 | 0 | 0 | 0 | 0 | 0 | 0 | 0 | 0 | 0 | 0 | 0 | 0 | 0 | 0 | 0 | 0 | 0 | 0 | 0 | 0 | 0 | 0 | 0 | 0 | 0 | 0 | 0 | 0 | 0 | 0 | 0 | 0 | 0 | 0 | 0 | 0 | 0 | 0 | 0 | 0 | 0 | 0 | 0 | TE 96% (Instantaneous) | TE 96% (Instantaneous) | TE 96% (Instantaneous) | TE 96% (Instantaneous) | TE 96% (Instantaneous) | TE 96% (Instantaneous) | TE 96% (Instantaneous) | TE 96% (Instantaneous) | TE 96% (Instantaneous) | TE 96% (Instantaneous) | TE 96% (Instantaneous) | TE 96% (Instantaneous) | TE 96% (Instantaneous) | TE 96% (Instantaneous) | TE 96% (Instantaneous) | TE 96% (Instantaneous) | TE 96% (Instantaneous) | TE 96% (Instantaneous) | TE 96% (Instantaneous) | TE 96% (Instantaneous) | TE 96% (Instantaneous) | TE 96% (Instantaneous) | TE 96% (Instantaneous) | TE 96% (Instantaneous) | TE 96% (Instantaneous) | TE 96% (Instantaneous) | TE 96% (Instantaneous) | TE 96% (Instantaneous) | 5133.4875 | 5133.4875 | 5133.4875 | 5133.4875 | 5133.4875 | 5133.4875 | 5133.4875 | 5133.4875 | 5133.4875 | 5133.4875 | 5133.4875 | 5133.4875 | 5133.4875 | 5133.4875 | 5133.4875 | 5133.4875 | 5133.4875 | 5133.4875 | 5133.4875 | 5133.4875 | 5133.4875 | 5133.4875 | 5133.4875 | 5133.4875 | 5133.4875 | 5133.4875 | 5133.4875 | 5133.4875 | 1798.5942 | 1798.5942 | 1798.5942 | 1798.5942 | 1798.5942 | 1798.5942 | 1798.5942 | 1798.5942 | 1798.5942 | 1798.5942 | 1798.5942 | 1798.5942 | 1798.5942 | 1798.5942 | 1798.5942 | 1798.5942 | 1798.5942 | 1798.5942 | 1798.5942 | 1798.5942 | 1798.5942 | 1798.5942 | 1798.5942 | 1798.5942 | 1798.5942 | 1798.5942 | 1798.5942 | 1798.5942 | 0 | 0 | 0 | 0 | 0 | 0 | 0 | 0 | 0 | 0 | 0 | 0 | 0 | 0 | 0 | 0 | 0 | 0 | 0 | 0 | 0 | 0 | 0 | 0 | 0 | 0 | 0 | 0 | 0 | 0 | 0 | 0 | 0 | 0 | 0 | 0 | 0 | 0 | 0 | 0 | 0 | 0 | 0 | 0 | 0 | 0 | 0 | 0 | 0 | 0 | 0 | 0 | 0 | 0 | 0 | 0 | 0 | 0 | 0 | 0 | 0 | 0 | 0 | 0 | 0 | 0 | 0 | 0 | 0 | 0 | 0 | 0 | 0 | 0 | 0 | 0 | 0 | 0 | 0 | 0 | 0 | 0 | 0 | 0 | 0 | 0 | 0 | 0 | 0 | 0 | 0 | 0 | 0 | 0 | 0 | 0 | 0 | 0 | 0 | 0 | 0 | 0 | 0 | 0 | 0 | 0 | 0 | 0 | 0 | 0 | 0 | 0 | TE 96% (Instantaneous) | TE 96% (Instantaneous) | TE 96% (Instantaneous) | TE 96% (Instantaneous) | TE 96% (Instantaneous) | TE 96% (Instantaneous) | TE 96% (Instantaneous) | TE 96% (Instantaneous) | TE 96% (Instantaneous) | TE 96% (Instantaneous) | TE 96% (Instantaneous) | TE 96% (Instantaneous) | TE 96% (Instantaneous) | TE 96% (Instantaneous) | TE 96% (Instantaneous) | TE 96% (Instantaneous) | TE 96% (Instantaneous) | TE 96% (Instantaneous) | TE 96% (Instantaneous) | TE 96% (Instantaneous) | TE 96% (Instantaneous) | TE 96% (Instantaneous) | TE 96% (Instantaneous) | TE 96% (Instantaneous) | TE 96% (Instantaneous) | TE 96% (Instantaneous) | TE 96% (Instantaneous) | TE 96% (Instantaneous) | 5133.4875 | 5133.4875 | 5133.4875 | 5133.4875 | 5133.4875 | 5133.4875 | 5133.4875 | 5133.4875 | 5133.4875 | 5133.4875 | 5133.4875 | 5133.4875 | 5133.4875 | 5133.4875 | 5133.4875 | 5133.4875 | 5133.4875 | 5133.4875 | 5133.4875 | 5133.4875 | 5133.4875 | 5133.4875 | 5133.4875 | 5133.4875 | 5133.4875 | 5133.4875 | 5133.4875 | 5133.4875 | 1798.5942 | 1798.5942 | 1798.5942 | 1798.5942 | 1798.5942 | 1798.5942 | 1798.5942 | 1798.5942 | 1798.5942 | 1798.5942 | 1798.5942 | 1798.5942 | 1798.5942 | 1798.5942 | 1798.5942 | 1798.5942 | 1798.5942 | 1798.5942 | 1798.5942 | 1798.5942 | 1798.5942 | 1798.5942 | 1798.5942 | 1798.5942 | 1798.5942 | 1798.5942 | 1798.5942 | 1798.5942 | 0 | 0 | 0 | 0 | 0 | 0 | 0 | 0 | 0 | 0 | 0 | 0 | 0 | 0 | 0 | 0 | 0 | 0 | 0 | 0 | 0 | 0 | 0 | 0 | 0 | 0 | 0 | 0 | 0 | 0 | 0 | 0 | 0 | 0 | 0 | 0 | 0 | 0 | 0 | 0 | 0 | 0 | 0 | 0 | 0 | 0 | 0 | 0 | 0 | 0 | 0 | 0 | 0 | 0 | 0 | 0 | 0 | 0 | 0 | 0 | 0 | 0 | 0 | 0 | 0 | 0 | 0 | 0 | 0 | 0 | 0 | 0 | 0 | 0 | 0 | 0 | 0 | 0 | 0 | 0 | 0 | 0 | 0 | 0 | 0 | 0
Water Heater_Grocery_Existing_TE 96% (Instantaneous) | Water Heater_Grocery_Existing | Water Heater_Commercial_Existing_TE 80%_TE 96% (Instantaneous) | Commercial | Grocery | Existing | Water Heating | Natural Gas | Water Heater | EQ | TE 80% | 12 | 8 | 10 | 1631.5511 | 298.1718 | 0 | 0.62469 | 1 | LO3Slow | 0.996 | n/a | A | WCE88 | 0.4760464284615066 | 0.2856278570769039 | 200 kBtu/hr | 0.0321 | 397.2330253742083 | 397.233 | 159.8900585965079 | 159.8901 | Technical Support Document: Commercial Water Heating Equipment. EERE-2021-BT-STD-0027-0001. Department of Energy. July 2023. | Technical Support Document: Commercial Water Heating Equipment. EERE-2021-BT-STD-0027-0001. Department of Energy. July 2023. | AEG BEST / Market Profile Calculations | 0 | 0 | 5098.5973 | TE 80% | TE 80% | TE 80% | TE 80% | TE 80% | TE 80% | TE 80% | TE 80% | TE 80% | TE 80% | TE 80% | TE 80% | TE 80% | TE 80% | TE 80% | TE 80% | TE 80% | TE 80% | TE 80% | TE 80% | TE 80% | TE 80% | TE 80% | TE 80% | TE 80% | TE 80% | TE 80% | TE 80% | 0 | 0 | 0 | 676.91 | 761.304 | 828.8191 | 882.8313 | 926.041 | 960.6088 | 988.263 | 878.5208 | 817.1001 | 653.6801 | 0 | 0 | 0 | 0 | 0 | 0 | 0 | 0 | 0 | 0 | 0 | 0 | 0 | 0 | 0 | 0 | 0 | 0 | 676.91 | 1438.2139 | 2267.0331 | 3149.8644 | 4075.9053 | 5036.5141 | 6024.7771 | 6903.2979 | 7720.398 | 8374.0781 | 8897.0221 | 9315.3774 | 9765.2875 | 10159.7834 | 10325.5864 | 10458.2288 | 10564.3427 | 10649.2339 | 10717.1468 | 10771.4771 | 10814.9414 | 10849.7128 | 10877.5299 | 10899.7836 | 10917.5866 | 0 | 0 | 0 | 0.3808959402354143 | 0.42838426525177753 | 0.4663749252648682 | 0.49676745327534066 | 0.5210814756837187 | 0.5405326936104211 | 0.5560936679517829 | 0.4943419395868049 | 0.4597806584624359 | 0.3678245267699487 | 0 | 0 | 0 | 0 | 0 | 0 | 0 | 0 | 0 | 0 | 0 | 0 | 0 | 0 | 0 | 0 | 0 | 0 | 0.3808959402354143 | 0.8092802054871918 | 1.2756551307520598 | 1.7724225840274004 | 2.293504059711119 | 2.83403675332154 | 3.390130421273323 | 3.884472360860128 | 4.344253019322564 | 4.712077546092512 | 4.712077546092512 | 4.712077546092512 | 4.712077546092512 | 4.712077546092512 | 4.712077546092512 | 4.712077546092512 | 4.712077546092512 | 4.712077546092512 | 4.712077546092512 | 4.712077546092512 | 4.712077546092512 | 4.712077546092512 | 4.712077546092512 | 4.712077546092512 | 4.712077546092512 | TE 96% (Instantaneous) | TE 96% (Instantaneous) | TE 96% (Instantaneous) | TE 96% (Instantaneous) | TE 96% (Instantaneous) | TE 96% (Instantaneous) | TE 96% (Instantaneous) | TE 96% (Instantaneous) | TE 96% (Instantaneous) | TE 96% (Instantaneous) | TE 96% (Instantaneous) | TE 96% (Instantaneous) | TE 96% (Instantaneous) | TE 96% (Instantaneous) | TE 96% (Instantaneous) | TE 96% (Instantaneous) | TE 96% (Instantaneous) | TE 96% (Instantaneous) | TE 96% (Instantaneous) | TE 96% (Instantaneous) | TE 96% (Instantaneous) | TE 96% (Instantaneous) | TE 96% (Instantaneous) | TE 96% (Instantaneous) | TE 96% (Instantaneous) | TE 96% (Instantaneous) | TE 96% (Instantaneous) | TE 96% (Instantaneous) | 5098.5973 | 5098.5973 | 5098.5973 | 5098.5973 | 5098.5973 | 5098.5973 | 5098.5973 | 5098.5973 | 5098.5973 | 5098.5973 | 5098.5973 | 5098.5973 | 5098.5973 | 5098.5973 | 5098.5973 | 5098.5973 | 5098.5973 | 5098.5973 | 5098.5973 | 5098.5973 | 5098.5973 | 5098.5973 | 5098.5973 | 5098.5973 | 5098.5973 | 5098.5973 | 5098.5973 | 5098.5973 | 1631.5511 | 1631.5511 | 1631.5511 | 1631.5511 | 1631.5511 | 1631.5511 | 1631.5511 | 1631.5511 | 1631.5511 | 1631.5511 | 1631.5511 | 1631.5511 | 1631.5511 | 1631.5511 | 1631.5511 | 1631.5511 | 1631.5511 | 1631.5511 | 1631.5511 | 1631.5511 | 1631.5511 | 1631.5511 | 1631.5511 | 1631.5511 | 1631.5511 | 1631.5511 | 1631.5511 | 1631.5511 | 0 | 0 | 0 | 3.183 | 9.207 | 22.2759 | 46.5666 | 86.1121 | 143.4468 | 218.4397 | 267.6762 | 322.5751 | 382.2848 | 441.2625 | 495.9736 | 618.5959 | 652.459 | 648.6114 | 604.6124 | 506.7623 | 413.5057 | 304.3597 | 188.061 | 72.0362 | 0 | 0 | 0 | 0 | 0 | 0 | 0 | 3.183 | 12.39 | 34.6659 | 81.2326 | 167.3446 | 310.7914 | 529.231 | 796.9072 | 1119.4824 | 1501.7672 | 1946.2127 | 2451.3932 | 3092.2651 | 3791.2907 | 4525.6605 | 5272.3823 | 5993.9203 | 6666.6714 | 7276.5441 | 7816.4217 | 8283.3343 | 8662.2881 | 8972.7038 | 9227.6615 | 9436.6387 | 0 | 0 | 0 | 0.0017910649803793968 | 0.005180763894073562 | 0.012534622354568349 | 0.026202951385431557 | 0.048455087226461996 | 0.08071722333351586 | 0.12291557115021175 | 0.1506208747387063 | 0.18151240612812267 | 0.21511092946149088 | 0.24829755458997263 | 0.279083365801625 | 0.34808273814328833 | 0.3671373975072609 | 0.36497237559075474 | 0.34021421602214913 | 0.2851541547661734 | 0.23267885431244562 | 0.17126264268634725 | 0.10582155871325064 | 0.040534621948353056 | 0 | 0 | 0 | 0 | 0 | 0 | 0 | 0.0017910649803793968 | 0.00697182887445296 | 0.019506451229021306 | 0.04570940261445287 | 0.09416448984091487 | 0.17488171317443074 | 0.2977972843246425 | 0.4484181590633488 | 0.6299305651914715 | 0.8450414946529623 | 1.093339049242935 | 1.3724224150445599 | 1.7205051531878484 | 2.0876425506951093 | 2.452614926285864 | 2.792829142308013 | 3.0779832970741863 | 3.3106621513866323 | 3.481924794072979 | 3.5877463527862297 | 3.6282809747345826 | 3.6282809747345826 | 3.6282809747345826 | 3.6282809747345826 | 3.6282809747345826 | TE 96% (Instantaneous) | TE 96% (Instantaneous) | TE 96% (Instantaneous) | TE 96% (Instantaneous) | TE 96% (Instantaneous) | TE 96% (Instantaneous) | TE 96% (Instantaneous) | TE 96% (Instantaneous) | TE 96% (Instantaneous) | TE 96% (Instantaneous) | TE 96% (Instantaneous) | TE 96% (Instantaneous) | TE 96% (Instantaneous) | TE 96% (Instantaneous) | TE 96% (Instantaneous) | TE 96% (Instantaneous) | TE 96% (Instantaneous) | TE 96% (Instantaneous) | TE 96% (Instantaneous) | TE 96% (Instantaneous) | TE 96% (Instantaneous) | TE 96% (Instantaneous) | TE 96% (Instantaneous) | TE 96% (Instantaneous) | TE 96% (Instantaneous) | TE 96% (Instantaneous) | TE 96% (Instantaneous) | TE 96% (Instantaneous) | 5098.5973 | 5098.5973 | 5098.5973 | 5098.5973 | 5098.5973 | 5098.5973 | 5098.5973 | 5098.5973 | 5098.5973 | 5098.5973 | 5098.5973 | 5098.5973 | 5098.5973 | 5098.5973 | 5098.5973 | 5098.5973 | 5098.5973 | 5098.5973 | 5098.5973 | 5098.5973 | 5098.5973 | 5098.5973 | 5098.5973 | 5098.5973 | 5098.5973 | 5098.5973 | 5098.5973 | 5098.5973 | 1631.5511 | 1631.5511 | 1631.5511 | 1631.5511 | 1631.5511 | 1631.5511 | 1631.5511 | 1631.5511 | 1631.5511 | 1631.5511 | 1631.5511 | 1631.5511 | 1631.5511 | 1631.5511 | 1631.5511 | 1631.5511 | 1631.5511 | 1631.5511 | 1631.5511 | 1631.5511 | 1631.5511 | 1631.5511 | 1631.5511 | 1631.5511 | 1631.5511 | 1631.5511 | 1631.5511 | 1631.5511 | 0 | 0 | 0 | 3.183 | 9.207 | 22.2759 | 46.5666 | 86.1121 | 143.4468 | 218.4397 | 267.6762 | 322.5751 | 382.2848 | 441.2625 | 495.9736 | 618.5959 | 652.459 | 648.6114 | 604.6124 | 506.7623 | 413.5057 | 304.3597 | 188.061 | 72.0362 | 0 | 0 | 0 | 0 | 0 | 0 | 0 | 3.183 | 12.39 | 34.6659 | 81.2326 | 167.3446 | 310.7914 | 529.231 | 796.9072 | 1119.4824 | 1501.7672 | 1946.2127 | 2451.3932 | 3092.2651 | 3791.2907 | 4525.6605 | 5272.3823 | 5993.9203 | 6666.6714 | 7276.5441 | 7816.4217 | 8283.3343 | 8662.2881 | 8972.7038 | 9227.6615 | 9436.6387 | 0 | 0 | 0 | 0.0017911 | 0.0051808 | 0.012534622354568349 | 0.026202951385431557 | 0.048455087226461996 | 0.08071722333351586 | 0.12291557115021175 | 0.1506208747387063 | 0.1815124061281226 | 0.21511092946149088 | 0.24829755458997263 | 0.279083365801625 | 0.34808273814328833 | 0.3671373975072609 | 0.36497237559075474 | 0.34021421602214913 | 0.28515415476617334 | 0.23267885431244562 | 0.1712626426863472 | 0.10582155871325064 | 0.040534621948353056 | 0 | 0 | 0 | 0 | 0 | 0
Water Heater_Miscellaneous_New_TE 96% (Instantaneous) | Water Heater_Miscellaneous_New | Water Heater_Commercial_New_TE 80%_TE 96% (Instantaneous) | Commercial | Miscellaneous | New | Water Heating | Natural Gas | Water Heater | EQ | TE 80% | 12 | 8 | 10 | 1800.2792 | 298.1718 | 0 | 0.59119 | 1 | LO3Slow | 0.996 | n/a | A | WCE242 | 0.4760464284615066 | 0.2856278570769039 | 200 kBtu/hr | 0.0321 | 393.5411658634229 | 393.5412 | 158.4040501435264 | 158.4041 | Technical Support Document: Commercial Water Heating Equipment. EERE-2021-BT-STD-0027-0001. Department of Energy. July 2023. | Technical Support Document: Commercial Water Heating Equipment. EERE-2021-BT-STD-0027-0001. Department of Energy. July 2023. | AEG BEST / Market Profile Calculations | 0 | 0 | 5152.2277 | TE 80% | TE 80% | TE 80% | TE 80% | TE 80% | TE 80% | TE 80% | TE 80% | TE 80% | TE 80% | TE 80% | TE 80% | TE 80% | TE 80% | TE 80% | TE 80% | TE 80% | TE 80% | TE 80% | TE 80% | TE 80% | TE 80% | TE 80% | TE 80% | TE 80% | TE 80% | TE 80% | TE 80% | 0 | 0 | 0 | 0 | 0 | 0 | 0 | 0 | 0 | 0 | 0 | 0 | 0 | 0 | 0 | 0 | 0 | 0 | 0 | 0 | 0 | 0 | 0 | 0 | 0 | 0 | 0 | 0 | 0 | 0 | 0 | 0 | 0 | 0 | 0 | 0 | 0 | 0 | 0 | 0 | 0 | 0 | 0 | 0 | 0 | 0 | 0 | 0 | 0 | 0 | 0 | 0 | 0 | 0 | 0 | 0 | 0 | 0 | 0 | 0 | 0 | 0 | 0 | 0 | 0 | 0 | 0 | 0 | 0 | 0 | 0 | 0 | 0 | 0 | 0 | 0 | 0 | 0 | 0 | 0 | 0 | 0 | 0 | 0 | 0 | 0 | 0 | 0 | 0 | 0 | 0 | 0 | 0 | 0 | 0 | 0 | 0 | 0 | 0 | 0 | 0 | 0 | 0 | 0 | 0 | 0 | 0 | 0 | 0 | 0 | 0 | 0 | TE 96% (Instantaneous) | TE 96% (Instantaneous) | TE 96% (Instantaneous) | TE 96% (Instantaneous) | TE 96% (Instantaneous) | TE 96% (Instantaneous) | TE 96% (Instantaneous) | TE 96% (Instantaneous) | TE 96% (Instantaneous) | TE 96% (Instantaneous) | TE 96% (Instantaneous) | TE 96% (Instantaneous) | TE 96% (Instantaneous) | TE 96% (Instantaneous) | TE 96% (Instantaneous) | TE 96% (Instantaneous) | TE 96% (Instantaneous) | TE 96% (Instantaneous) | TE 96% (Instantaneous) | TE 96% (Instantaneous) | TE 96% (Instantaneous) | TE 96% (Instantaneous) | TE 96% (Instantaneous) | TE 96% (Instantaneous) | TE 96% (Instantaneous) | TE 96% (Instantaneous) | TE 96% (Instantaneous) | TE 96% (Instantaneous) | 5152.2277 | 5152.2277 | 5152.2277 | 5152.2277 | 5152.2277 | 5152.2277 | 5152.2277 | 5152.2277 | 5152.2277 | 5152.2277 | 5152.2277 | 5152.2277 | 5152.2277 | 5152.2277 | 5152.2277 | 5152.2277 | 5152.2277 | 5152.2277 | 5152.2277 | 5152.2277 | 5152.2277 | 5152.2277 | 5152.2277 | 5152.2277 | 5152.2277 | 5152.2277 | 5152.2277 | 5152.2277 | 1800.2792 | 1800.2792 | 1800.2792 | 1800.2792 | 1800.2792 | 1800.2792 | 1800.2792 | 1800.2792 | 1800.2792 | 1800.2792 | 1800.2792 | 1800.2792 | 1800.2792 | 1800.2792 | 1800.2792 | 1800.2792 | 1800.2792 | 1800.2792 | 1800.2792 | 1800.2792 | 1800.2792 | 1800.2792 | 1800.2792 | 1800.2792 | 1800.2792 | 1800.2792 | 1800.2792 | 1800.2792 | 0 | 0 | 0 | 0 | 0 | 0 | 0 | 0 | 0 | 0 | 0 | 0 | 0 | 0 | 0 | 0 | 0 | 0 | 0 | 0 | 0 | 0 | 0 | 0 | 0 | 0 | 0 | 0 | 0 | 0 | 0 | 0 | 0 | 0 | 0 | 0 | 0 | 0 | 0 | 0 | 0 | 0 | 0 | 0 | 0 | 0 | 0 | 0 | 0 | 0 | 0 | 0 | 0 | 0 | 0 | 0 | 0 | 0 | 0 | 0 | 0 | 0 | 0 | 0 | 0 | 0 | 0 | 0 | 0 | 0 | 0 | 0 | 0 | 0 | 0 | 0 | 0 | 0 | 0 | 0 | 0 | 0 | 0 | 0 | 0 | 0 | 0 | 0 | 0 | 0 | 0 | 0 | 0 | 0 | 0 | 0 | 0 | 0 | 0 | 0 | 0 | 0 | 0 | 0 | 0 | 0 | 0 | 0 | 0 | 0 | 0 | 0 | TE 96% (Instantaneous) | TE 96% (Instantaneous) | TE 96% (Instantaneous) | TE 96% (Instantaneous) | TE 96% (Instantaneous) | TE 96% (Instantaneous) | TE 96% (Instantaneous) | TE 96% (Instantaneous) | TE 96% (Instantaneous) | TE 96% (Instantaneous) | TE 96% (Instantaneous) | TE 96% (Instantaneous) | TE 96% (Instantaneous) | TE 96% (Instantaneous) | TE 96% (Instantaneous) | TE 96% (Instantaneous) | TE 96% (Instantaneous) | TE 96% (Instantaneous) | TE 96% (Instantaneous) | TE 96% (Instantaneous) | TE 96% (Instantaneous) | TE 96% (Instantaneous) | TE 96% (Instantaneous) | TE 96% (Instantaneous) | TE 96% (Instantaneous) | TE 96% (Instantaneous) | TE 96% (Instantaneous) | TE 96% (Instantaneous) | 5152.2277 | 5152.2277 | 5152.2277 | 5152.2277 | 5152.2277 | 5152.2277 | 5152.2277 | 5152.2277 | 5152.2277 | 5152.2277 | 5152.2277 | 5152.2277 | 5152.2277 | 5152.2277 | 5152.2277 | 5152.2277 | 5152.2277 | 5152.2277 | 5152.2277 | 5152.2277 | 5152.2277 | 5152.2277 | 5152.2277 | 5152.2277 | 5152.2277 | 5152.2277 | 5152.2277 | 5152.2277 | 1800.2792 | 1800.2792 | 1800.2792 | 1800.2792 | 1800.2792 | 1800.2792 | 1800.2792 | 1800.2792 | 1800.2792 | 1800.2792 | 1800.2792 | 1800.2792 | 1800.2792 | 1800.2792 | 1800.2792 | 1800.2792 | 1800.2792 | 1800.2792 | 1800.2792 | 1800.2792 | 1800.2792 | 1800.2792 | 1800.2792 | 1800.2792 | 1800.2792 | 1800.2792 | 1800.2792 | 1800.2792 | 0 | 0 | 0 | 0 | 0 | 0 | 0 | 0 | 0 | 0 | 0 | 0 | 0 | 0 | 0 | 0 | 0 | 0 | 0 | 0 | 0 | 0 | 0 | 0 | 0 | 0 | 0 | 0 | 0 | 0 | 0 | 0 | 0 | 0 | 0 | 0 | 0 | 0 | 0 | 0 | 0 | 0 | 0 | 0 | 0 | 0 | 0 | 0 | 0 | 0 | 0 | 0 | 0 | 0 | 0 | 0 | 0 | 0 | 0 | 0 | 0 | 0 | 0 | 0 | 0 | 0 | 0 | 0 | 0 | 0 | 0 | 0 | 0 | 0 | 0 | 0 | 0 | 0 | 0 | 0 | 0 | 0 | 0 | 0 | 0 | 0
Water Heater_Healthcare_Existing_TE 96% (Instantaneous) | Water Heater_Healthcare_Existing | Water Heater_Commercial_Existing_TE 80%_TE 96% (Instantaneous) | Commercial | Healthcare | Existing | Water Heating | Natural Gas | Water Heater | EQ | TE 80% | 12 | 8 | 10 | 1776.1248 | 298.1718 | 0 | 0.80967 | 1 | LO3Slow | 0.996 | n/a | A | WCE144 | 0.4760464284615066 | 0.2856278570769039 | 200 kBtu/hr | 0.0321 | 397.2503510758546 | 397.2504 | 159.89703235567325 | 159.897 | Technical Support Document: Commercial Water Heating Equipment. EERE-2021-BT-STD-0027-0001. Department of Energy. July 2023. | Technical Support Document: Commercial Water Heating Equipment. EERE-2021-BT-STD-0027-0001. Department of Energy. July 2023. | AEG BEST / Market Profile Calculations | 0 | 0 | 5156.9522 | TE 80% | TE 80% | TE 80% | TE 80% | TE 80% | TE 80% | TE 80% | TE 80% | TE 80% | TE 80% | TE 80% | TE 80% | TE 80% | TE 80% | TE 80% | TE 80% | TE 80% | TE 80% | TE 80% | TE 80% | TE 80% | TE 80% | TE 80% | TE 80% | TE 80% | TE 80% | TE 80% | TE 80% | 0 | 0 | 0 | 21954.531 | 24691.7193 | 26881.47 | 28633.2705 | 30034.7109 | 31155.8632 | 32052.785 | 28493.4658 | 26501.3818 | 21201.1054 | 0 | 0 | 0 | 0 | 0 | 0 | 0 | 0 | 0 | 0 | 0 | 0 | 0 | 0 | 0 | 0 | 0 | 0 | 21954.531 | 46646.2504 | 73527.7203 | 102160.9908 | 132195.7016 | 163351.5648 | 195404.3498 | 223897.8157 | 250399.1975 | 271600.3029 | 288561.1872 | 302129.8947 | 316722.0351 | 329516.8998 | 334894.4647 | 339196.5167 | 342638.1583 | 345391.4716 | 347594.1222 | 349356.2427 | 350765.9391 | 351893.6962 | 352795.9019 | 353517.6664 | 354095.0781 | 0 | 0 | 0 | 12.354311013159197 | 13.89458874986476 | 15.126810939229207 | 16.11258869072077 | 16.901210891914012 | 17.53210865286861 | 18.036826861632292 | 16.03391746504079 | 14.912926740488084 | 11.930341392390465 | 0 | 0 | 0 | 0 | 0 | 0 | 0 | 0 | 0 | 0 | 0 | 0 | 0 | 0 | 0 | 0 | 0 | 0 | 12.354311013159197 | 26.24889976302396 | 41.375710702253166 | 57.488299392973936 | 74.38951028488795 | 91.92161893775656 | 109.95844579938885 | 125.99236326442964 | 140.90529000491773 | 152.8356313973082 | 152.8356313973082 | 152.8356313973082 | 152.8356313973082 | 152.8356313973082 | 152.8356313973082 | 152.8356313973082 | 152.8356313973082 | 152.8356313973082 | 152.8356313973082 | 152.8356313973082 | 152.8356313973082 | 152.8356313973082 | 152.8356313973082 | 152.8356313973082 | 152.8356313973082 | TE 96% (Instantaneous) | TE 96% (Instantaneous) | TE 96% (Instantaneous) | TE 96% (Instantaneous) | TE 96% (Instantaneous) | TE 96% (Instantaneous) | TE 96% (Instantaneous) | TE 96% (Instantaneous) | TE 96% (Instantaneous) | TE 96% (Instantaneous) | TE 96% (Instantaneous) | TE 96% (Instantaneous) | TE 96% (Instantaneous) | TE 96% (Instantaneous) | TE 96% (Instantaneous) | TE 96% (Instantaneous) | TE 96% (Instantaneous) | TE 96% (Instantaneous) | TE 96% (Instantaneous) | TE 96% (Instantaneous) | TE 96% (Instantaneous) | TE 96% (Instantaneous) | TE 96% (Instantaneous) | TE 96% (Instantaneous) | TE 96% (Instantaneous) | TE 96% (Instantaneous) | TE 96% (Instantaneous) | TE 96% (Instantaneous) | 5156.9522 | 5156.9522 | 5156.9522 | 5156.9522 | 5156.9522 | 5156.9522 | 5156.9522 | 5156.9522 | 5156.9522 | 5156.9522 | 5156.9522 | 5156.9522 | 5156.9522 | 5156.9522 | 5156.9522 | 5156.9522 | 5156.9522 | 5156.9522 | 5156.9522 | 5156.9522 | 5156.9522 | 5156.9522 | 5156.9522 | 5156.9522 | 5156.9522 | 5156.9522 | 5156.9522 | 5156.9522 | 1776.1248 | 1776.1248 | 1776.1248 | 1776.1248 | 1776.1248 | 1776.1248 | 1776.1248 | 1776.1248 | 1776.1248 | 1776.1248 | 1776.1248 | 1776.1248 | 1776.1248 | 1776.1248 | 1776.1248 | 1776.1248 | 1776.1248 | 1776.1248 | 1776.1248 | 1776.1248 | 1776.1248 | 1776.1248 | 1776.1248 | 1776.1248 | 1776.1248 | 1776.1248 | 1776.1248 | 1776.1248 | 0 | 0 | 0 | 103.2355 | 298.615 | 722.4854 | 1510.3167 | 2792.9117 | 4652.4749 | 7084.7532 | 8681.6643 | 10462.2269 | 12398.8184 | 14311.6683 | 16086.1374 | 20063.2049 | 21161.4999 | 21036.7098 | 19609.6697 | 16436.0527 | 13411.4192 | 9871.4389 | 6099.4683 | 2336.3825 | 0 | 0 | 0 | 0 | 0 | 0 | 0 | 103.2355 | 401.8505 | 1124.3359 | 2634.6527 | 5427.5643 | 10080.0392 | 17164.7924 | 25846.4566 | 36308.6835 | 48707.5019 | 63122.4057 | 79507.1581 | 100292.8484 | 122964.665 | 146782.8158 | 171001.5848 | 194403.5584 | 216223.2003 | 236003.4834 | 253513.5797 | 268657.1677 | 280947.9501 | 291015.8041 | 299284.9658 | 306062.8172 | 0 | 0 | 0 | 0.0580929631297961 | 0.1680374130361488 | 0.40655886987171735 | 0.849889370514782 | 1.571634545108262 | 2.618052795639037 | 3.986750799736212 | 4.885368771444469 | 5.887331633589293 | 6.977095432559615 | 8.053499366035476 | 9.052033207761614 | 11.29001900801674 | 11.908054442804593 | 11.837832234370737 | 11.03480450129767 | 9.248938469909929 | 7.546908823929345 | 5.554881869769969 | 3.4323086967867655 | 1.3147352687489275 | 0 | 0 | 0 | 0 | 0 | 0 | 0 | 0.0580929631297961 | 0.2261303761659449 | 0.6326892460376622 | 1.4825786165524444 | 3.0542131616607064 | 5.672265957299744 | 9.659016757035955 | 14.544385528480426 | 20.431717162069717 | 27.408812594629328 | 35.462311960664806 | 44.51434516842642 | 55.804364176443165 | 67.71241861924776 | 79.5502508536185 | 90.58505535491615 | 99.83399382482608 | 107.38090264875541 | 112.93578451852538 | 116.36809321531214 | 117.68282848406108 | 117.68282848406108 | 117.68282848406108 | 117.68282848406108 | 117.68282848406108 | TE 96% (Instantaneous) | TE 96% (Instantaneous) | TE 96% (Instantaneous) | TE 96% (Instantaneous) | TE 96% (Instantaneous) | TE 96% (Instantaneous) | TE 96% (Instantaneous) | TE 96% (Instantaneous) | TE 96% (Instantaneous) | TE 96% (Instantaneous) | TE 96% (Instantaneous) | TE 96% (Instantaneous) | TE 96% (Instantaneous) | TE 96% (Instantaneous) | TE 96% (Instantaneous) | TE 96% (Instantaneous) | TE 96% (Instantaneous) | TE 96% (Instantaneous) | TE 96% (Instantaneous) | TE 96% (Instantaneous) | TE 96% (Instantaneous) | TE 96% (Instantaneous) | TE 96% (Instantaneous) | TE 96% (Instantaneous) | TE 96% (Instantaneous) | TE 96% (Instantaneous) | TE 96% (Instantaneous) | TE 96% (Instantaneous) | 5156.9522 | 5156.9522 | 5156.9522 | 5156.9522 | 5156.9522 | 5156.9522 | 5156.9522 | 5156.9522 | 5156.9522 | 5156.9522 | 5156.9522 | 5156.9522 | 5156.9522 | 5156.9522 | 5156.9522 | 5156.9522 | 5156.9522 | 5156.9522 | 5156.9522 | 5156.9522 | 5156.9522 | 5156.9522 | 5156.9522 | 5156.9522 | 5156.9522 | 5156.9522 | 5156.9522 | 5156.9522 | 1776.1248 | 1776.1248 | 1776.1248 | 1776.1248 | 1776.1248 | 1776.1248 | 1776.1248 | 1776.1248 | 1776.1248 | 1776.1248 | 1776.1248 | 1776.1248 | 1776.1248 | 1776.1248 | 1776.1248 | 1776.1248 | 1776.1248 | 1776.1248 | 1776.1248 | 1776.1248 | 1776.1248 | 1776.1248 | 1776.1248 | 1776.1248 | 1776.1248 | 1776.1248 | 1776.1248 | 1776.1248 | 0 | 0 | 0 | 103.2355 | 298.615 | 722.4854 | 1510.3167 | 2792.9117 | 4652.4749 | 7084.7532 | 8681.6643 | 10462.2269 | 12398.8184 | 14311.6683 | 16086.1374 | 20063.2049 | 21161.4999 | 21036.7098 | 19609.6697 | 16436.0527 | 13411.4192 | 9871.4389 | 6099.4683 | 2336.3825 | 0 | 0 | 0 | 0 | 0 | 0 | 0 | 103.2355 | 401.8505 | 1124.3359 | 2634.6527 | 5427.5643 | 10080.0392 | 17164.7924 | 25846.4566 | 36308.6835 | 48707.5019 | 63122.4057 | 79507.1581 | 100292.8484 | 122964.665 | 146782.8158 | 171001.5848 | 194403.5584 | 216223.2003 | 236003.4834 | 253513.5797 | 268657.1677 | 280947.9501 | 291015.8041 | 299284.9658 | 306062.8172 | 0 | 0 | 0 | 0.058093 | 0.16804 | 0.40655886987171735 | 0.849889370514782 | 1.571634545108262 | 2.618052795639037 | 3.986750799736212 | 4.885368771444469 | 5.887331633589293 | 6.977095432559613 | 8.053499366035478 | 9.052033207761612 | 11.29001900801674 | 11.908054442804596 | 11.837832234370737 | 11.03480450129767 | 9.248938469909932 | 7.546908823929343 | 5.554881869769966 | 3.4323086967867646 | 1.31473526874893 | 0 | 0 | 0 | 0 | 0 | 0
Water Heater_Education_New_TE 96% (Instantaneous) | Water Heater_Education_New | Water Heater_Commercial_New_TE 80%_TE 96% (Instantaneous) | Commercial | Education | New | Water Heating | Natural Gas | Water Heater | EQ | TE 80% | 12 | 8 | 10 | 1757.2908 | 298.1718 | 0 | 0.87227 | 1 | LO3Slow | 0.996 | n/a | A | WCE130 | 0.4760464284615066 | 0.2856278570769039 | 200 kBtu/hr | 0.0321 | 395.5298635011379 | 395.5299 | 159.20451979613267 | 159.2045 | Technical Support Document: Commercial Water Heating Equipment. EERE-2021-BT-STD-0027-0001. Department of Energy. July 2023. | Technical Support Document: Commercial Water Heating Equipment. EERE-2021-BT-STD-0027-0001. Department of Energy. July 2023. | AEG BEST / Market Profile Calculations | 0 | 0 | 5159.7049 | TE 80% | TE 80% | TE 80% | TE 80% | TE 80% | TE 80% | TE 80% | TE 80% | TE 80% | TE 80% | TE 80% | TE 80% | TE 80% | TE 80% | TE 80% | TE 80% | TE 80% | TE 80% | TE 80% | TE 80% | TE 80% | TE 80% | TE 80% | TE 80% | TE 80% | TE 80% | TE 80% | TE 80% | 0 | 0 | 0 | 0 | 0 | 0 | 0 | 0 | 0 | 0 | 0 | 0 | 0 | 0 | 0 | 0 | 0 | 0 | 0 | 0 | 0 | 0 | 0 | 0 | 0 | 0 | 0 | 0 | 0 | 0 | 0 | 0 | 0 | 0 | 0 | 0 | 0 | 0 | 0 | 0 | 0 | 0 | 0 | 0 | 0 | 0 | 0 | 0 | 0 | 0 | 0 | 0 | 0 | 0 | 0 | 0 | 0 | 0 | 0 | 0 | 0 | 0 | 0 | 0 | 0 | 0 | 0 | 0 | 0 | 0 | 0 | 0 | 0 | 0 | 0 | 0 | 0 | 0 | 0 | 0 | 0 | 0 | 0 | 0 | 0 | 0 | 0 | 0 | 0 | 0 | 0 | 0 | 0 | 0 | 0 | 0 | 0 | 0 | 0 | 0 | 0 | 0 | 0 | 0 | 0 | 0 | 0 | 0 | 0 | 0 | 0 | 0 | TE 96% (Instantaneous) | TE 96% (Instantaneous) | TE 96% (Instantaneous) | TE 96% (Instantaneous) | TE 96% (Instantaneous) | TE 96% (Instantaneous) | TE 96% (Instantaneous) | TE 96% (Instantaneous) | TE 96% (Instantaneous) | TE 96% (Instantaneous) | TE 96% (Instantaneous) | TE 96% (Instantaneous) | TE 96% (Instantaneous) | TE 96% (Instantaneous) | TE 96% (Instantaneous) | TE 96% (Instantaneous) | TE 96% (Instantaneous) | TE 96% (Instantaneous) | TE 96% (Instantaneous) | TE 96% (Instantaneous) | TE 96% (Instantaneous) | TE 96% (Instantaneous) | TE 96% (Instantaneous) | TE 96% (Instantaneous) | TE 96% (Instantaneous) | TE 96% (Instantaneous) | TE 96% (Instantaneous) | TE 96% (Instantaneous) | 5159.7049 | 5159.7049 | 5159.7049 | 5159.7049 | 5159.7049 | 5159.7049 | 5159.7049 | 5159.7049 | 5159.7049 | 5159.7049 | 5159.7049 | 5159.7049 | 5159.7049 | 5159.7049 | 5159.7049 | 5159.7049 | 5159.7049 | 5159.7049 | 5159.7049 | 5159.7049 | 5159.7049 | 5159.7049 | 5159.7049 | 5159.7049 | 5159.7049 | 5159.7049 | 5159.7049 | 5159.7049 | 1757.2908 | 1757.2908 | 1757.2908 | 1757.2908 | 1757.2908 | 1757.2908 | 1757.2908 | 1757.2908 | 1757.2908 | 1757.2908 | 1757.2908 | 1757.2908 | 1757.2908 | 1757.2908 | 1757.2908 | 1757.2908 | 1757.2908 | 1757.2908 | 1757.2908 | 1757.2908 | 1757.2908 | 1757.2908 | 1757.2908 | 1757.2908 | 1757.2908 | 1757.2908 | 1757.2908 | 1757.2908 | 0 | 0 | 0 | 0 | 0 | 0 | 0 | 0 | 0 | 0 | 0 | 0 | 0 | 0 | 0 | 0 | 0 | 0 | 0 | 0 | 0 | 0 | 0 | 0 | 0 | 0 | 0 | 0 | 0 | 0 | 0 | 0 | 0 | 0 | 0 | 0 | 0 | 0 | 0 | 0 | 0 | 0 | 0 | 0 | 0 | 0 | 0 | 0 | 0 | 0 | 0 | 0 | 0 | 0 | 0 | 0 | 0 | 0 | 0 | 0 | 0 | 0 | 0 | 0 | 0 | 0 | 0 | 0 | 0 | 0 | 0 | 0 | 0 | 0 | 0 | 0 | 0 | 0 | 0 | 0 | 0 | 0 | 0 | 0 | 0 | 0 | 0 | 0 | 0 | 0 | 0 | 0 | 0 | 0 | 0 | 0 | 0 | 0 | 0 | 0 | 0 | 0 | 0 | 0 | 0 | 0 | 0 | 0 | 0 | 0 | 0 | 0 | TE 96% (Instantaneous) | TE 96% (Instantaneous) | TE 96% (Instantaneous) | TE 96% (Instantaneous) | TE 96% (Instantaneous) | TE 96% (Instantaneous) | TE 96% (Instantaneous) | TE 96% (Instantaneous) | TE 96% (Instantaneous) | TE 96% (Instantaneous) | TE 96% (Instantaneous) | TE 96% (Instantaneous) | TE 96% (Instantaneous) | TE 96% (Instantaneous) | TE 96% (Instantaneous) | TE 96% (Instantaneous) | TE 96% (Instantaneous) | TE 96% (Instantaneous) | TE 96% (Instantaneous) | TE 96% (Instantaneous) | TE 96% (Instantaneous) | TE 96% (Instantaneous) | TE 96% (Instantaneous) | TE 96% (Instantaneous) | TE 96% (Instantaneous) | TE 96% (Instantaneous) | TE 96% (Instantaneous) | TE 96% (Instantaneous) | 5159.7049 | 5159.7049 | 5159.7049 | 5159.7049 | 5159.7049 | 5159.7049 | 5159.7049 | 5159.7049 | 5159.7049 | 5159.7049 | 5159.7049 | 5159.7049 | 5159.7049 | 5159.7049 | 5159.7049 | 5159.7049 | 5159.7049 | 5159.7049 | 5159.7049 | 5159.7049 | 5159.7049 | 5159.7049 | 5159.7049 | 5159.7049 | 5159.7049 | 5159.7049 | 5159.7049 | 5159.7049 | 1757.2908 | 1757.2908 | 1757.2908 | 1757.2908 | 1757.2908 | 1757.2908 | 1757.2908 | 1757.2908 | 1757.2908 | 1757.2908 | 1757.2908 | 1757.2908 | 1757.2908 | 1757.2908 | 1757.2908 | 1757.2908 | 1757.2908 | 1757.2908 | 1757.2908 | 1757.2908 | 1757.2908 | 1757.2908 | 1757.2908 | 1757.2908 | 1757.2908 | 1757.2908 | 1757.2908 | 1757.2908 | 0 | 0 | 0 | 0 | 0 | 0 | 0 | 0 | 0 | 0 | 0 | 0 | 0 | 0 | 0 | 0 | 0 | 0 | 0 | 0 | 0 | 0 | 0 | 0 | 0 | 0 | 0 | 0 | 0 | 0 | 0 | 0 | 0 | 0 | 0 | 0 | 0 | 0 | 0 | 0 | 0 | 0 | 0 | 0 | 0 | 0 | 0 | 0 | 0 | 0 | 0 | 0 | 0 | 0 | 0 | 0 | 0 | 0 | 0 | 0 | 0 | 0 | 0 | 0 | 0 | 0 | 0 | 0 | 0 | 0 | 0 | 0 | 0 | 0 | 0 | 0 | 0 | 0 | 0 | 0 | 0 | 0 | 0 | 0 | 0 | 0
Water Heater_Lodging_Existing_TE 96% (Instantaneous) | Water Heater_Lodging_Existing | Water Heater_Commercial_Existing_TE 80%_TE 96% (Instantaneous) | Commercial | Lodging | Existing | Water Heating | Natural Gas | Water Heater | EQ | TE 80% | 12 | 8 | 10 | 1776.1748 | 298.1718 | 0 | 0.93694 | 1 | LO3Slow | 0.996 | n/a | A | WCE172 | 0.4760464284615066 | 0.2856278570769039 | 200 kBtu/hr | 0.0321 | 398.07761821612223 | 398.0776 | 160.2300152223617 | 160.23 | Technical Support Document: Commercial Water Heating Equipment. EERE-2021-BT-STD-0027-0001. Department of Energy. July 2023. | Technical Support Document: Commercial Water Heating Equipment. EERE-2021-BT-STD-0027-0001. Department of Energy. July 2023. | AEG BEST / Market Profile Calculations | 0 | 0 | 5155.239 | TE 80% | TE 80% | TE 80% | TE 80% | TE 80% | TE 80% | TE 80% | TE 80% | TE 80% | TE 80% | TE 80% | TE 80% | TE 80% | TE 80% | TE 80% | TE 80% | TE 80% | TE 80% | TE 80% | TE 80% | TE 80% | TE 80% | TE 80% | TE 80% | TE 80% | TE 80% | TE 80% | TE 80% | 0 | 0 | 0 | 25651.3525 | 28849.4432 | 31407.9158 | 33454.6938 | 35092.1163 | 36402.0542 | 37450.0046 | 33291.3482 | 30963.8264 | 24771.0611 | 0 | 0 | 0 | 0 | 0 | 0 | 0 | 0 | 0 | 0 | 0 | 0 | 0 | 0 | 0 | 0 | 0 | 0 | 25651.3525 | 54500.7958 | 85908.7116 | 119363.4054 | 154455.5217 | 190857.5759 | 228307.5805 | 261598.9287 | 292562.7551 | 317333.8162 | 337150.665 | 353004.1441 | 370053.3873 | 385002.7197 | 391285.7879 | 396312.2424 | 400333.406 | 403550.3369 | 406123.8817 | 408182.7174 | 409829.7861 | 411147.4409 | 412201.5649 | 413044.864 | 413719.5033 | 0 | 0 | 0 | 14.464655854289552 | 16.268041519239937 | 17.710750051200243 | 18.86491687676849 | 19.788250337223086 | 20.52691710558676 | 21.117850520277702 | 18.772807150545486 | 17.460330475056704 | 13.968264380045362 | 0 | 0 | 0 | 0 | 0 | 0 | 0 | 0 | 0 | 0 | 0 | 0 | 0 | 0 | 0 | 0 | 0 | 0 | 14.464655854289552 | 30.732697373529486 | 48.443447424729726 | 67.30836430149822 | 87.09661463872129 | 107.62353174430805 | 128.74138226458575 | 147.51418941513123 | 164.97451989018793 | 178.9427842702333 | 178.9427842702333 | 178.9427842702333 | 178.9427842702333 | 178.9427842702333 | 178.9427842702333 | 178.9427842702333 | 178.9427842702333 | 178.9427842702333 | 178.9427842702333 | 178.9427842702333 | 178.9427842702333 | 178.9427842702333 | 178.9427842702333 | 178.9427842702333 | 178.9427842702333 | TE 96% (Instantaneous) | TE 96% (Instantaneous) | TE 96% (Instantaneous) | TE 96% (Instantaneous) | TE 96% (Instantaneous) | TE 96% (Instantaneous) | TE 96% (Instantaneous) | TE 96% (Instantaneous) | TE 96% (Instantaneous) | TE 96% (Instantaneous) | TE 96% (Instantaneous) | TE 96% (Instantaneous) | TE 96% (Instantaneous) | TE 96% (Instantaneous) | TE 96% (Instantaneous) | TE 96% (Instantaneous) | TE 96% (Instantaneous) | TE 96% (Instantaneous) | TE 96% (Instantaneous) | TE 96% (Instantaneous) | TE 96% (Instantaneous) | TE 96% (Instantaneous) | TE 96% (Instantaneous) | TE 96% (Instantaneous) | TE 96% (Instantaneous) | TE 96% (Instantaneous) | TE 96% (Instantaneous) | TE 96% (Instantaneous) | 5155.239 | 5155.239 | 5155.239 | 5155.239 | 5155.239 | 5155.239 | 5155.239 | 5155.239 | 5155.239 | 5155.239 | 5155.239 | 5155.239 | 5155.239 | 5155.239 | 5155.239 | 5155.239 | 5155.239 | 5155.239 | 5155.239 | 5155.239 | 5155.239 | 5155.239 | 5155.239 | 5155.239 | 5155.239 | 5155.239 | 5155.239 | 5155.239 | 1776.1748 | 1776.1748 | 1776.1748 | 1776.1748 | 1776.1748 | 1776.1748 | 1776.1748 | 1776.1748 | 1776.1748 | 1776.1748 | 1776.1748 | 1776.1748 | 1776.1748 | 1776.1748 | 1776.1748 | 1776.1748 | 1776.1748 | 1776.1748 | 1776.1748 | 1776.1748 | 1776.1748 | 1776.1748 | 1776.1748 | 1776.1748 | 1776.1748 | 1776.1748 | 1776.1748 | 1776.1748 | 0 | 0 | 0 | 120.6189 | 348.8974 | 844.1414 | 1764.6319 | 3263.1971 | 5435.8835 | 8277.7218 | 10143.5294 | 12223.9127 | 14486.5978 | 16721.5437 | 18794.8073 | 23441.5547 | 24724.7865 | 24578.9836 | 22911.6508 | 19203.6432 | 15669.7058 | 11533.6446 | 7126.5294 | 2729.7951 | 0 | 0 | 0 | 0 | 0 | 0 | 0 | 120.6189 | 469.5163 | 1313.6576 | 3078.2896 | 6341.4867 | 11777.3701 | 20055.092 | 30198.6214 | 42422.5341 | 56909.1318 | 73751.2944 | 92894.9991 | 117180.6952 | 143670.1137 | 171498.8922 | 199795.7472 | 227138.2705 | 252632.0205 | 275743.0136 | 296201.5537 | 313895.1001 | 328255.4702 | 340018.6034 | 349680.1709 | 357599.3132 | 0 | 0 | 0 | 0.06801631578915183 | 0.19674131140328613 | 0.4760066450439377 | 0.9950661955669426 | 1.8400987962412227 | 3.065264639763633 | 4.667761580032584 | 5.71988012321922 | 6.892996775719432 | 8.16891238912587 | 9.429186024891372 | 10.598287916858133 | 13.218563088253482 | 13.942170407224202 | 13.859952946676053 | 12.919753223034657 | 10.828828239976144 | 8.836060447690175 | 6.503758442852123 | 4.018610510276448 | 1.5393163715640603 | 0 | 0 | 0 | 0 | 0 | 0 | 0 | 0.06801631578915183 | 0.264757627192438 | 0.7407642722363756 | 1.7358304678033183 | 3.575929264044541 | 6.6411939038081735 | 11.308955483840759 | 17.02883560705998 | 23.92183238277941 | 32.090744771905285 | 41.51993079679666 | 52.11821871365479 | 65.33678180190827 | 79.27895220913247 | 93.13890515580853 | 106.05865837884318 | 116.88748661881934 | 125.72354706650951 | 132.22730550936163 | 136.2459160196381 | 137.78523239120216 | 137.78523239120216 | 137.78523239120216 | 137.78523239120216 | 137.78523239120216 | TE 96% (Instantaneous) | TE 96% (Instantaneous) | TE 96% (Instantaneous) | TE 96% (Instantaneous) | TE 96% (Instantaneous) | TE 96% (Instantaneous) | TE 96% (Instantaneous) | TE 96% (Instantaneous) | TE 96% (Instantaneous) | TE 96% (Instantaneous) | TE 96% (Instantaneous) | TE 96% (Instantaneous) | TE 96% (Instantaneous) | TE 96% (Instantaneous) | TE 96% (Instantaneous) | TE 96% (Instantaneous) | TE 96% (Instantaneous) | TE 96% (Instantaneous) | TE 96% (Instantaneous) | TE 96% (Instantaneous) | TE 96% (Instantaneous) | TE 96% (Instantaneous) | TE 96% (Instantaneous) | TE 96% (Instantaneous) | TE 96% (Instantaneous) | TE 96% (Instantaneous) | TE 96% (Instantaneous) | TE 96% (Instantaneous) | 5155.239 | 5155.239 | 5155.239 | 5155.239 | 5155.239 | 5155.239 | 5155.239 | 5155.239 | 5155.239 | 5155.239 | 5155.239 | 5155.239 | 5155.239 | 5155.239 | 5155.239 | 5155.239 | 5155.239 | 5155.239 | 5155.239 | 5155.239 | 5155.239 | 5155.239 | 5155.239 | 5155.239 | 5155.239 | 5155.239 | 5155.239 | 5155.239 | 1776.1748 | 1776.1748 | 1776.1748 | 1776.1748 | 1776.1748 | 1776.1748 | 1776.1748 | 1776.1748 | 1776.1748 | 1776.1748 | 1776.1748 | 1776.1748 | 1776.1748 | 1776.1748 | 1776.1748 | 1776.1748 | 1776.1748 | 1776.1748 | 1776.1748 | 1776.1748 | 1776.1748 | 1776.1748 | 1776.1748 | 1776.1748 | 1776.1748 | 1776.1748 | 1776.1748 | 1776.1748 | 0 | 0 | 0 | 120.6189 | 348.8974 | 844.1414 | 1764.6319 | 3263.1971 | 5435.8835 | 8277.7218 | 10143.5294 | 12223.9127 | 14486.5978 | 16721.5437 | 18794.8073 | 23441.5547 | 24724.7865 | 24578.9836 | 22911.6508 | 19203.6432 | 15669.7058 | 11533.6446 | 7126.5294 | 2729.7951 | 0 | 0 | 0 | 0 | 0 | 0 | 0 | 120.6189 | 469.5163 | 1313.6576 | 3078.2896 | 6341.4867 | 11777.3701 | 20055.092 | 30198.6214 | 42422.5341 | 56909.1318 | 73751.2944 | 92894.9991 | 117180.6952 | 143670.1137 | 171498.8922 | 199795.7472 | 227138.2705 | 252632.0205 | 275743.0136 | 296201.5537 | 313895.1001 | 328255.4702 | 340018.6034 | 349680.1709 | 357599.3132 | 0 | 0 | 0 | 0.068016 | 0.19674 | 0.4760066450439377 | 0.9950661955669426 | 1.8400987962412227 | 3.065264639763633 | 4.667761580032584 | 5.71988012321922 | 6.892996775719434 | 8.16891238912587 | 9.429186024891372 | 10.598287916858133 | 13.218563088253482 | 13.942170407224202 | 13.859952946676055 | 12.919753223034657 | 10.828828239976144 | 8.836060447690171 | 6.503758442852121 | 4.018610510276448 | 1.5393163715640619 | 0 | 0 | 0 | 0 | 0 | 0
Water Heater_Healthcare_New_TE 96% (Instantaneous) | Water Heater_Healthcare_New | Water Heater_Commercial_New_TE 80%_TE 96% (Instantaneous) | Commercial | Healthcare | New | Water Heating | Natural Gas | Water Heater | EQ | TE 80% | 12 | 8 | 10 | 1776.1248 | 298.1718 | 0 | 0.80967 | 1 | LO3Slow | 0.996 | n/a | A | WCE158 | 0.4760464284615066 | 0.2856278570769039 | 200 kBtu/hr | 0.0321 | 397.2503510758546 | 397.2504 | 159.89703235567325 | 159.897 | Technical Support Document: Commercial Water Heating Equipment. EERE-2021-BT-STD-0027-0001. Department of Energy. July 2023. | Technical Support Document: Commercial Water Heating Equipment. EERE-2021-BT-STD-0027-0001. Department of Energy. July 2023. | AEG BEST / Market Profile Calculations | 0 | 0 | 5156.9522 | TE 80% | TE 80% | TE 80% | TE 80% | TE 80% | TE 80% | TE 80% | TE 80% | TE 80% | TE 80% | TE 80% | TE 80% | TE 80% | TE 80% | TE 80% | TE 80% | TE 80% | TE 80% | TE 80% | TE 80% | TE 80% | TE 80% | TE 80% | TE 80% | TE 80% | TE 80% | TE 80% | TE 80% | 0 | 0 | 0 | 0 | 0 | 0 | 0 | 0 | 0 | 0 | 0 | 0 | 0 | 0 | 0 | 0 | 0 | 0 | 0 | 0 | 0 | 0 | 0 | 0 | 0 | 0 | 0 | 0 | 0 | 0 | 0 | 0 | 0 | 0 | 0 | 0 | 0 | 0 | 0 | 0 | 0 | 0 | 0 | 0 | 0 | 0 | 0 | 0 | 0 | 0 | 0 | 0 | 0 | 0 | 0 | 0 | 0 | 0 | 0 | 0 | 0 | 0 | 0 | 0 | 0 | 0 | 0 | 0 | 0 | 0 | 0 | 0 | 0 | 0 | 0 | 0 | 0 | 0 | 0 | 0 | 0 | 0 | 0 | 0 | 0 | 0 | 0 | 0 | 0 | 0 | 0 | 0 | 0 | 0 | 0 | 0 | 0 | 0 | 0 | 0 | 0 | 0 | 0 | 0 | 0 | 0 | 0 | 0 | 0 | 0 | 0 | 0 | TE 96% (Instantaneous) | TE 96% (Instantaneous) | TE 96% (Instantaneous) | TE 96% (Instantaneous) | TE 96% (Instantaneous) | TE 96% (Instantaneous) | TE 96% (Instantaneous) | TE 96% (Instantaneous) | TE 96% (Instantaneous) | TE 96% (Instantaneous) | TE 96% (Instantaneous) | TE 96% (Instantaneous) | TE 96% (Instantaneous) | TE 96% (Instantaneous) | TE 96% (Instantaneous) | TE 96% (Instantaneous) | TE 96% (Instantaneous) | TE 96% (Instantaneous) | TE 96% (Instantaneous) | TE 96% (Instantaneous) | TE 96% (Instantaneous) | TE 96% (Instantaneous) | TE 96% (Instantaneous) | TE 96% (Instantaneous) | TE 96% (Instantaneous) | TE 96% (Instantaneous) | TE 96% (Instantaneous) | TE 96% (Instantaneous) | 5156.9522 | 5156.9522 | 5156.9522 | 5156.9522 | 5156.9522 | 5156.9522 | 5156.9522 | 5156.9522 | 5156.9522 | 5156.9522 | 5156.9522 | 5156.9522 | 5156.9522 | 5156.9522 | 5156.9522 | 5156.9522 | 5156.9522 | 5156.9522 | 5156.9522 | 5156.9522 | 5156.9522 | 5156.9522 | 5156.9522 | 5156.9522 | 5156.9522 | 5156.9522 | 5156.9522 | 5156.9522 | 1776.1248 | 1776.1248 | 1776.1248 | 1776.1248 | 1776.1248 | 1776.1248 | 1776.1248 | 1776.1248 | 1776.1248 | 1776.1248 | 1776.1248 | 1776.1248 | 1776.1248 | 1776.1248 | 1776.1248 | 1776.1248 | 1776.1248 | 1776.1248 | 1776.1248 | 1776.1248 | 1776.1248 | 1776.1248 | 1776.1248 | 1776.1248 | 1776.1248 | 1776.1248 | 1776.1248 | 1776.1248 | 0 | 0 | 0 | 0 | 0 | 0 | 0 | 0 | 0 | 0 | 0 | 0 | 0 | 0 | 0 | 0 | 0 | 0 | 0 | 0 | 0 | 0 | 0 | 0 | 0 | 0 | 0 | 0 | 0 | 0 | 0 | 0 | 0 | 0 | 0 | 0 | 0 | 0 | 0 | 0 | 0 | 0 | 0 | 0 | 0 | 0 | 0 | 0 | 0 | 0 | 0 | 0 | 0 | 0 | 0 | 0 | 0 | 0 | 0 | 0 | 0 | 0 | 0 | 0 | 0 | 0 | 0 | 0 | 0 | 0 | 0 | 0 | 0 | 0 | 0 | 0 | 0 | 0 | 0 | 0 | 0 | 0 | 0 | 0 | 0 | 0 | 0 | 0 | 0 | 0 | 0 | 0 | 0 | 0 | 0 | 0 | 0 | 0 | 0 | 0 | 0 | 0 | 0 | 0 | 0 | 0 | 0 | 0 | 0 | 0 | 0 | 0 | TE 96% (Instantaneous) | TE 96% (Instantaneous) | TE 96% (Instantaneous) | TE 96% (Instantaneous) | TE 96% (Instantaneous) | TE 96% (Instantaneous) | TE 96% (Instantaneous) | TE 96% (Instantaneous) | TE 96% (Instantaneous) | TE 96% (Instantaneous) | TE 96% (Instantaneous) | TE 96% (Instantaneous) | TE 96% (Instantaneous) | TE 96% (Instantaneous) | TE 96% (Instantaneous) | TE 96% (Instantaneous) | TE 96% (Instantaneous) | TE 96% (Instantaneous) | TE 96% (Instantaneous) | TE 96% (Instantaneous) | TE 96% (Instantaneous) | TE 96% (Instantaneous) | TE 96% (Instantaneous) | TE 96% (Instantaneous) | TE 96% (Instantaneous) | TE 96% (Instantaneous) | TE 96% (Instantaneous) | TE 96% (Instantaneous) | 5156.9522 | 5156.9522 | 5156.9522 | 5156.9522 | 5156.9522 | 5156.9522 | 5156.9522 | 5156.9522 | 5156.9522 | 5156.9522 | 5156.9522 | 5156.9522 | 5156.9522 | 5156.9522 | 5156.9522 | 5156.9522 | 5156.9522 | 5156.9522 | 5156.9522 | 5156.9522 | 5156.9522 | 5156.9522 | 5156.9522 | 5156.9522 | 5156.9522 | 5156.9522 | 5156.9522 | 5156.9522 | 1776.1248 | 1776.1248 | 1776.1248 | 1776.1248 | 1776.1248 | 1776.1248 | 1776.1248 | 1776.1248 | 1776.1248 | 1776.1248 | 1776.1248 | 1776.1248 | 1776.1248 | 1776.1248 | 1776.1248 | 1776.1248 | 1776.1248 | 1776.1248 | 1776.1248 | 1776.1248 | 1776.1248 | 1776.1248 | 1776.1248 | 1776.1248 | 1776.1248 | 1776.1248 | 1776.1248 | 1776.1248 | 0 | 0 | 0 | 0 | 0 | 0 | 0 | 0 | 0 | 0 | 0 | 0 | 0 | 0 | 0 | 0 | 0 | 0 | 0 | 0 | 0 | 0 | 0 | 0 | 0 | 0 | 0 | 0 | 0 | 0 | 0 | 0 | 0 | 0 | 0 | 0 | 0 | 0 | 0 | 0 | 0 | 0 | 0 | 0 | 0 | 0 | 0 | 0 | 0 | 0 | 0 | 0 | 0 | 0 | 0 | 0 | 0 | 0 | 0 | 0 | 0 | 0 | 0 | 0 | 0 | 0 | 0 | 0 | 0 | 0 | 0 | 0 | 0 | 0 | 0 | 0 | 0 | 0 | 0 | 0 | 0 | 0 | 0 | 0 | 0 | 0
Water Heater_Miscellaneous_Existing_TE 96% (Instantaneous) | Water Heater_Miscellaneous_Existing | Water Heater_Commercial_Existing_TE 80%_TE 96% (Instantaneous) | Commercial | Miscellaneous | Existing | Water Heating | Natural Gas | Water Heater | EQ | TE 80% | 12 | 8 | 10 | 1800.2792 | 298.1718 | 0 | 0.59119 | 1 | LO3Slow | 0.996 | n/a | A | WCE228 | 0.4760464284615066 | 0.2856278570769039 | 200 kBtu/hr | 0.0321 | 393.5411658634229 | 393.5412 | 158.4040501435264 | 158.4041 | Technical Support Document: Commercial Water Heating Equipment. EERE-2021-BT-STD-0027-0001. Department of Energy. July 2023. | Technical Support Document: Commercial Water Heating Equipment. EERE-2021-BT-STD-0027-0001. Department of Energy. July 2023. | AEG BEST / Market Profile Calculations | 0 | 0 | 5152.2277 | TE 80% | TE 80% | TE 80% | TE 80% | TE 80% | TE 80% | TE 80% | TE 80% | TE 80% | TE 80% | TE 80% | TE 80% | TE 80% | TE 80% | TE 80% | TE 80% | TE 80% | TE 80% | TE 80% | TE 80% | TE 80% | TE 80% | TE 80% | TE 80% | TE 80% | TE 80% | TE 80% | TE 80% | 0 | 0 | 0 | 56008.0234 | 62990.8419 | 68577.0967 | 73046.1005 | 76621.3036 | 79481.4661 | 81769.596 | 72689.4461 | 67607.4569 | 54085.9655 | 0 | 0 | 0 | 0 | 0 | 0 | 0 | 0 | 0 | 0 | 0 | 0 | 0 | 0 | 0 | 0 | 0 | 0 | 56008.0234 | 118998.8653 | 187575.962 | 260622.0625 | 337243.3661 | 416724.8322 | 498494.4282 | 571183.8743 | 638791.3312 | 692877.2968 | 736146.0692 | 770761.0871 | 807986.9764 | 840627.8502 | 854346.5119 | 865321.4413 | 874101.3849 | 881125.3397 | 886744.5035 | 891239.8346 | 894836.0995 | 897713.1114 | 900014.7209 | 901856.0085 | 903329.0386 | 0 | 0 | 0 | 31.22270240930308 | 35.11540296942398 | 38.22956341752071 | 40.72089177599809 | 42.71395446277999 | 44.30840461220551 | 45.58396473174592 | 40.52206820218935 | 37.689019903581865 | 30.151215922865493 | 0 | 0 | 0 | 0 | 0 | 0 | 0 | 0 | 0 | 0 | 0 | 0 | 0 | 0 | 0 | 0 | 0 | 0 | 31.22270240930308 | 66.33810537872706 | 104.56766879624777 | 145.28856057224587 | 188.00251503502588 | 232.3109196472314 | 277.89488437897734 | 318.4169525811667 | 356.1059724847485 | 386.257188407614 | 386.257188407614 | 386.257188407614 | 386.257188407614 | 386.257188407614 | 386.257188407614 | 386.257188407614 | 386.257188407614 | 386.257188407614 | 386.257188407614 | 386.257188407614 | 386.257188407614 | 386.257188407614 | 386.257188407614 | 386.257188407614 | 386.257188407614 | TE 96% (Instantaneous) | TE 96% (Instantaneous) | TE 96% (Instantaneous) | TE 96% (Instantaneous) | TE 96% (Instantaneous) | TE 96% (Instantaneous) | TE 96% (Instantaneous) | TE 96% (Instantaneous) | TE 96% (Instantaneous) | TE 96% (Instantaneous) | TE 96% (Instantaneous) | TE 96% (Instantaneous) | TE 96% (Instantaneous) | TE 96% (Instantaneous) | TE 96% (Instantaneous) | TE 96% (Instantaneous) | TE 96% (Instantaneous) | TE 96% (Instantaneous) | TE 96% (Instantaneous) | TE 96% (Instantaneous) | TE 96% (Instantaneous) | TE 96% (Instantaneous) | TE 96% (Instantaneous) | TE 96% (Instantaneous) | TE 96% (Instantaneous) | TE 96% (Instantaneous) | TE 96% (Instantaneous) | TE 96% (Instantaneous) | 5152.2277 | 5152.2277 | 5152.2277 | 5152.2277 | 5152.2277 | 5152.2277 | 5152.2277 | 5152.2277 | 5152.2277 | 5152.2277 | 5152.2277 | 5152.2277 | 5152.2277 | 5152.2277 | 5152.2277 | 5152.2277 | 5152.2277 | 5152.2277 | 5152.2277 | 5152.2277 | 5152.2277 | 5152.2277 | 5152.2277 | 5152.2277 | 5152.2277 | 5152.2277 | 5152.2277 | 5152.2277 | 1800.2792 | 1800.2792 | 1800.2792 | 1800.2792 | 1800.2792 | 1800.2792 | 1800.2792 | 1800.2792 | 1800.2792 | 1800.2792 | 1800.2792 | 1800.2792 | 1800.2792 | 1800.2792 | 1800.2792 | 1800.2792 | 1800.2792 | 1800.2792 | 1800.2792 | 1800.2792 | 1800.2792 | 1800.2792 | 1800.2792 | 1800.2792 | 1800.2792 | 1800.2792 | 1800.2792 | 1800.2792 | 0 | 0 | 0 | 263.3633 | 761.7943 | 1843.1266 | 3852.9566 | 7124.974 | 11868.8903 | 18073.8555 | 22147.7222 | 26690.1009 | 31630.5234 | 36510.3793 | 41037.2126 | 51183.0767 | 53984.9281 | 53666.5771 | 50026.0668 | 41929.8787 | 34213.7611 | 25182.9465 | 15560.3032 | 5960.3262 | 0 | 0 | 0 | 0 | 0 | 0 | 0 | 263.3633 | 1025.1576 | 2868.2841 | 6721.2407 | 13846.2147 | 25715.105 | 43788.9605 | 65936.6827 | 92626.7836 | 124257.307 | 161031.0496 | 202830.0565 | 255856.2598 | 313694.1445 | 374456.433 | 436240.7351 | 495941.3175 | 551605.2262 | 602066.5436 | 646736.4062 | 685369.0887 | 716724.0026 | 742408.022 | 763503.4125 | 780794.3333 | 0 | 0 | 0 | 0.14681671021105505 | 0.4246762231635922 | 1.0274847858651392 | 2.147901478937053 | 3.971947739200354 | 6.616531123671194 | 10.075603056101468 | 12.34665495696532 | 14.8788874899329 | 17.63301685865608 | 20.353382215439016 | 22.876948681640588 | 28.53294718800678 | 30.094890742627637 | 29.917420132237538 | 27.887950750298607 | 23.37458180714102 | 19.073090200554514 | 14.038696561380302 | 8.67437713867558 | 3.32269343061211 | 0 | 0 | 0 | 0 | 0 | 0 | 0 | 0.14681671021105505 | 0.5714929333746472 | 1.5989777192397865 | 3.7468791981768392 | 7.718826937377193 | 14.335358061048385 | 24.410961117149853 | 36.75761607411517 | 51.63650356404808 | 69.26952042270416 | 89.62290263814317 | 112.49985131978376 | 141.03279850779055 | 171.12768925041817 | 201.0451093826557 | 228.9330601329543 | 252.30764194009532 | 271.38073214064985 | 285.4194287020302 | 294.0938058407057 | 297.4164992713179 | 297.4164992713179 | 297.4164992713179 | 297.4164992713179 | 297.4164992713179 | TE 96% (Instantaneous) | TE 96% (Instantaneous) | TE 96% (Instantaneous) | TE 96% (Instantaneous) | TE 96% (Instantaneous) | TE 96% (Instantaneous) | TE 96% (Instantaneous) | TE 96% (Instantaneous) | TE 96% (Instantaneous) | TE 96% (Instantaneous) | TE 96% (Instantaneous) | TE 96% (Instantaneous) | TE 96% (Instantaneous) | TE 96% (Instantaneous) | TE 96% (Instantaneous) | TE 96% (Instantaneous) | TE 96% (Instantaneous) | TE 96% (Instantaneous) | TE 96% (Instantaneous) | TE 96% (Instantaneous) | TE 96% (Instantaneous) | TE 96% (Instantaneous) | TE 96% (Instantaneous) | TE 96% (Instantaneous) | TE 96% (Instantaneous) | TE 96% (Instantaneous) | TE 96% (Instantaneous) | TE 96% (Instantaneous) | 5152.2277 | 5152.2277 | 5152.2277 | 5152.2277 | 5152.2277 | 5152.2277 | 5152.2277 | 5152.2277 | 5152.2277 | 5152.2277 | 5152.2277 | 5152.2277 | 5152.2277 | 5152.2277 | 5152.2277 | 5152.2277 | 5152.2277 | 5152.2277 | 5152.2277 | 5152.2277 | 5152.2277 | 5152.2277 | 5152.2277 | 5152.2277 | 5152.2277 | 5152.2277 | 5152.2277 | 5152.2277 | 1800.2792 | 1800.2792 | 1800.2792 | 1800.2792 | 1800.2792 | 1800.2792 | 1800.2792 | 1800.2792 | 1800.2792 | 1800.2792 | 1800.2792 | 1800.2792 | 1800.2792 | 1800.2792 | 1800.2792 | 1800.2792 | 1800.2792 | 1800.2792 | 1800.2792 | 1800.2792 | 1800.2792 | 1800.2792 | 1800.2792 | 1800.2792 | 1800.2792 | 1800.2792 | 1800.2792 | 1800.2792 | 0 | 0 | 0 | 263.3633 | 761.7943 | 1843.1266 | 3852.9566 | 7124.974 | 11868.8903 | 18073.8555 | 22147.7222 | 26690.1009 | 31630.5234 | 36510.3793 | 41037.2126 | 51183.0767 | 53984.9281 | 53666.5771 | 50026.0668 | 41929.8787 | 34213.7611 | 25182.9465 | 15560.3032 | 5960.3262 | 0 | 0 | 0 | 0 | 0 | 0 | 0 | 263.3633 | 1025.1576 | 2868.2841 | 6721.2407 | 13846.2147 | 25715.105 | 43788.9605 | 65936.6827 | 92626.7836 | 124257.307 | 161031.0496 | 202830.0565 | 255856.2598 | 313694.1445 | 374456.433 | 436240.7351 | 495941.3175 | 551605.2262 | 602066.5436 | 646736.4062 | 685369.0887 | 716724.0026 | 742408.022 | 763503.4125 | 780794.3333 | 0 | 0 | 0 | 0.14682 | 0.42468 | 1.0274847858651392 | 2.147901478937053 | 3.971947739200354 | 6.616531123671194 | 10.075603056101468 | 12.34665495696532 | 14.8788874899329 | 17.633016858656084 | 20.353382215439016 | 22.876948681640588 | 28.53294718800678 | 30.09489074262763 | 29.91742013223754 | 27.887950750298604 | 23.37458180714102 | 19.073090200554514 | 14.038696561380302 | 8.674377138675581 | 3.32269343061211 | 0 | 0 | 0 | 0 | 0 | 0
Water Heater_Retail_New_TE 96% (Instantaneous) | Water Heater_Retail_New | Water Heater_Commercial_New_TE 80%_TE 96% (Instantaneous) | Commercial | Retail | New | Water Heating | Natural Gas | Water Heater | EQ | TE 80% | 12 | 8 | 10 | 1776.5598 | 298.1718 | 0 | 0.42784 | 1 | LO3Slow | 0.996 | n/a | A | WCE74 | 0.4760464284615066 | 0.2856278570769039 | 200 kBtu/hr | 0.0321 | 397.2200626630175 | 397.2201 | 159.88484098236347 | 159.8848 | Technical Support Document: Commercial Water Heating Equipment. EERE-2021-BT-STD-0027-0001. Department of Energy. July 2023. | Technical Support Document: Commercial Water Heating Equipment. EERE-2021-BT-STD-0027-0001. Department of Energy. July 2023. | AEG BEST / Market Profile Calculations | 0 | 0 | 5152.0235 | TE 80% | TE 80% | TE 80% | TE 80% | TE 80% | TE 80% | TE 80% | TE 80% | TE 80% | TE 80% | TE 80% | TE 80% | TE 80% | TE 80% | TE 80% | TE 80% | TE 80% | TE 80% | TE 80% | TE 80% | TE 80% | TE 80% | TE 80% | TE 80% | TE 80% | TE 80% | TE 80% | TE 80% | 0 | 0 | 0 | 0 | 0 | 0 | 0 | 0 | 0 | 0 | 0 | 0 | 0 | 0 | 0 | 0 | 0 | 0 | 0 | 0 | 0 | 0 | 0 | 0 | 0 | 0 | 0 | 0 | 0 | 0 | 0 | 0 | 0 | 0 | 0 | 0 | 0 | 0 | 0 | 0 | 0 | 0 | 0 | 0 | 0 | 0 | 0 | 0 | 0 | 0 | 0 | 0 | 0 | 0 | 0 | 0 | 0 | 0 | 0 | 0 | 0 | 0 | 0 | 0 | 0 | 0 | 0 | 0 | 0 | 0 | 0 | 0 | 0 | 0 | 0 | 0 | 0 | 0 | 0 | 0 | 0 | 0 | 0 | 0 | 0 | 0 | 0 | 0 | 0 | 0 | 0 | 0 | 0 | 0 | 0 | 0 | 0 | 0 | 0 | 0 | 0 | 0 | 0 | 0 | 0 | 0 | 0 | 0 | 0 | 0 | 0 | 0 | TE 96% (Instantaneous) | TE 96% (Instantaneous) | TE 96% (Instantaneous) | TE 96% (Instantaneous) | TE 96% (Instantaneous) | TE 96% (Instantaneous) | TE 96% (Instantaneous) | TE 96% (Instantaneous) | TE 96% (Instantaneous) | TE 96% (Instantaneous) | TE 96% (Instantaneous) | TE 96% (Instantaneous) | TE 96% (Instantaneous) | TE 96% (Instantaneous) | TE 96% (Instantaneous) | TE 96% (Instantaneous) | TE 96% (Instantaneous) | TE 96% (Instantaneous) | TE 96% (Instantaneous) | TE 96% (Instantaneous) | TE 96% (Instantaneous) | TE 96% (Instantaneous) | TE 96% (Instantaneous) | TE 96% (Instantaneous) | TE 96% (Instantaneous) | TE 96% (Instantaneous) | TE 96% (Instantaneous) | TE 96% (Instantaneous) | 5152.0235 | 5152.0235 | 5152.0235 | 5152.0235 | 5152.0235 | 5152.0235 | 5152.0235 | 5152.0235 | 5152.0235 | 5152.0235 | 5152.0235 | 5152.0235 | 5152.0235 | 5152.0235 | 5152.0235 | 5152.0235 | 5152.0235 | 5152.0235 | 5152.0235 | 5152.0235 | 5152.0235 | 5152.0235 | 5152.0235 | 5152.0235 | 5152.0235 | 5152.0235 | 5152.0235 | 5152.0235 | 1776.5598 | 1776.5598 | 1776.5598 | 1776.5598 | 1776.5598 | 1776.5598 | 1776.5598 | 1776.5598 | 1776.5598 | 1776.5598 | 1776.5598 | 1776.5598 | 1776.5598 | 1776.5598 | 1776.5598 | 1776.5598 | 1776.5598 | 1776.5598 | 1776.5598 | 1776.5598 | 1776.5598 | 1776.5598 | 1776.5598 | 1776.5598 | 1776.5598 | 1776.5598 | 1776.5598 | 1776.5598 | 0 | 0 | 0 | 0 | 0 | 0 | 0 | 0 | 0 | 0 | 0 | 0 | 0 | 0 | 0 | 0 | 0 | 0 | 0 | 0 | 0 | 0 | 0 | 0 | 0 | 0 | 0 | 0 | 0 | 0 | 0 | 0 | 0 | 0 | 0 | 0 | 0 | 0 | 0 | 0 | 0 | 0 | 0 | 0 | 0 | 0 | 0 | 0 | 0 | 0 | 0 | 0 | 0 | 0 | 0 | 0 | 0 | 0 | 0 | 0 | 0 | 0 | 0 | 0 | 0 | 0 | 0 | 0 | 0 | 0 | 0 | 0 | 0 | 0 | 0 | 0 | 0 | 0 | 0 | 0 | 0 | 0 | 0 | 0 | 0 | 0 | 0 | 0 | 0 | 0 | 0 | 0 | 0 | 0 | 0 | 0 | 0 | 0 | 0 | 0 | 0 | 0 | 0 | 0 | 0 | 0 | 0 | 0 | 0 | 0 | 0 | 0 | TE 96% (Instantaneous) | TE 96% (Instantaneous) | TE 96% (Instantaneous) | TE 96% (Instantaneous) | TE 96% (Instantaneous) | TE 96% (Instantaneous) | TE 96% (Instantaneous) | TE 96% (Instantaneous) | TE 96% (Instantaneous) | TE 96% (Instantaneous) | TE 96% (Instantaneous) | TE 96% (Instantaneous) | TE 96% (Instantaneous) | TE 96% (Instantaneous) | TE 96% (Instantaneous) | TE 96% (Instantaneous) | TE 96% (Instantaneous) | TE 96% (Instantaneous) | TE 96% (Instantaneous) | TE 96% (Instantaneous) | TE 96% (Instantaneous) | TE 96% (Instantaneous) | TE 96% (Instantaneous) | TE 96% (Instantaneous) | TE 96% (Instantaneous) | TE 96% (Instantaneous) | TE 96% (Instantaneous) | TE 96% (Instantaneous) | 5152.0235 | 5152.0235 | 5152.0235 | 5152.0235 | 5152.0235 | 5152.0235 | 5152.0235 | 5152.0235 | 5152.0235 | 5152.0235 | 5152.0235 | 5152.0235 | 5152.0235 | 5152.0235 | 5152.0235 | 5152.0235 | 5152.0235 | 5152.0235 | 5152.0235 | 5152.0235 | 5152.0235 | 5152.0235 | 5152.0235 | 5152.0235 | 5152.0235 | 5152.0235 | 5152.0235 | 5152.0235 | 1776.5598 | 1776.5598 | 1776.5598 | 1776.5598 | 1776.5598 | 1776.5598 | 1776.5598 | 1776.5598 | 1776.5598 | 1776.5598 | 1776.5598 | 1776.5598 | 1776.5598 | 1776.5598 | 1776.5598 | 1776.5598 | 1776.5598 | 1776.5598 | 1776.5598 | 1776.5598 | 1776.5598 | 1776.5598 | 1776.5598 | 1776.5598 | 1776.5598 | 1776.5598 | 1776.5598 | 1776.5598 | 0 | 0 | 0 | 0 | 0 | 0 | 0 | 0 | 0 | 0 | 0 | 0 | 0 | 0 | 0 | 0 | 0 | 0 | 0 | 0 | 0 | 0 | 0 | 0 | 0 | 0 | 0 | 0 | 0 | 0 | 0 | 0 | 0 | 0 | 0 | 0 | 0 | 0 | 0 | 0 | 0 | 0 | 0 | 0 | 0 | 0 | 0 | 0 | 0 | 0 | 0 | 0 | 0 | 0 | 0 | 0 | 0 | 0 | 0 | 0 | 0 | 0 | 0 | 0 | 0 | 0 | 0 | 0 | 0 | 0 | 0 | 0 | 0 | 0 | 0 | 0 | 0 | 0 | 0 | 0 | 0 | 0 | 0 | 0 | 0 | 0
Water Heater_Office_Existing_TE 96% (Instantaneous) | Water Heater_Office_Existing | Water Heater_Commercial_Existing_TE 80%_TE 96% (Instantaneous) | Commercial | Office | Existing | Water Heating | Natural Gas | Water Heater | EQ | TE 80% | 12 | 8 | 10 | 1798.5942 | 298.1718 | 0 | 0.58514 | 1 | LO3Slow | 0.996 | n/a | A | WCE4 | 0.4760464284615066 | 0.2856278570769039 | 200 kBtu/hr | 0.0321 | 396.7534946641293 | 396.7535 | 159.69704293961206 | 159.697 | Technical Support Document: Commercial Water Heating Equipment. EERE-2021-BT-STD-0027-0001. Department of Energy. July 2023. | Technical Support Document: Commercial Water Heating Equipment. EERE-2021-BT-STD-0027-0001. Department of Energy. July 2023. | AEG BEST / Market Profile Calculations | 0 | 0 | 5133.4875 | TE 80% | TE 80% | TE 80% | TE 80% | TE 80% | TE 80% | TE 80% | TE 80% | TE 80% | TE 80% | TE 80% | TE 80% | TE 80% | TE 80% | TE 80% | TE 80% | TE 80% | TE 80% | TE 80% | TE 80% | TE 80% | TE 80% | TE 80% | TE 80% | TE 80% | TE 80% | TE 80% | TE 80% | 0 | 0 | 0 | 12740.2915 | 14328.6915 | 15599.4115 | 16615.9875 | 17429.2483 | 18079.8569 | 18600.3438 | 16534.8584 | 15378.845 | 12303.076 | 0 | 0 | 0 | 0 | 0 | 0 | 0 | 0 | 0 | 0 | 0 | 0 | 0 | 0 | 0 | 0 | 0 | 0 | 12740.2915 | 27068.983 | 42668.3945 | 59284.382 | 76713.6303 | 94793.4872 | 113393.831 | 129928.6894 | 145307.5344 | 157610.6104 | 167453.0712 | 175327.0399 | 183794.9102 | 191219.8152 | 194340.435 | 196836.9309 | 198834.1276 | 200431.885 | 201710.0909 | 202732.6556 | 203550.7074 | 204205.1488 | 204728.7019 | 205147.5444 | 205482.6184 | 0 | 0 | 0 | 7.160283246728212 | 8.052993885281339 | 8.767162396123842 | 9.338497204797843 | 9.795565051737045 | 10.161219329288404 | 10.453742751329495 | 9.292901116223103 | 8.643199882685844 | 6.914559906148675 | 0 | 0 | 0 | 0 | 0 | 0 | 0 | 0 | 0 | 0 | 0 | 0 | 0 | 0 | 0 | 0 | 0 | 0 | 7.160283246728212 | 15.213277132009551 | 23.98043952813339 | 33.318936732931235 | 43.11450178466828 | 53.275721113956685 | 63.72946386528618 | 73.02236498150928 | 81.66556486419512 | 88.5801247703438 | 88.5801247703438 | 88.5801247703438 | 88.5801247703438 | 88.5801247703438 | 88.5801247703438 | 88.5801247703438 | 88.5801247703438 | 88.5801247703438 | 88.5801247703438 | 88.5801247703438 | 88.5801247703438 | 88.5801247703438 | 88.5801247703438 | 88.5801247703438 | 88.5801247703438 | TE 96% (Instantaneous) | TE 96% (Instantaneous) | TE 96% (Instantaneous) | TE 96% (Instantaneous) | TE 96% (Instantaneous) | TE 96% (Instantaneous) | TE 96% (Instantaneous) | TE 96% (Instantaneous) | TE 96% (Instantaneous) | TE 96% (Instantaneous) | TE 96% (Instantaneous) | TE 96% (Instantaneous) | TE 96% (Instantaneous) | TE 96% (Instantaneous) | TE 96% (Instantaneous) | TE 96% (Instantaneous) | TE 96% (Instantaneous) | TE 96% (Instantaneous) | TE 96% (Instantaneous) | TE 96% (Instantaneous) | TE 96% (Instantaneous) | TE 96% (Instantaneous) | TE 96% (Instantaneous) | TE 96% (Instantaneous) | TE 96% (Instantaneous) | TE 96% (Instantaneous) | TE 96% (Instantaneous) | TE 96% (Instantaneous) | 5133.4875 | 5133.4875 | 5133.4875 | 5133.4875 | 5133.4875 | 5133.4875 | 5133.4875 | 5133.4875 | 5133.4875 | 5133.4875 | 5133.4875 | 5133.4875 | 5133.4875 | 5133.4875 | 5133.4875 | 5133.4875 | 5133.4875 | 5133.4875 | 5133.4875 | 5133.4875 | 5133.4875 | 5133.4875 | 5133.4875 | 5133.4875 | 5133.4875 | 5133.4875 | 5133.4875 | 5133.4875 | 1798.5942 | 1798.5942 | 1798.5942 | 1798.5942 | 1798.5942 | 1798.5942 | 1798.5942 | 1798.5942 | 1798.5942 | 1798.5942 | 1798.5942 | 1798.5942 | 1798.5942 | 1798.5942 | 1798.5942 | 1798.5942 | 1798.5942 | 1798.5942 | 1798.5942 | 1798.5942 | 1798.5942 | 1798.5942 | 1798.5942 | 1798.5942 | 1798.5942 | 1798.5942 | 1798.5942 | 1798.5942 | 0 | 0 | 0 | 59.9079 | 173.2873 | 419.2608 | 876.4421 | 1620.7365 | 2699.8475 | 4111.3072 | 5038.0003 | 6071.267 | 7195.0779 | 8305.1114 | 9334.8421 | 11642.7483 | 12280.0928 | 12207.6766 | 11379.5602 | 9537.8991 | 7782.6937 | 5728.4307 | 3539.5429 | 1355.811 | 0 | 0 | 0 | 0 | 0 | 0 | 0 | 59.9079 | 233.1953 | 652.4561 | 1528.8982 | 3149.6347 | 5849.4822 | 9960.7893 | 14998.7896 | 21070.0567 | 28265.1345 | 36630.1539 | 46138.2833 | 58200.2924 | 71356.8273 | 85178.5839 | 99232.8207 | 112813.0683 | 125475.0831 | 136953.651 | 147114.8214 | 155902.6987 | 163035.083 | 168877.494 | 173676.1176 | 177609.3286 | 0 | 0 | 0 | 0.03366938635493445 | 0.0973907385126294 | 0.23563245750009687 | 0.4925769324398148 | 0.9108843456613241 | 1.517365035710761 | 2.310631886296649 | 2.8314508296742242 | 3.4121661676657715 | 4.043768971281991 | 4.667628694691096 | 5.246356648891637 | 6.543443326968122 | 6.9016428870149955 | 6.860943660480902 | 6.3955266884088315 | 5.360478549194413 | 4.374020109984926 | 3.2194856959082823 | 1.9892896036876826 | 0.7619912521773561 | 0 | 0 | 0 | 0 | 0 | 0 | 0 | 0.03366938635493445 | 0.13106012486756385 | 0.3666925823676607 | 0.8592695148074755 | 1.7701538604687996 | 3.287518896179561 | 5.59815078247621 | 8.429601612150435 | 11.841767779816205 | 15.885536751098195 | 20.55316544578929 | 25.799522094680928 | 32.34296542164905 | 39.24460830866405 | 46.10555196914495 | 52.50107865755378 | 57.861557206748195 | 62.235577316733114 | 65.4550630126414 | 67.44435261632908 | 68.20634386850644 | 68.20634386850644 | 68.20634386850644 | 68.20634386850644 | 68.20634386850644 | TE 96% (Instantaneous) | TE 96% (Instantaneous) | TE 96% (Instantaneous) | TE 96% (Instantaneous) | TE 96% (Instantaneous) | TE 96% (Instantaneous) | TE 96% (Instantaneous) | TE 96% (Instantaneous) | TE 96% (Instantaneous) | TE 96% (Instantaneous) | TE 96% (Instantaneous) | TE 96% (Instantaneous) | TE 96% (Instantaneous) | TE 96% (Instantaneous) | TE 96% (Instantaneous) | TE 96% (Instantaneous) | TE 96% (Instantaneous) | TE 96% (Instantaneous) | TE 96% (Instantaneous) | TE 96% (Instantaneous) | TE 96% (Instantaneous) | TE 96% (Instantaneous) | TE 96% (Instantaneous) | TE 96% (Instantaneous) | TE 96% (Instantaneous) | TE 96% (Instantaneous) | TE 96% (Instantaneous) | TE 96% (Instantaneous) | 5133.4875 | 5133.4875 | 5133.4875 | 5133.4875 | 5133.4875 | 5133.4875 | 5133.4875 | 5133.4875 | 5133.4875 | 5133.4875 | 5133.4875 | 5133.4875 | 5133.4875 | 5133.4875 | 5133.4875 | 5133.4875 | 5133.4875 | 5133.4875 | 5133.4875 | 5133.4875 | 5133.4875 | 5133.4875 | 5133.4875 | 5133.4875 | 5133.4875 | 5133.4875 | 5133.4875 | 5133.4875 | 1798.5942 | 1798.5942 | 1798.5942 | 1798.5942 | 1798.5942 | 1798.5942 | 1798.5942 | 1798.5942 | 1798.5942 | 1798.5942 | 1798.5942 | 1798.5942 | 1798.5942 | 1798.5942 | 1798.5942 | 1798.5942 | 1798.5942 | 1798.5942 | 1798.5942 | 1798.5942 | 1798.5942 | 1798.5942 | 1798.5942 | 1798.5942 | 1798.5942 | 1798.5942 | 1798.5942 | 1798.5942 | 0 | 0 | 0 | 59.9079 | 173.2873 | 419.2608 | 876.4421 | 1620.7365 | 2699.8475 | 4111.3072 | 5038.0003 | 6071.267 | 7195.0779 | 8305.1114 | 9334.8421 | 11642.7483 | 12280.0928 | 12207.6766 | 11379.5602 | 9537.8991 | 7782.6937 | 5728.4307 | 3539.5429 | 1355.811 | 0 | 0 | 0 | 0 | 0 | 0 | 0 | 59.9079 | 233.1953 | 652.4561 | 1528.8982 | 3149.6347 | 5849.4822 | 9960.7893 | 14998.7896 | 21070.0567 | 28265.1345 | 36630.1539 | 46138.2833 | 58200.2924 | 71356.8273 | 85178.5839 | 99232.8207 | 112813.0683 | 125475.0831 | 136953.651 | 147114.8214 | 155902.6987 | 163035.083 | 168877.494 | 173676.1176 | 177609.3286 | 0 | 0 | 0 | 0.033669 | 0.097391 | 0.23563245750009687 | 0.4925769324398148 | 0.9108843456613241 | 1.517365035710761 | 2.310631886296649 | 2.8314508296742242 | 3.4121661676657715 | 4.043768971281991 | 4.667628694691096 | 5.246356648891637 | 6.543443326968123 | 6.901642887014997 | 6.860943660480902 | 6.3955266884088315 | 5.360478549194413 | 4.374020109984926 | 3.2194856959082823 | 1.9892896036876813 | 0.7619912521773561 | 0 | 0 | 0 | 0 | 0 | 0
Water Heater_Lodging_New_TE 96% (Instantaneous) | Water Heater_Lodging_New | Water Heater_Commercial_New_TE 80%_TE 96% (Instantaneous) | Commercial | Lodging | New | Water Heating | Natural Gas | Water Heater | EQ | TE 80% | 12 | 8 | 10 | 1776.1748 | 298.1718 | 0 | 0.93694 | 1 | LO3Slow | 0.996 | n/a | A | WCE186 | 0.4760464284615066 | 0.2856278570769039 | 200 kBtu/hr | 0.0321 | 398.07761821612223 | 398.0776 | 160.2300152223617 | 160.23 | Technical Support Document: Commercial Water Heating Equipment. EERE-2021-BT-STD-0027-0001. Department of Energy. July 2023. | Technical Support Document: Commercial Water Heating Equipment. EERE-2021-BT-STD-0027-0001. Department of Energy. July 2023. | AEG BEST / Market Profile Calculations | 0 | 0 | 5155.239 | TE 80% | TE 80% | TE 80% | TE 80% | TE 80% | TE 80% | TE 80% | TE 80% | TE 80% | TE 80% | TE 80% | TE 80% | TE 80% | TE 80% | TE 80% | TE 80% | TE 80% | TE 80% | TE 80% | TE 80% | TE 80% | TE 80% | TE 80% | TE 80% | TE 80% | TE 80% | TE 80% | TE 80% | 0 | 0 | 0 | 0 | 0 | 0 | 0 | 0 | 0 | 0 | 0 | 0 | 0 | 0 | 0 | 0 | 0 | 0 | 0 | 0 | 0 | 0 | 0 | 0 | 0 | 0 | 0 | 0 | 0 | 0 | 0 | 0 | 0 | 0 | 0 | 0 | 0 | 0 | 0 | 0 | 0 | 0 | 0 | 0 | 0 | 0 | 0 | 0 | 0 | 0 | 0 | 0 | 0 | 0 | 0 | 0 | 0 | 0 | 0 | 0 | 0 | 0 | 0 | 0 | 0 | 0 | 0 | 0 | 0 | 0 | 0 | 0 | 0 | 0 | 0 | 0 | 0 | 0 | 0 | 0 | 0 | 0 | 0 | 0 | 0 | 0 | 0 | 0 | 0 | 0 | 0 | 0 | 0 | 0 | 0 | 0 | 0 | 0 | 0 | 0 | 0 | 0 | 0 | 0 | 0 | 0 | 0 | 0 | 0 | 0 | 0 | 0 | TE 96% (Instantaneous) | TE 96% (Instantaneous) | TE 96% (Instantaneous) | TE 96% (Instantaneous) | TE 96% (Instantaneous) | TE 96% (Instantaneous) | TE 96% (Instantaneous) | TE 96% (Instantaneous) | TE 96% (Instantaneous) | TE 96% (Instantaneous) | TE 96% (Instantaneous) | TE 96% (Instantaneous) | TE 96% (Instantaneous) | TE 96% (Instantaneous) | TE 96% (Instantaneous) | TE 96% (Instantaneous) | TE 96% (Instantaneous) | TE 96% (Instantaneous) | TE 96% (Instantaneous) | TE 96% (Instantaneous) | TE 96% (Instantaneous) | TE 96% (Instantaneous) | TE 96% (Instantaneous) | TE 96% (Instantaneous) | TE 96% (Instantaneous) | TE 96% (Instantaneous) | TE 96% (Instantaneous) | TE 96% (Instantaneous) | 5155.239 | 5155.239 | 5155.239 | 5155.239 | 5155.239 | 5155.239 | 5155.239 | 5155.239 | 5155.239 | 5155.239 | 5155.239 | 5155.239 | 5155.239 | 5155.239 | 5155.239 | 5155.239 | 5155.239 | 5155.239 | 5155.239 | 5155.239 | 5155.239 | 5155.239 | 5155.239 | 5155.239 | 5155.239 | 5155.239 | 5155.239 | 5155.239 | 1776.1748 | 1776.1748 | 1776.1748 | 1776.1748 | 1776.1748 | 1776.1748 | 1776.1748 | 1776.1748 | 1776.1748 | 1776.1748 | 1776.1748 | 1776.1748 | 1776.1748 | 1776.1748 | 1776.1748 | 1776.1748 | 1776.1748 | 1776.1748 | 1776.1748 | 1776.1748 | 1776.1748 | 1776.1748 | 1776.1748 | 1776.1748 | 1776.1748 | 1776.1748 | 1776.1748 | 1776.1748 | 0 | 0 | 0 | 0 | 0 | 0 | 0 | 0 | 0 | 0 | 0 | 0 | 0 | 0 | 0 | 0 | 0 | 0 | 0 | 0 | 0 | 0 | 0 | 0 | 0 | 0 | 0 | 0 | 0 | 0 | 0 | 0 | 0 | 0 | 0 | 0 | 0 | 0 | 0 | 0 | 0 | 0 | 0 | 0 | 0 | 0 | 0 | 0 | 0 | 0 | 0 | 0 | 0 | 0 | 0 | 0 | 0 | 0 | 0 | 0 | 0 | 0 | 0 | 0 | 0 | 0 | 0 | 0 | 0 | 0 | 0 | 0 | 0 | 0 | 0 | 0 | 0 | 0 | 0 | 0 | 0 | 0 | 0 | 0 | 0 | 0 | 0 | 0 | 0 | 0 | 0 | 0 | 0 | 0 | 0 | 0 | 0 | 0 | 0 | 0 | 0 | 0 | 0 | 0 | 0 | 0 | 0 | 0 | 0 | 0 | 0 | 0 | TE 96% (Instantaneous) | TE 96% (Instantaneous) | TE 96% (Instantaneous) | TE 96% (Instantaneous) | TE 96% (Instantaneous) | TE 96% (Instantaneous) | TE 96% (Instantaneous) | TE 96% (Instantaneous) | TE 96% (Instantaneous) | TE 96% (Instantaneous) | TE 96% (Instantaneous) | TE 96% (Instantaneous) | TE 96% (Instantaneous) | TE 96% (Instantaneous) | TE 96% (Instantaneous) | TE 96% (Instantaneous) | TE 96% (Instantaneous) | TE 96% (Instantaneous) | TE 96% (Instantaneous) | TE 96% (Instantaneous) | TE 96% (Instantaneous) | TE 96% (Instantaneous) | TE 96% (Instantaneous) | TE 96% (Instantaneous) | TE 96% (Instantaneous) | TE 96% (Instantaneous) | TE 96% (Instantaneous) | TE 96% (Instantaneous) | 5155.239 | 5155.239 | 5155.239 | 5155.239 | 5155.239 | 5155.239 | 5155.239 | 5155.239 | 5155.239 | 5155.239 | 5155.239 | 5155.239 | 5155.239 | 5155.239 | 5155.239 | 5155.239 | 5155.239 | 5155.239 | 5155.239 | 5155.239 | 5155.239 | 5155.239 | 5155.239 | 5155.239 | 5155.239 | 5155.239 | 5155.239 | 5155.239 | 1776.1748 | 1776.1748 | 1776.1748 | 1776.1748 | 1776.1748 | 1776.1748 | 1776.1748 | 1776.1748 | 1776.1748 | 1776.1748 | 1776.1748 | 1776.1748 | 1776.1748 | 1776.1748 | 1776.1748 | 1776.1748 | 1776.1748 | 1776.1748 | 1776.1748 | 1776.1748 | 1776.1748 | 1776.1748 | 1776.1748 | 1776.1748 | 1776.1748 | 1776.1748 | 1776.1748 | 1776.1748 | 0 | 0 | 0 | 0 | 0 | 0 | 0 | 0 | 0 | 0 | 0 | 0 | 0 | 0 | 0 | 0 | 0 | 0 | 0 | 0 | 0 | 0 | 0 | 0 | 0 | 0 | 0 | 0 | 0 | 0 | 0 | 0 | 0 | 0 | 0 | 0 | 0 | 0 | 0 | 0 | 0 | 0 | 0 | 0 | 0 | 0 | 0 | 0 | 0 | 0 | 0 | 0 | 0 | 0 | 0 | 0 | 0 | 0 | 0 | 0 | 0 | 0 | 0 | 0 | 0 | 0 | 0 | 0 | 0 | 0 | 0 | 0 | 0 | 0 | 0 | 0 | 0 | 0 | 0 | 0 | 0 | 0 | 0 | 0 | 0 | 0
Water Heater_Restaurant_Existing_TE 96% (Instantaneous) | Water Heater_Restaurant_Existing | Water Heater_Commercial_Existing_TE 80%_TE 96% (Instantaneous) | Commercial | Restaurant | Existing | Water Heating | Natural Gas | Water Heater | EQ | TE 80% | 12 | 8 | 10 | 1774.6287 | 298.1718 | 0 | 0.63301 | 1 | LO3Slow | 0.996 | n/a | A | WCE32 | 0.4760464284615066 | 0.2856278570769039 | 200 kBtu/hr | 0.0321 | 397.4089478832315 | 397.4089 | 159.96086907418595 | 159.9609 | Technical Support Document: Commercial Water Heating Equipment. EERE-2021-BT-STD-0027-0001. Department of Energy. July 2023. | Technical Support Document: Commercial Water Heating Equipment. EERE-2021-BT-STD-0027-0001. Department of Energy. July 2023. | AEG BEST / Market Profile Calculations | 0 | 0 | 5153.5656 | TE 80% | TE 80% | TE 80% | TE 80% | TE 80% | TE 80% | TE 80% | TE 80% | TE 80% | TE 80% | TE 80% | TE 80% | TE 80% | TE 80% | TE 80% | TE 80% | TE 80% | TE 80% | TE 80% | TE 80% | TE 80% | TE 80% | TE 80% | TE 80% | TE 80% | TE 80% | TE 80% | TE 80% | 0 | 0 | 0 | 14169.5593 | 15936.1537 | 17349.4293 | 18480.0497 | 19384.546 | 20108.1431 | 20687.0207 | 18389.8191 | 17104.1185 | 13683.2948 | 0 | 0 | 0 | 0 | 0 | 0 | 0 | 0 | 0 | 0 | 0 | 0 | 0 | 0 | 0 | 0 | 0 | 0 | 14169.5593 | 30105.7131 | 47455.1423 | 65935.192 | 85319.738 | 105427.8811 | 126114.9018 | 144504.7209 | 161608.8395 | 175292.1343 | 186238.7702 | 194996.0789 | 204413.9161 | 212671.7829 | 216142.4891 | 218919.054 | 221140.3059 | 222917.3075 | 224338.9087 | 225476.1897 | 226386.0145 | 227113.8743 | 227696.1622 | 228161.9925 | 228534.6567 | 0 | 0 | 0 | 7.976714732387293 | 8.971214231490123 | 9.766813830772389 | 10.403293510198198 | 10.91247725373885 | 11.319824248571368 | 11.645701844437387 | 10.35249845378202 | 9.628716834727367 | 7.702973467781894 | 0 | 0 | 0 | 0 | 0 | 0 | 0 | 0 | 0 | 0 | 0 | 0 | 0 | 0 | 0 | 0 | 0 | 0 | 7.976714732387293 | 16.947928963877416 | 26.714742794649805 | 37.118036304848005 | 48.030513558586854 | 59.35033780715822 | 70.99603965159561 | 81.34853810537763 | 90.97725494010498 | 98.68022840788689 | 98.68022840788689 | 98.68022840788689 | 98.68022840788689 | 98.68022840788689 | 98.68022840788689 | 98.68022840788689 | 98.68022840788689 | 98.68022840788689 | 98.68022840788689 | 98.68022840788689 | 98.68022840788689 | 98.68022840788689 | 98.68022840788689 | 98.68022840788689 | 98.68022840788689 | TE 96% (Instantaneous) | TE 96% (Instantaneous) | TE 96% (Instantaneous) | TE 96% (Instantaneous) | TE 96% (Instantaneous) | TE 96% (Instantaneous) | TE 96% (Instantaneous) | TE 96% (Instantaneous) | TE 96% (Instantaneous) | TE 96% (Instantaneous) | TE 96% (Instantaneous) | TE 96% (Instantaneous) | TE 96% (Instantaneous) | TE 96% (Instantaneous) | TE 96% (Instantaneous) | TE 96% (Instantaneous) | TE 96% (Instantaneous) | TE 96% (Instantaneous) | TE 96% (Instantaneous) | TE 96% (Instantaneous) | TE 96% (Instantaneous) | TE 96% (Instantaneous) | TE 96% (Instantaneous) | TE 96% (Instantaneous) | TE 96% (Instantaneous) | TE 96% (Instantaneous) | TE 96% (Instantaneous) | TE 96% (Instantaneous) | 5153.5656 | 5153.5656 | 5153.5656 | 5153.5656 | 5153.5656 | 5153.5656 | 5153.5656 | 5153.5656 | 5153.5656 | 5153.5656 | 5153.5656 | 5153.5656 | 5153.5656 | 5153.5656 | 5153.5656 | 5153.5656 | 5153.5656 | 5153.5656 | 5153.5656 | 5153.5656 | 5153.5656 | 5153.5656 | 5153.5656 | 5153.5656 | 5153.5656 | 5153.5656 | 5153.5656 | 5153.5656 | 1774.6287 | 1774.6287 | 1774.6287 | 1774.6287 | 1774.6287 | 1774.6287 | 1774.6287 | 1774.6287 | 1774.6287 | 1774.6287 | 1774.6287 | 1774.6287 | 1774.6287 | 1774.6287 | 1774.6287 | 1774.6287 | 1774.6287 | 1774.6287 | 1774.6287 | 1774.6287 | 1774.6287 | 1774.6287 | 1774.6287 | 1774.6287 | 1774.6287 | 1774.6287 | 1774.6287 | 1774.6287 | 0 | 0 | 0 | 66.6287 | 192.7275 | 466.2955 | 974.7656 | 1802.5585 | 3002.7295 | 4572.5336 | 5603.1876 | 6752.3713 | 8002.2567 | 9236.8192 | 10382.07 | 12948.8884 | 13657.7332 | 13577.1931 | 12656.1746 | 10607.907 | 8655.7941 | 6371.0739 | 3936.626 | 1507.9124 | 0 | 0 | 0 | 0 | 0 | 0 | 0 | 66.6287 | 259.3563 | 725.6518 | 1700.4174 | 3502.976 | 6505.7055 | 11078.2391 | 16681.4267 | 23433.798 | 31436.0546 | 40739.5025 | 51314.3001 | 64729.484 | 79361.9828 | 94734.3312 | 110365.2406 | 125468.9863 | 139551.4875 | 152317.7768 | 163618.8767 | 173392.6208 | 181325.1505 | 187822.9917 | 193159.9482 | 197534.4059 | 0 | 0 | 0 | 0.037508444975352766 | 0.10849544800434305 | 0.2624997965029511 | 0.5487416542665651 | 1.0147454128798152 | 1.6903783855609285 | 2.5740952939212587 | 3.154299176280883 | 3.8012289739249985 | 4.504848539662809 | 5.199842141896959 | 5.844557949812125 | 7.289541347490378 | 7.68858362128117 | 7.643243778050857 | 7.124758923484979 | 5.971692284036839 | 4.872755650695478 | 3.5865786444965413 | 2.216112846649056 | 0.848875196378676 | 0 | 0 | 0 | 0 | 0 | 0 | 0 | 0.037508444975352766 | 0.14600389297969582 | 0.4085036894826469 | 0.9572453437492119 | 1.9719907566290271 | 3.662369142189956 | 6.2364644361112145 | 9.390763612392098 | 13.191992586317095 | 17.696841125979905 | 22.896683267876863 | 28.741241217688987 | 36.030782565179365 | 43.71936618646054 | 51.36260996451139 | 58.48736888799637 | 64.4590611720332 | 69.33181682272868 | 72.91839546722522 | 75.13450831387428 | 75.98338351025295 | 75.98338351025295 | 75.98338351025295 | 75.98338351025295 | 75.98338351025295 | TE 96% (Instantaneous) | TE 96% (Instantaneous) | TE 96% (Instantaneous) | TE 96% (Instantaneous) | TE 96% (Instantaneous) | TE 96% (Instantaneous) | TE 96% (Instantaneous) | TE 96% (Instantaneous) | TE 96% (Instantaneous) | TE 96% (Instantaneous) | TE 96% (Instantaneous) | TE 96% (Instantaneous) | TE 96% (Instantaneous) | TE 96% (Instantaneous) | TE 96% (Instantaneous) | TE 96% (Instantaneous) | TE 96% (Instantaneous) | TE 96% (Instantaneous) | TE 96% (Instantaneous) | TE 96% (Instantaneous) | TE 96% (Instantaneous) | TE 96% (Instantaneous) | TE 96% (Instantaneous) | TE 96% (Instantaneous) | TE 96% (Instantaneous) | TE 96% (Instantaneous) | TE 96% (Instantaneous) | TE 96% (Instantaneous) | 5153.5656 | 5153.5656 | 5153.5656 | 5153.5656 | 5153.5656 | 5153.5656 | 5153.5656 | 5153.5656 | 5153.5656 | 5153.5656 | 5153.5656 | 5153.5656 | 5153.5656 | 5153.5656 | 5153.5656 | 5153.5656 | 5153.5656 | 5153.5656 | 5153.5656 | 5153.5656 | 5153.5656 | 5153.5656 | 5153.5656 | 5153.5656 | 5153.5656 | 5153.5656 | 5153.5656 | 5153.5656 | 1774.6287 | 1774.6287 | 1774.6287 | 1774.6287 | 1774.6287 | 1774.6287 | 1774.6287 | 1774.6287 | 1774.6287 | 1774.6287 | 1774.6287 | 1774.6287 | 1774.6287 | 1774.6287 | 1774.6287 | 1774.6287 | 1774.6287 | 1774.6287 | 1774.6287 | 1774.6287 | 1774.6287 | 1774.6287 | 1774.6287 | 1774.6287 | 1774.6287 | 1774.6287 | 1774.6287 | 1774.6287 | 0 | 0 | 0 | 66.6287 | 192.7275 | 466.2955 | 974.7656 | 1802.5585 | 3002.7295 | 4572.5336 | 5603.1876 | 6752.3713 | 8002.2567 | 9236.8192 | 10382.07 | 12948.8884 | 13657.7332 | 13577.1931 | 12656.1746 | 10607.907 | 8655.7941 | 6371.0739 | 3936.626 | 1507.9124 | 0 | 0 | 0 | 0 | 0 | 0 | 0 | 66.6287 | 259.3563 | 725.6518 | 1700.4174 | 3502.976 | 6505.7055 | 11078.2391 | 16681.4267 | 23433.798 | 31436.0546 | 40739.5025 | 51314.3001 | 64729.484 | 79361.9828 | 94734.3312 | 110365.2406 | 125468.9863 | 139551.4875 | 152317.7768 | 163618.8767 | 173392.6208 | 181325.1505 | 187822.9917 | 193159.9482 | 197534.4059 | 0 | 0 | 0 | 0.037508 | 0.1085 | 0.2624997965029511 | 0.5487416542665651 | 1.0147454128798152 | 1.6903783855609285 | 2.5740952939212587 | 3.154299176280883 | 3.801228973924999 | 4.504848539662809 | 5.199842141896959 | 5.844557949812125 | 7.289541347490375 | 7.688583621281169 | 7.643243778050857 | 7.124758923484979 | 5.971692284036839 | 4.872755650695478 | 3.586578644496541 | 2.216112846649056 | 0.848875196378676 | 0 | 0 | 0 | 0 | 0 | 0
Water Heater_Grocery_New_TE 96% (Instantaneous) | Water Heater_Grocery_New | Water Heater_Commercial_New_TE 80%_TE 96% (Instantaneous) | Commercial | Grocery | New | Water Heating | Natural Gas | Water Heater | EQ | TE 80% | 12 | 8 | 10 | 1631.5511 | 298.1718 | 0 | 0.62469 | 1 | LO3Slow | 0.996 | n/a | A | WCE102 | 0.4760464284615066 | 0.2856278570769039 | 200 kBtu/hr | 0.0321 | 397.2330253742083 | 397.233 | 159.8900585965079 | 159.8901 | Technical Support Document: Commercial Water Heating Equipment. EERE-2021-BT-STD-0027-0001. Department of Energy. July 2023. | Technical Support Document: Commercial Water Heating Equipment. EERE-2021-BT-STD-0027-0001. Department of Energy. July 2023. | AEG BEST / Market Profile Calculations | 0 | 0 | 5098.5973 | TE 80% | TE 80% | TE 80% | TE 80% | TE 80% | TE 80% | TE 80% | TE 80% | TE 80% | TE 80% | TE 80% | TE 80% | TE 80% | TE 80% | TE 80% | TE 80% | TE 80% | TE 80% | TE 80% | TE 80% | TE 80% | TE 80% | TE 80% | TE 80% | TE 80% | TE 80% | TE 80% | TE 80% | 0 | 0 | 0 | 0 | 0 | 0 | 0 | 0 | 0 | 0 | 0 | 0 | 0 | 0 | 0 | 0 | 0 | 0 | 0 | 0 | 0 | 0 | 0 | 0 | 0 | 0 | 0 | 0 | 0 | 0 | 0 | 0 | 0 | 0 | 0 | 0 | 0 | 0 | 0 | 0 | 0 | 0 | 0 | 0 | 0 | 0 | 0 | 0 | 0 | 0 | 0 | 0 | 0 | 0 | 0 | 0 | 0 | 0 | 0 | 0 | 0 | 0 | 0 | 0 | 0 | 0 | 0 | 0 | 0 | 0 | 0 | 0 | 0 | 0 | 0 | 0 | 0 | 0 | 0 | 0 | 0 | 0 | 0 | 0 | 0 | 0 | 0 | 0 | 0 | 0 | 0 | 0 | 0 | 0 | 0 | 0 | 0 | 0 | 0 | 0 | 0 | 0 | 0 | 0 | 0 | 0 | 0 | 0 | 0 | 0 | 0 | 0 | TE 96% (Instantaneous) | TE 96% (Instantaneous) | TE 96% (Instantaneous) | TE 96% (Instantaneous) | TE 96% (Instantaneous) | TE 96% (Instantaneous) | TE 96% (Instantaneous) | TE 96% (Instantaneous) | TE 96% (Instantaneous) | TE 96% (Instantaneous) | TE 96% (Instantaneous) | TE 96% (Instantaneous) | TE 96% (Instantaneous) | TE 96% (Instantaneous) | TE 96% (Instantaneous) | TE 96% (Instantaneous) | TE 96% (Instantaneous) | TE 96% (Instantaneous) | TE 96% (Instantaneous) | TE 96% (Instantaneous) | TE 96% (Instantaneous) | TE 96% (Instantaneous) | TE 96% (Instantaneous) | TE 96% (Instantaneous) | TE 96% (Instantaneous) | TE 96% (Instantaneous) | TE 96% (Instantaneous) | TE 96% (Instantaneous) | 5098.5973 | 5098.5973 | 5098.5973 | 5098.5973 | 5098.5973 | 5098.5973 | 5098.5973 | 5098.5973 | 5098.5973 | 5098.5973 | 5098.5973 | 5098.5973 | 5098.5973 | 5098.5973 | 5098.5973 | 5098.5973 | 5098.5973 | 5098.5973 | 5098.5973 | 5098.5973 | 5098.5973 | 5098.5973 | 5098.5973 | 5098.5973 | 5098.5973 | 5098.5973 | 5098.5973 | 5098.5973 | 1631.5511 | 1631.5511 | 1631.5511 | 1631.5511 | 1631.5511 | 1631.5511 | 1631.5511 | 1631.5511 | 1631.5511 | 1631.5511 | 1631.5511 | 1631.5511 | 1631.5511 | 1631.5511 | 1631.5511 | 1631.5511 | 1631.5511 | 1631.5511 | 1631.5511 | 1631.5511 | 1631.5511 | 1631.5511 | 1631.5511 | 1631.5511 | 1631.5511 | 1631.5511 | 1631.5511 | 1631.5511 | 0 | 0 | 0 | 0 | 0 | 0 | 0 | 0 | 0 | 0 | 0 | 0 | 0 | 0 | 0 | 0 | 0 | 0 | 0 | 0 | 0 | 0 | 0 | 0 | 0 | 0 | 0 | 0 | 0 | 0 | 0 | 0 | 0 | 0 | 0 | 0 | 0 | 0 | 0 | 0 | 0 | 0 | 0 | 0 | 0 | 0 | 0 | 0 | 0 | 0 | 0 | 0 | 0 | 0 | 0 | 0 | 0 | 0 | 0 | 0 | 0 | 0 | 0 | 0 | 0 | 0 | 0 | 0 | 0 | 0 | 0 | 0 | 0 | 0 | 0 | 0 | 0 | 0 | 0 | 0 | 0 | 0 | 0 | 0 | 0 | 0 | 0 | 0 | 0 | 0 | 0 | 0 | 0 | 0 | 0 | 0 | 0 | 0 | 0 | 0 | 0 | 0 | 0 | 0 | 0 | 0 | 0 | 0 | 0 | 0 | 0 | 0 | TE 96% (Instantaneous) | TE 96% (Instantaneous) | TE 96% (Instantaneous) | TE 96% (Instantaneous) | TE 96% (Instantaneous) | TE 96% (Instantaneous) | TE 96% (Instantaneous) | TE 96% (Instantaneous) | TE 96% (Instantaneous) | TE 96% (Instantaneous) | TE 96% (Instantaneous) | TE 96% (Instantaneous) | TE 96% (Instantaneous) | TE 96% (Instantaneous) | TE 96% (Instantaneous) | TE 96% (Instantaneous) | TE 96% (Instantaneous) | TE 96% (Instantaneous) | TE 96% (Instantaneous) | TE 96% (Instantaneous) | TE 96% (Instantaneous) | TE 96% (Instantaneous) | TE 96% (Instantaneous) | TE 96% (Instantaneous) | TE 96% (Instantaneous) | TE 96% (Instantaneous) | TE 96% (Instantaneous) | TE 96% (Instantaneous) | 5098.5973 | 5098.5973 | 5098.5973 | 5098.5973 | 5098.5973 | 5098.5973 | 5098.5973 | 5098.5973 | 5098.5973 | 5098.5973 | 5098.5973 | 5098.5973 | 5098.5973 | 5098.5973 | 5098.5973 | 5098.5973 | 5098.5973 | 5098.5973 | 5098.5973 | 5098.5973 | 5098.5973 | 5098.5973 | 5098.5973 | 5098.5973 | 5098.5973 | 5098.5973 | 5098.5973 | 5098.5973 | 1631.5511 | 1631.5511 | 1631.5511 | 1631.5511 | 1631.5511 | 1631.5511 | 1631.5511 | 1631.5511 | 1631.5511 | 1631.5511 | 1631.5511 | 1631.5511 | 1631.5511 | 1631.5511 | 1631.5511 | 1631.5511 | 1631.5511 | 1631.5511 | 1631.5511 | 1631.5511 | 1631.5511 | 1631.5511 | 1631.5511 | 1631.5511 | 1631.5511 | 1631.5511 | 1631.5511 | 1631.5511 | 0 | 0 | 0 | 0 | 0 | 0 | 0 | 0 | 0 | 0 | 0 | 0 | 0 | 0 | 0 | 0 | 0 | 0 | 0 | 0 | 0 | 0 | 0 | 0 | 0 | 0 | 0 | 0 | 0 | 0 | 0 | 0 | 0 | 0 | 0 | 0 | 0 | 0 | 0 | 0 | 0 | 0 | 0 | 0 | 0 | 0 | 0 | 0 | 0 | 0 | 0 | 0 | 0 | 0 | 0 | 0 | 0 | 0 | 0 | 0 | 0 | 0 | 0 | 0 | 0 | 0 | 0 | 0 | 0 | 0 | 0 | 0 | 0 | 0 | 0 | 0 | 0 | 0 | 0 | 0 | 0 | 0 | 0 | 0 | 0 | 0
Water Heater_Retail_Existing_TE 96% (Instantaneous) | Water Heater_Retail_Existing | Water Heater_Commercial_Existing_TE 80%_TE 96% (Instantaneous) | Commercial | Retail | Existing | Water Heating | Natural Gas | Water Heater | EQ | TE 80% | 12 | 8 | 10 | 1776.5598 | 298.1718 | 0 | 0.42784 | 1 | LO3Slow | 0.996 | n/a | A | WCE60 | 0.4760464284615066 | 0.2856278570769039 | 200 kBtu/hr | 0.0321 | 397.2200626630175 | 397.2201 | 159.88484098236347 | 159.8848 | Technical Support Document: Commercial Water Heating Equipment. EERE-2021-BT-STD-0027-0001. Department of Energy. July 2023. | Technical Support Document: Commercial Water Heating Equipment. EERE-2021-BT-STD-0027-0001. Department of Energy. July 2023. | AEG BEST / Market Profile Calculations | 0 | 0 | 5152.0235 | TE 80% | TE 80% | TE 80% | TE 80% | TE 80% | TE 80% | TE 80% | TE 80% | TE 80% | TE 80% | TE 80% | TE 80% | TE 80% | TE 80% | TE 80% | TE 80% | TE 80% | TE 80% | TE 80% | TE 80% | TE 80% | TE 80% | TE 80% | TE 80% | TE 80% | TE 80% | TE 80% | TE 80% | 0 | 0 | 0 | 13292.4472 | 14949.6873 | 16275.4795 | 17336.1132 | 18184.6201 | 18863.4257 | 19406.4702 | 17251.468 | 16045.3538 | 12836.283 | 0 | 0 | 0 | 0 | 0 | 0 | 0 | 0 | 0 | 0 | 0 | 0 | 0 | 0 | 0 | 0 | 0 | 0 | 13292.4472 | 28242.1345 | 44517.614 | 61853.7272 | 80038.3473 | 98901.773 | 118308.2432 | 135559.7112 | 151605.0649 | 164441.348 | 174710.3744 | 182925.5955 | 191760.4577 | 199507.153 | 202763.0184 | 205367.7107 | 207451.4646 | 209118.4677 | 210452.0701 | 211518.9521 | 212372.4577 | 213055.2622 | 213601.5058 | 214038.5006 | 214388.0965 | 0 | 0 | 0 | 7.479390258173921 | 8.411885666985217 | 9.15788199403425 | 9.75467905567348 | 10.232116704984858 | 10.614066824433966 | 10.91962691999325 | 9.70705092017303 | 9.028394935570386 | 7.222715948456309 | 0 | 0 | 0 | 0 | 0 | 0 | 0 | 0 | 0 | 0 | 0 | 0 | 0 | 0 | 0 | 0 | 0 | 0 | 7.479390258173921 | 15.891275925159137 | 25.049157919193384 | 34.80383697486687 | 45.03595367985172 | 55.65002050428569 | 66.56964742427894 | 76.27669834445199 | 85.30509328002236 | 92.52780922847867 | 92.52780922847867 | 92.52780922847867 | 92.52780922847867 | 92.52780922847867 | 92.52780922847867 | 92.52780922847867 | 92.52780922847867 | 92.52780922847867 | 92.52780922847867 | 92.52780922847867 | 92.52780922847867 | 92.52780922847867 | 92.52780922847867 | 92.52780922847867 | 92.52780922847867 | TE 96% (Instantaneous) | TE 96% (Instantaneous) | TE 96% (Instantaneous) | TE 96% (Instantaneous) | TE 96% (Instantaneous) | TE 96% (Instantaneous) | TE 96% (Instantaneous) | TE 96% (Instantaneous) | TE 96% (Instantaneous) | TE 96% (Instantaneous) | TE 96% (Instantaneous) | TE 96% (Instantaneous) | TE 96% (Instantaneous) | TE 96% (Instantaneous) | TE 96% (Instantaneous) | TE 96% (Instantaneous) | TE 96% (Instantaneous) | TE 96% (Instantaneous) | TE 96% (Instantaneous) | TE 96% (Instantaneous) | TE 96% (Instantaneous) | TE 96% (Instantaneous) | TE 96% (Instantaneous) | TE 96% (Instantaneous) | TE 96% (Instantaneous) | TE 96% (Instantaneous) | TE 96% (Instantaneous) | TE 96% (Instantaneous) | 5152.0235 | 5152.0235 | 5152.0235 | 5152.0235 | 5152.0235 | 5152.0235 | 5152.0235 | 5152.0235 | 5152.0235 | 5152.0235 | 5152.0235 | 5152.0235 | 5152.0235 | 5152.0235 | 5152.0235 | 5152.0235 | 5152.0235 | 5152.0235 | 5152.0235 | 5152.0235 | 5152.0235 | 5152.0235 | 5152.0235 | 5152.0235 | 5152.0235 | 5152.0235 | 5152.0235 | 5152.0235 | 1776.5598 | 1776.5598 | 1776.5598 | 1776.5598 | 1776.5598 | 1776.5598 | 1776.5598 | 1776.5598 | 1776.5598 | 1776.5598 | 1776.5598 | 1776.5598 | 1776.5598 | 1776.5598 | 1776.5598 | 1776.5598 | 1776.5598 | 1776.5598 | 1776.5598 | 1776.5598 | 1776.5598 | 1776.5598 | 1776.5598 | 1776.5598 | 1776.5598 | 1776.5598 | 1776.5598 | 1776.5598 | 0 | 0 | 0 | 62.5043 | 180.7975 | 437.4313 | 914.4265 | 1690.9781 | 2816.8571 | 4289.4884 | 5256.3438 | 6334.3917 | 7506.9077 | 8665.0494 | 9739.4078 | 12147.3372 | 12812.3037 | 12736.7491 | 11872.7427 | 9951.2653 | 8119.9904 | 5976.697 | 3692.9443 | 1414.5709 | 0 | 0 | 0 | 0 | 0 | 0 | 0 | 62.5043 | 243.3018 | 680.7331 | 1595.1596 | 3286.1377 | 6102.9948 | 10392.4832 | 15648.827 | 21983.2187 | 29490.1264 | 38217.6801 | 48137.8854 | 60722.6538 | 74449.384 | 88870.1663 | 103533.5042 | 117702.3105 | 130913.0886 | 142889.1298 | 153490.6785 | 162659.4165 | 170100.9135 | 176196.5307 | 181203.1234 | 185306.7971 | 0 | 0 | 0 | 0.035169904824206386 | 0.10173107903246241 | 0.2461337137662958 | 0.5145292417831342 | 0.9514790499908605 | 1.5849883133288807 | 2.413608096926892 | 2.957637990318417 | 3.5642336363399347 | 4.223984611772513 | 4.875647426908388 | 5.480167118885419 | 6.835060093048888 | 7.20922326614975 | 7.166710227493993 | 6.680551363807246 | 5.59937500493642 | 4.568953807047611 | 3.362966117480005 | 2.077944792101192 | 0.7959503488850436 | 0 | 0 | 0 | 0 | 0 | 0 | 0 | 0.035169904824206386 | 0.1369009838566688 | 0.3830346976229646 | 0.8975639394060988 | 1.8490429893969595 | 3.43403130272584 | 5.847639399652732 | 8.805277389971149 | 12.369511026311084 | 16.5934956380836 | 21.469143064991986 | 26.949310183877408 | 33.784370276926296 | 40.99359354307605 | 48.160303770570046 | 54.84085513437729 | 60.44023013931371 | 65.00918394636133 | 68.37215006384133 | 70.45009485594252 | 71.24604520482757 | 71.24604520482757 | 71.24604520482757 | 71.24604520482757 | 71.24604520482757 | TE 96% (Instantaneous) | TE 96% (Instantaneous) | TE 96% (Instantaneous) | TE 96% (Instantaneous) | TE 96% (Instantaneous) | TE 96% (Instantaneous) | TE 96% (Instantaneous) | TE 96% (Instantaneous) | TE 96% (Instantaneous) | TE 96% (Instantaneous) | TE 96% (Instantaneous) | TE 96% (Instantaneous) | TE 96% (Instantaneous) | TE 96% (Instantaneous) | TE 96% (Instantaneous) | TE 96% (Instantaneous) | TE 96% (Instantaneous) | TE 96% (Instantaneous) | TE 96% (Instantaneous) | TE 96% (Instantaneous) | TE 96% (Instantaneous) | TE 96% (Instantaneous) | TE 96% (Instantaneous) | TE 96% (Instantaneous) | TE 96% (Instantaneous) | TE 96% (Instantaneous) | TE 96% (Instantaneous) | TE 96% (Instantaneous) | 5152.0235 | 5152.0235 | 5152.0235 | 5152.0235 | 5152.0235 | 5152.0235 | 5152.0235 | 5152.0235 | 5152.0235 | 5152.0235 | 5152.0235 | 5152.0235 | 5152.0235 | 5152.0235 | 5152.0235 | 5152.0235 | 5152.0235 | 5152.0235 | 5152.0235 | 5152.0235 | 5152.0235 | 5152.0235 | 5152.0235 | 5152.0235 | 5152.0235 | 5152.0235 | 5152.0235 | 5152.0235 | 1776.5598 | 1776.5598 | 1776.5598 | 1776.5598 | 1776.5598 | 1776.5598 | 1776.5598 | 1776.5598 | 1776.5598 | 1776.5598 | 1776.5598 | 1776.5598 | 1776.5598 | 1776.5598 | 1776.5598 | 1776.5598 | 1776.5598 | 1776.5598 | 1776.5598 | 1776.5598 | 1776.5598 | 1776.5598 | 1776.5598 | 1776.5598 | 1776.5598 | 1776.5598 | 1776.5598 | 1776.5598 | 0 | 0 | 0 | 62.5043 | 180.7975 | 437.4313 | 914.4265 | 1690.9781 | 2816.8571 | 4289.4884 | 5256.3438 | 6334.3917 | 7506.9077 | 8665.0494 | 9739.4078 | 12147.3372 | 12812.3037 | 12736.7491 | 11872.7427 | 9951.2653 | 8119.9904 | 5976.697 | 3692.9443 | 1414.5709 | 0 | 0 | 0 | 0 | 0 | 0 | 0 | 62.5043 | 243.3018 | 680.7331 | 1595.1596 | 3286.1377 | 6102.9948 | 10392.4832 | 15648.827 | 21983.2187 | 29490.1264 | 38217.6801 | 48137.8854 | 60722.6538 | 74449.384 | 88870.1663 | 103533.5042 | 117702.3105 | 130913.0886 | 142889.1298 | 153490.6785 | 162659.4165 | 170100.9135 | 176196.5307 | 181203.1234 | 185306.7971 | 0 | 0 | 0 | 0.03517 | 0.10173 | 0.2461337137662958 | 0.5145292417831342 | 0.9514790499908605 | 1.5849883133288807 | 2.413608096926892 | 2.957637990318417 | 3.5642336363399347 | 4.223984611772513 | 4.875647426908389 | 5.4801671188854195 | 6.835060093048888 | 7.20922326614975 | 7.1667102274939944 | 6.680551363807247 | 5.599375004936421 | 4.568953807047612 | 3.362966117480005 | 2.077944792101192 | 0.7959503488850436 | 0 | 0 | 0 | 0 | 0 | 0
Water Heater_Restaurant_New_TE 96% (Instantaneous) | Water Heater_Restaurant_New | Water Heater_Commercial_New_TE 80%_TE 96% (Instantaneous) | Commercial | Restaurant | New | Water Heating | Natural Gas | Water Heater | EQ | TE 80% | 12 | 8 | 10 | 1774.6287 | 298.1718 | 0 | 0.63301 | 1 | LO3Slow | 0.996 | n/a | A | WCE46 | 0.4760464284615066 | 0.2856278570769039 | 200 kBtu/hr | 0.0321 | 397.4089478832315 | 397.4089 | 159.96086907418595 | 159.9609 | Technical Support Document: Commercial Water Heating Equipment. EERE-2021-BT-STD-0027-0001. Department of Energy. July 2023. | Technical Support Document: Commercial Water Heating Equipment. EERE-2021-BT-STD-0027-0001. Department of Energy. July 2023. | AEG BEST / Market Profile Calculations | 0 | 0 | 5153.5656 | TE 80% | TE 80% | TE 80% | TE 80% | TE 80% | TE 80% | TE 80% | TE 80% | TE 80% | TE 80% | TE 80% | TE 80% | TE 80% | TE 80% | TE 80% | TE 80% | TE 80% | TE 80% | TE 80% | TE 80% | TE 80% | TE 80% | TE 80% | TE 80% | TE 80% | TE 80% | TE 80% | TE 80% | 0 | 0 | 0 | 0 | 0 | 0 | 0 | 0 | 0 | 0 | 0 | 0 | 0 | 0 | 0 | 0 | 0 | 0 | 0 | 0 | 0 | 0 | 0 | 0 | 0 | 0 | 0 | 0 | 0 | 0 | 0 | 0 | 0 | 0 | 0 | 0 | 0 | 0 | 0 | 0 | 0 | 0 | 0 | 0 | 0 | 0 | 0 | 0 | 0 | 0 | 0 | 0 | 0 | 0 | 0 | 0 | 0 | 0 | 0 | 0 | 0 | 0 | 0 | 0 | 0 | 0 | 0 | 0 | 0 | 0 | 0 | 0 | 0 | 0 | 0 | 0 | 0 | 0 | 0 | 0 | 0 | 0 | 0 | 0 | 0 | 0 | 0 | 0 | 0 | 0 | 0 | 0 | 0 | 0 | 0 | 0 | 0 | 0 | 0 | 0 | 0 | 0 | 0 | 0 | 0 | 0 | 0 | 0 | 0 | 0 | 0 | 0 | TE 96% (Instantaneous) | TE 96% (Instantaneous) | TE 96% (Instantaneous) | TE 96% (Instantaneous) | TE 96% (Instantaneous) | TE 96% (Instantaneous) | TE 96% (Instantaneous) | TE 96% (Instantaneous) | TE 96% (Instantaneous) | TE 96% (Instantaneous) | TE 96% (Instantaneous) | TE 96% (Instantaneous) | TE 96% (Instantaneous) | TE 96% (Instantaneous) | TE 96% (Instantaneous) | TE 96% (Instantaneous) | TE 96% (Instantaneous) | TE 96% (Instantaneous) | TE 96% (Instantaneous) | TE 96% (Instantaneous) | TE 96% (Instantaneous) | TE 96% (Instantaneous) | TE 96% (Instantaneous) | TE 96% (Instantaneous) | TE 96% (Instantaneous) | TE 96% (Instantaneous) | TE 96% (Instantaneous) | TE 96% (Instantaneous) | 5153.5656 | 5153.5656 | 5153.5656 | 5153.5656 | 5153.5656 | 5153.5656 | 5153.5656 | 5153.5656 | 5153.5656 | 5153.5656 | 5153.5656 | 5153.5656 | 5153.5656 | 5153.5656 | 5153.5656 | 5153.5656 | 5153.5656 | 5153.5656 | 5153.5656 | 5153.5656 | 5153.5656 | 5153.5656 | 5153.5656 | 5153.5656 | 5153.5656 | 5153.5656 | 5153.5656 | 5153.5656 | 1774.6287 | 1774.6287 | 1774.6287 | 1774.6287 | 1774.6287 | 1774.6287 | 1774.6287 | 1774.6287 | 1774.6287 | 1774.6287 | 1774.6287 | 1774.6287 | 1774.6287 | 1774.6287 | 1774.6287 | 1774.6287 | 1774.6287 | 1774.6287 | 1774.6287 | 1774.6287 | 1774.6287 | 1774.6287 | 1774.6287 | 1774.6287 | 1774.6287 | 1774.6287 | 1774.6287 | 1774.6287 | 0 | 0 | 0 | 0 | 0 | 0 | 0 | 0 | 0 | 0 | 0 | 0 | 0 | 0 | 0 | 0 | 0 | 0 | 0 | 0 | 0 | 0 | 0 | 0 | 0 | 0 | 0 | 0 | 0 | 0 | 0 | 0 | 0 | 0 | 0 | 0 | 0 | 0 | 0 | 0 | 0 | 0 | 0 | 0 | 0 | 0 | 0 | 0 | 0 | 0 | 0 | 0 | 0 | 0 | 0 | 0 | 0 | 0 | 0 | 0 | 0 | 0 | 0 | 0 | 0 | 0 | 0 | 0 | 0 | 0 | 0 | 0 | 0 | 0 | 0 | 0 | 0 | 0 | 0 | 0 | 0 | 0 | 0 | 0 | 0 | 0 | 0 | 0 | 0 | 0 | 0 | 0 | 0 | 0 | 0 | 0 | 0 | 0 | 0 | 0 | 0 | 0 | 0 | 0 | 0 | 0 | 0 | 0 | 0 | 0 | 0 | 0 | TE 96% (Instantaneous) | TE 96% (Instantaneous) | TE 96% (Instantaneous) | TE 96% (Instantaneous) | TE 96% (Instantaneous) | TE 96% (Instantaneous) | TE 96% (Instantaneous) | TE 96% (Instantaneous) | TE 96% (Instantaneous) | TE 96% (Instantaneous) | TE 96% (Instantaneous) | TE 96% (Instantaneous) | TE 96% (Instantaneous) | TE 96% (Instantaneous) | TE 96% (Instantaneous) | TE 96% (Instantaneous) | TE 96% (Instantaneous) | TE 96% (Instantaneous) | TE 96% (Instantaneous) | TE 96% (Instantaneous) | TE 96% (Instantaneous) | TE 96% (Instantaneous) | TE 96% (Instantaneous) | TE 96% (Instantaneous) | TE 96% (Instantaneous) | TE 96% (Instantaneous) | TE 96% (Instantaneous) | TE 96% (Instantaneous) | 5153.5656 | 5153.5656 | 5153.5656 | 5153.5656 | 5153.5656 | 5153.5656 | 5153.5656 | 5153.5656 | 5153.5656 | 5153.5656 | 5153.5656 | 5153.5656 | 5153.5656 | 5153.5656 | 5153.5656 | 5153.5656 | 5153.5656 | 5153.5656 | 5153.5656 | 5153.5656 | 5153.5656 | 5153.5656 | 5153.5656 | 5153.5656 | 5153.5656 | 5153.5656 | 5153.5656 | 5153.5656 | 1774.6287 | 1774.6287 | 1774.6287 | 1774.6287 | 1774.6287 | 1774.6287 | 1774.6287 | 1774.6287 | 1774.6287 | 1774.6287 | 1774.6287 | 1774.6287 | 1774.6287 | 1774.6287 | 1774.6287 | 1774.6287 | 1774.6287 | 1774.6287 | 1774.6287 | 1774.6287 | 1774.6287 | 1774.6287 | 1774.6287 | 1774.6287 | 1774.6287 | 1774.6287 | 1774.6287 | 1774.6287 | 0 | 0 | 0 | 0 | 0 | 0 | 0 | 0 | 0 | 0 | 0 | 0 | 0 | 0 | 0 | 0 | 0 | 0 | 0 | 0 | 0 | 0 | 0 | 0 | 0 | 0 | 0 | 0 | 0 | 0 | 0 | 0 | 0 | 0 | 0 | 0 | 0 | 0 | 0 | 0 | 0 | 0 | 0 | 0 | 0 | 0 | 0 | 0 | 0 | 0 | 0 | 0 | 0 | 0 | 0 | 0 | 0 | 0 | 0 | 0 | 0 | 0 | 0 | 0 | 0 | 0 | 0 | 0 | 0 | 0 | 0 | 0 | 0 | 0 | 0 | 0 | 0 | 0 | 0 | 0 | 0 | 0 | 0 | 0 | 0 | 0
Water Heater_Warehouse_Existing_TE 96% (Instantaneous) | Water Heater_Warehouse_Existing | Water Heater_Commercial_Existing_TE 80%_TE 96% (Instantaneous) | Commercial | Warehouse | Existing | Water Heating | Natural Gas | Water Heater | EQ | TE 80% | 12 | 8 | 10 | 1677.7178 | 298.1718 | 0 | 0.38677 | 1 | LO3Slow | 0.996 | n/a | A | WCE200 | 0.4760464284615066 | 0.2856278570769039 | 200 kBtu/hr | 0.0321 | 395.6019177633737 | 395.6019 | 159.23352231977768 | 159.2335 | Technical Support Document: Commercial Water Heating Equipment. EERE-2021-BT-STD-0027-0001. Department of Energy. July 2023. | Technical Support Document: Commercial Water Heating Equipment. EERE-2021-BT-STD-0027-0001. Department of Energy. July 2023. | AEG BEST / Market Profile Calculations | 0 | 0 | 5219.5665 | TE 80% | TE 80% | TE 80% | TE 80% | TE 80% | TE 80% | TE 80% | TE 80% | TE 80% | TE 80% | TE 80% | TE 80% | TE 80% | TE 80% | TE 80% | TE 80% | TE 80% | TE 80% | TE 80% | TE 80% | TE 80% | TE 80% | TE 80% | TE 80% | TE 80% | TE 80% | TE 80% | TE 80% | 0 | 0 | 0 | 1173.103 | 1319.36 | 1436.3657 | 1529.9701 | 1604.8537 | 1664.7606 | 1712.6861 | 1522.4999 | 1416.0563 | 1132.845 | 0 | 0 | 0 | 0 | 0 | 0 | 0 | 0 | 0 | 0 | 0 | 0 | 0 | 0 | 0 | 0 | 0 | 0 | 1173.103 | 2492.4631 | 3928.8287 | 5458.7989 | 7063.6526 | 8728.4132 | 10441.0993 | 11963.5992 | 13379.6555 | 14512.5005 | 15418.7765 | 16143.7973 | 16923.5036 | 17607.1754 | 17894.5164 | 18124.3893 | 18308.2875 | 18455.4062 | 18573.101 | 18667.257 | 18742.5817 | 18802.8415 | 18851.0493 | 18889.6156 | 18920.4686 | 0 | 0 | 0 | 0.6573923205740803 | 0.7393529215807189 | 0.8049214023860296 | 0.8573761870302783 | 0.899340014745677 | 0.9329110769179964 | 0.9597679266558515 | 0.8531899673732632 | 0.7935402877617671 | 0.6348322302094135 | 0 | 0 | 0 | 0 | 0 | 0 | 0 | 0 | 0 | 0 | 0 | 0 | 0 | 0 | 0 | 0 | 0 | 0 | 0.6573923205740803 | 1.3967452421547992 | 2.201666644540829 | 3.059042831571107 | 3.958382846316784 | 4.89129392323478 | 5.851061849890631 | 6.704251817263894 | 7.497792105025661 | 8.132624335235073 | 8.132624335235073 | 8.132624335235073 | 8.132624335235073 | 8.132624335235073 | 8.132624335235073 | 8.132624335235073 | 8.132624335235073 | 8.132624335235073 | 8.132624335235073 | 8.132624335235073 | 8.132624335235073 | 8.132624335235073 | 8.132624335235073 | 8.132624335235073 | 8.132624335235073 | TE 96% (Instantaneous) | TE 96% (Instantaneous) | TE 96% (Instantaneous) | TE 96% (Instantaneous) | TE 96% (Instantaneous) | TE 96% (Instantaneous) | TE 96% (Instantaneous) | TE 96% (Instantaneous) | TE 96% (Instantaneous) | TE 96% (Instantaneous) | TE 96% (Instantaneous) | TE 96% (Instantaneous) | TE 96% (Instantaneous) | TE 96% (Instantaneous) | TE 96% (Instantaneous) | TE 96% (Instantaneous) | TE 96% (Instantaneous) | TE 96% (Instantaneous) | TE 96% (Instantaneous) | TE 96% (Instantaneous) | TE 96% (Instantaneous) | TE 96% (Instantaneous) | TE 96% (Instantaneous) | TE 96% (Instantaneous) | TE 96% (Instantaneous) | TE 96% (Instantaneous) | TE 96% (Instantaneous) | TE 96% (Instantaneous) | 5219.5665 | 5219.5665 | 5219.5665 | 5219.5665 | 5219.5665 | 5219.5665 | 5219.5665 | 5219.5665 | 5219.5665 | 5219.5665 | 5219.5665 | 5219.5665 | 5219.5665 | 5219.5665 | 5219.5665 | 5219.5665 | 5219.5665 | 5219.5665 | 5219.5665 | 5219.5665 | 5219.5665 | 5219.5665 | 5219.5665 | 5219.5665 | 5219.5665 | 5219.5665 | 5219.5665 | 5219.5665 | 1677.7178 | 1677.7178 | 1677.7178 | 1677.7178 | 1677.7178 | 1677.7178 | 1677.7178 | 1677.7178 | 1677.7178 | 1677.7178 | 1677.7178 | 1677.7178 | 1677.7178 | 1677.7178 | 1677.7178 | 1677.7178 | 1677.7178 | 1677.7178 | 1677.7178 | 1677.7178 | 1677.7178 | 1677.7178 | 1677.7178 | 1677.7178 | 1677.7178 | 1677.7178 | 1677.7178 | 1677.7178 | 0 | 0 | 0 | 5.5162 | 15.956 | 38.6048 | 80.7012 | 149.2345 | 248.5971 | 378.5617 | 463.89 | 559.0313 | 662.5098 | 764.7197 | 859.5354 | 1072.0432 | 1130.7288 | 1124.0608 | 1047.8094 | 878.2325 | 716.6164 | 527.4636 | 325.9147 | 124.8406 | 0 | 0 | 0 | 0 | 0 | 0 | 0 | 5.5162 | 21.4722 | 60.077 | 140.7782 | 290.0127 | 538.6098 | 917.1715 | 1381.0615 | 1940.0928 | 2602.6026 | 3372.8384 | 4248.3298 | 5358.9779 | 6570.4078 | 7843.0902 | 9137.179 | 10387.6237 | 11553.5192 | 12610.445 | 13546.0672 | 14355.2391 | 15011.9761 | 15549.9348 | 15991.7834 | 16353.9464 | 0 | 0 | 0 | 0.0030912179400569726 | 0.008941535046465615 | 0.021633636924816162 | 0.045223950159490545 | 0.08362914610152011 | 0.13931070707847548 | 0.21214128064264767 | 0.25995815631476193 | 0.3132741761537345 | 0.37126222193950503 | 0.42853936826915834 | 0.48167292453829375 | 0.6007596690013782 | 0.6336463065677659 | 0.629909672407512 | 0.5871793036829472 | 0.492150563241015 | 0.40158288872923836 | 0.29558400132498835 | 0.1826385442865956 | 0.06995913154062904 | 0 | 0 | 0 | 0 | 0 | 0 | 0 | 0.0030912179400569726 | 0.012032752986522587 | 0.03366638991133875 | 0.0788903400708293 | 0.1625194861723494 | 0.30183019325082483 | 0.5139714738934725 | 0.7739296302082344 | 1.087203806361969 | 1.458466028301474 | 1.8870053965706324 | 2.368678321108926 | 2.969437990110304 | 3.60308429667807 | 4.232993969085582 | 4.820173272768528 | 5.312323836009544 | 5.7139067247387825 | 6.009490726063771 | 6.1921292703503665 | 6.2620884018909955 | 6.2620884018909955 | 6.2620884018909955 | 6.2620884018909955 | 6.2620884018909955 | TE 96% (Instantaneous) | TE 96% (Instantaneous) | TE 96% (Instantaneous) | TE 96% (Instantaneous) | TE 96% (Instantaneous) | TE 96% (Instantaneous) | TE 96% (Instantaneous) | TE 96% (Instantaneous) | TE 96% (Instantaneous) | TE 96% (Instantaneous) | TE 96% (Instantaneous) | TE 96% (Instantaneous) | TE 96% (Instantaneous) | TE 96% (Instantaneous) | TE 96% (Instantaneous) | TE 96% (Instantaneous) | TE 96% (Instantaneous) | TE 96% (Instantaneous) | TE 96% (Instantaneous) | TE 96% (Instantaneous) | TE 96% (Instantaneous) | TE 96% (Instantaneous) | TE 96% (Instantaneous) | TE 96% (Instantaneous) | TE 96% (Instantaneous) | TE 96% (Instantaneous) | TE 96% (Instantaneous) | TE 96% (Instantaneous) | 5219.5665 | 5219.5665 | 5219.5665 | 5219.5665 | 5219.5665 | 5219.5665 | 5219.5665 | 5219.5665 | 5219.5665 | 5219.5665 | 5219.5665 | 5219.5665 | 5219.5665 | 5219.5665 | 5219.5665 | 5219.5665 | 5219.5665 | 5219.5665 | 5219.5665 | 5219.5665 | 5219.5665 | 5219.5665 | 5219.5665 | 5219.5665 | 5219.5665 | 5219.5665 | 5219.5665 | 5219.5665 | 1677.7178 | 1677.7178 | 1677.7178 | 1677.7178 | 1677.7178 | 1677.7178 | 1677.7178 | 1677.7178 | 1677.7178 | 1677.7178 | 1677.7178 | 1677.7178 | 1677.7178 | 1677.7178 | 1677.7178 | 1677.7178 | 1677.7178 | 1677.7178 | 1677.7178 | 1677.7178 | 1677.7178 | 1677.7178 | 1677.7178 | 1677.7178 | 1677.7178 | 1677.7178 | 1677.7178 | 1677.7178 | 0 | 0 | 0 | 5.5162 | 15.956 | 38.6048 | 80.7012 | 149.2345 | 248.5971 | 378.5617 | 463.89 | 559.0313 | 662.5098 | 764.7197 | 859.5354 | 1072.0432 | 1130.7288 | 1124.0608 | 1047.8094 | 878.2325 | 716.6164 | 527.4636 | 325.9147 | 124.8406 | 0 | 0 | 0 | 0 | 0 | 0 | 0 | 5.5162 | 21.4722 | 60.077 | 140.7782 | 290.0127 | 538.6098 | 917.1715 | 1381.0615 | 1940.0928 | 2602.6026 | 3372.8384 | 4248.3298 | 5358.9779 | 6570.4078 | 7843.0902 | 9137.179 | 10387.6237 | 11553.5192 | 12610.445 | 13546.0672 | 14355.2391 | 15011.9761 | 15549.9348 | 15991.7834 | 16353.9464 | 0 | 0 | 0 | 0.0030912 | 0.0089415 | 0.021633636924816162 | 0.045223950159490545 | 0.08362914610152011 | 0.13931070707847548 | 0.21214128064264767 | 0.25995815631476193 | 0.3132741761537345 | 0.37126222193950503 | 0.42853936826915834 | 0.48167292453829375 | 0.6007596690013782 | 0.6336463065677659 | 0.629909672407512 | 0.5871793036829474 | 0.49215056324101514 | 0.4015828887292385 | 0.29558400132498824 | 0.18263854428659554 | 0.06995913154062904 | 0 | 0 | 0 | 0 | 0 | 0
Circulation Pump - Controls_Education_Existing_Circulation pump controls based on demand. | Circulation Pump - Controls_Education_Existing | Circulation Pump - Controls_Commercial_Existing_No circulation pump controls._Circulation pump controls based on demand. | Commercial | Education | Existing | Water Heating | Natural Gas | Circulation Pump - Controls | NEQ | No circulation pump controls. | 10 | 10 | 10 | 2345.7192 | 0 | 0 | 0.05 | 0.1 | Retro3Slow | 0.004128203794943829 | TBD | A | WCM436 | 0.7 | 0.42 | perbldg | 0.0321 | 143.07586253877972 | 143.0759 | 112.84856763622068 | 112.8486 | RTF WkBk - ComResCirculatorPumps_v4_1 | RTF WkBk - ComResCirculatorPumps_v4_1 | RTF WkBk - ComResCirculatorPumps_v4_1 | 0 | 0 | 2125.1551 | No circulation pump controls. | No circulation pump controls. | No circulation pump controls. | No circulation pump controls. | No circulation pump controls. | No circulation pump controls. | No circulation pump controls. | No circulation pump controls. | No circulation pump controls. | No circulation pump controls. | No circulation pump controls. | No circulation pump controls. | No circulation pump controls. | No circulation pump controls. | No circulation pump controls. | No circulation pump controls. | No circulation pump controls. | No circulation pump controls. | No circulation pump controls. | No circulation pump controls. | No circulation pump controls. | No circulation pump controls. | No circulation pump controls. | No circulation pump controls. | No circulation pump controls. | No circulation pump controls. | No circulation pump controls. | No circulation pump controls. | 0 | 0 | 0 | 1372.7368 | 2135.1976 | 4220.4858 | 7291.523 | 11186.2593 | 15430.7458 | 19333.4884 | 22237.1299 | 23626.5103 | 23369.5759 | 21619.7599 | 18782.9988 | 15348.227 | 11855.3802 | 8710.7109 | 6083.5915 | 4048.311 | 2572.4222 | 1311.4657 | 873.4882 | 0 | 0 | 0 | 0 | 0 | 0 | 0 | 0 | 1372.7368 | 3493.546 | 7673.2017 | 14866.7277 | 25848.37 | 40899.4681 | 59596.4405 | 80991.7528 | 103532.0635 | 125775.7454 | 146289.2425 | 164033.7556 | 178108.1201 | 188738.1227 | 196912.31 | 202546.8166 | 206224.7348 | 208494.9095 | 209561.5565 | 210237.9564 | 210079.628 | 209952.9652 | 209851.635 | 209770.5708 | 209705.7195 | 0 | 0 | 0 | 1.3095772530153865E-05 | 2.0585338883489782E-05 | 4.1170677766979564E-05 | 7.204868609221426E-05 | 0.00011207573392122214 | 0.0001569060274897109 | 0.00019969858044145033 | 0.00023298167718169207 | 0.00025090334465720677 | 0.00025090334465720677 | 0.00023417645501339318 | 0.00020490439813671877 | 0.00016874479846553297 | 0.00013124595436208138 | 9.670754531942867E-05 | 6.769528172359982E-05 | 4.513018781573322E-05 | 2.8719210428193896E-05 | 1.4658766861542233E-05 | 9.772511241028155E-06 | 0 | 0 | 0 | 0 | 0 | 0 | 0 | 0 | 1.3095772530153865E-05 | 3.368111141364365E-05 | 7.485178918062321E-05 | 0.00014690047527283746 | 0.0002589762091940596 | 0.0004158822366837705 | 0.0006155808171252208 | 0.0008485624943069129 | 0.0010994658389641197 | 0.0013503691836213264 | 0.0015845456386347195 | 0.0017894500367714383 | 0.0019581948352369715 | 0.0020894407895990525 | 0.0021861483349184816 | 0.0022538436166420813 | 0.0022989738044578148 | 0.0023276930148860083 | 0.0023423517817475507 | 0.002352124292988579 | 0.002352124292988579 | 0.002352124292988579 | 0.002352124292988579 | 0.002352124292988579 | 0.002352124292988579 | Circulation pump controls based on demand. | Circulation pump controls based on demand. | Circulation pump controls based on demand. | Circulation pump controls based on demand. | Circulation pump controls based on demand. | Circulation pump controls based on demand. | Circulation pump controls based on demand. | Circulation pump controls based on demand. | Circulation pump controls based on demand. | Circulation pump controls based on demand. | Circulation pump controls based on demand. | Circulation pump controls based on demand. | Circulation pump controls based on demand. | Circulation pump controls based on demand. | Circulation pump controls based on demand. | Circulation pump controls based on demand. | Circulation pump controls based on demand. | Circulation pump controls based on demand. | Circulation pump controls based on demand. | Circulation pump controls based on demand. | Circulation pump controls based on demand. | Circulation pump controls based on demand. | Circulation pump controls based on demand. | Circulation pump controls based on demand. | Circulation pump controls based on demand. | Circulation pump controls based on demand. | Circulation pump controls based on demand. | Circulation pump controls based on demand. | 2125.1551 | 2125.1551 | 2125.1551 | 2125.1551 | 2125.1551 | 2125.1551 | 2125.1551 | 2125.1551 | 2125.1551 | 2125.1551 | 2125.1551 | 2125.1551 | 2125.1551 | 2125.1551 | 2125.1551 | 2125.1551 | 2125.1551 | 2125.1551 | 2125.1551 | 2125.1551 | 2125.1551 | 2125.1551 | 2125.1551 | 2125.1551 | 2125.1551 | 2125.1551 | 2125.1551 | 2125.1551 | 2345.7192 | 2345.7192 | 2345.7192 | 2345.7192 | 2345.7192 | 2345.7192 | 2345.7192 | 2345.7192 | 2345.7192 | 2345.7192 | 2345.7192 | 2345.7192 | 2345.7192 | 2345.7192 | 2345.7192 | 2345.7192 | 2345.7192 | 2345.7192 | 2345.7192 | 2345.7192 | 2345.7192 | 2345.7192 | 2345.7192 | 2345.7192 | 2345.7192 | 2345.7192 | 2345.7192 | 2345.7192 | 0 | 0 | 0 | 1179.0341 | 1855.5294 | 3714.581 | 6503.7056 | 10114.4323 | 14142.0981 | 17951.949 | 20870.0391 | 22374.1136 | 22249.9372 | 20628.9752 | 17911.5897 | 14604.0284 | 11233.5767 | 8180.1855 | 5656.7911 | 3726.4604 | 2344.8146 | 1184.5299 | 782.4223 | 7.2038e-15 | 7.1564e-15 | 7.1177e-15 | 7.0858e-15 | 7.0597e-15 | 0 | 0 | 0 | 1179.0341 | 3035.9613 | 6753.4237 | 13260.4424 | 23371.6725 | 37483.8845 | 55337.7767 | 76012.5544 | 98044.0243 | 119749.8168 | 139585.1378 | 156423.6548 | 169472.0861 | 178838.9854 | 184919.3753 | 188336.9457 | 189829.3614 | 190047.306 | 189278.2508 | 188319.4986 | 186806.8059 | 185579 | 184573.1515 | 183746.911 | 183069.6105 | 0 | 0 | 0 | 1.1131406650630784E-05 | 1.7497538050966308E-05 | 3.499507610193263E-05 | 6.124138317838212E-05 | 9.52643738330388E-05 | 0.00013337012336625426 | 0.00016974379337523273 | 0.00019803442560443823 | 0.00021326784295862576 | 0.00021326784295862576 | 0.0001990499867613842 | 0.00017416873841621095 | 0.00014343307869570305 | 0.00011155906120776917 | 8.220141352151436E-05 | 5.7540989465059855E-05 | 3.836065964337323E-05 | 2.441132886396482E-05 | 1.2459951832310903E-05 | 8.306634554873934E-06 | 7.709882115452476E-23 | 7.709882115452476E-23 | 7.709882115452476E-23 | 7.709882115452476E-23 | 7.709882115452476E-23 | 0 | 0 | 0 | 1.1131406650630784E-05 | 2.8628944701597092E-05 | 6.362402080352973E-05 | 0.00012486540398191185 | 0.00022012977781495064 | 0.0003534999011812049 | 0.0005232436945564377 | 0.0007212781201608758 | 0.0009345459631195016 | 0.0011478138060781273 | 0.0013468637928395115 | 0.0015210325312557224 | 0.0016644656099514253 | 0.0017760246711591944 | 0.001858226084680709 | 0.0019157670741457688 | 0.0019541277337891422 | 0.0019785390626531067 | 0.001990999014485418 | 0.001999305649040292 | 0.001999305649040292 | 0.001999305649040292 | 0.001999305649040292 | 0.001999305649040292 | 0.001999305649040292 | Circulation pump controls based on demand. | Circulation pump controls based on demand. | Circulation pump controls based on demand. | Circulation pump controls based on demand. | Circulation pump controls based on demand. | Circulation pump controls based on demand. | Circulation pump controls based on demand. | Circulation pump controls based on demand. | Circulation pump controls based on demand. | Circulation pump controls based on demand. | Circulation pump controls based on demand. | Circulation pump controls based on demand. | Circulation pump controls based on demand. | Circulation pump controls based on demand. | Circulation pump controls based on demand. | Circulation pump controls based on demand. | Circulation pump controls based on demand. | Circulation pump controls based on demand. | Circulation pump controls based on demand. | Circulation pump controls based on demand. | Circulation pump controls based on demand. | Circulation pump controls based on demand. | Circulation pump controls based on demand. | Circulation pump controls based on demand. | Circulation pump controls based on demand. | Circulation pump controls based on demand. | Circulation pump controls based on demand. | Circulation pump controls based on demand. | 2125.1551 | 2125.1551 | 2125.1551 | 2125.1551 | 2125.1551 | 2125.1551 | 2125.1551 | 2125.1551 | 2125.1551 | 2125.1551 | 2125.1551 | 2125.1551 | 2125.1551 | 2125.1551 | 2125.1551 | 2125.1551 | 2125.1551 | 2125.1551 | 2125.1551 | 2125.1551 | 2125.1551 | 2125.1551 | 2125.1551 | 2125.1551 | 2125.1551 | 2125.1551 | 2125.1551 | 2125.1551 | 2345.7192 | 2345.7192 | 2345.7192 | 2345.7192 | 2345.7192 | 2345.7192 | 2345.7192 | 2345.7192 | 2345.7192 | 2345.7192 | 2345.7192 | 2345.7192 | 2345.7192 | 2345.7192 | 2345.7192 | 2345.7192 | 2345.7192 | 2345.7192 | 2345.7192 | 2345.7192 | 2345.7192 | 2345.7192 | 2345.7192 | 2345.7192 | 2345.7192 | 2345.7192 | 2345.7192 | 2345.7192 | 0 | 0 | 0 | 1179.0341 | 1855.5294 | 3714.581 | 6503.7056 | 10114.4323 | 14142.0981 | 17951.949 | 20870.0391 | 22374.1136 | 22249.9372 | 20628.9752 | 17911.5897 | 14604.0284 | 11233.5767 | 8180.1855 | 5656.7911 | 3726.4604 | 2344.8146 | 1184.5299 | 782.4223 | 7.2038e-15 | 7.1564e-15 | 7.1177e-15 | 7.0858e-15 | 7.0597e-15 | 0 | 0 | 0 | 1179.0341 | 3035.9613 | 6753.4237 | 13260.4424 | 23371.6725 | 37483.8845 | 55337.7767 | 76012.5544 | 98044.0243 | 119749.8168 | 139585.1378 | 156423.6548 | 169472.0861 | 178838.9854 | 184919.3753 | 188336.9457 | 189829.3614 | 190047.306 | 189278.2508 | 188319.4986 | 186806.8059 | 185579 | 184573.1515 | 183746.911 | 183069.6105 | 0 | 0 | 0 | 1.1131e-05 | 1.7498e-05 | 3.499507610193263E-05 | 6.124138317838212E-05 | 9.52643738330388E-05 | 0.00013337012336625426 | 0.00016974379337523273 | 0.00019803442560443823 | 0.00021326784295862576 | 0.00021326784295862576 | 0.0001990499867613842 | 0.00017416873841621095 | 0.00014343307869570305 | 0.00011155906120776917 | 8.220141352151436E-05 | 5.7540989465059855E-05 | 3.836065964337323E-05 | 2.441132886396482E-05 | 1.2459951832310903E-05 | 8.306634554873934E-06 | 7.709882115452476E-23 | 7.709882115452476E-23 | 7.709882115452476E-23 | 7.709882115452476E-23 | 7.709882115452476E-23 | 0 | 0
Gas Boiler - Steam Trap Replacement_Lodging_Existing_fully functional standard stream trap | Gas Boiler - Steam Trap Replacement_Lodging_Existing | Gas Boiler - Steam Trap Replacement_Commercial_Existing_faulty steam trap in the failed open or leaking state_fully functional standard stream trap | Commercial | Lodging | Existing | Space Heating | Natural Gas | Gas Boiler - Steam Trap Replacement | NEQ | faulty steam trap in the failed open or leaking state | 6 | 6 | 6 | 346.55 | 0 | 0 | 0.01 | 0.05 | Retro1Slow | 0.012666666666666666 | TBD | A | WCM619 | 0.7 | 0.42 | perbldg | 0.0321 | 147.61235021179522 | 147.6124 | 116.42664242057086 | 116.4266 | IL TRM v13 - 4.4.16 - Stean Trap Replacement or Repair - CI-HVC-STRE-V11-250101 | IL TRM v13 - 4.4.16 - Stean Trap Replacement or Repair - CI-HVC-STRE-V11-250101 | IL TRM v13 - 4.4.16 - Stean Trap Replacement or Repair - CI-HVC-STRE-V11-250101 | 0 | 0 | 189.4629 | faulty steam trap in the failed open or leaking state | faulty steam trap in the failed open or leaking state | faulty steam trap in the failed open or leaking state | faulty steam trap in the failed open or leaking state | faulty steam trap in the failed open or leaking state | faulty steam trap in the failed open or leaking state | faulty steam trap in the failed open or leaking state | faulty steam trap in the failed open or leaking state | faulty steam trap in the failed open or leaking state | faulty steam trap in the failed open or leaking state | faulty steam trap in the failed open or leaking state | faulty steam trap in the failed open or leaking state | faulty steam trap in the failed open or leaking state | faulty steam trap in the failed open or leaking state | faulty steam trap in the failed open or leaking state | faulty steam trap in the failed open or leaking state | faulty steam trap in the failed open or leaking state | faulty steam trap in the failed open or leaking state | faulty steam trap in the failed open or leaking state | faulty steam trap in the failed open or leaking state | faulty steam trap in the failed open or leaking state | faulty steam trap in the failed open or leaking state | faulty steam trap in the failed open or leaking state | faulty steam trap in the failed open or leaking state | faulty steam trap in the failed open or leaking state | faulty steam trap in the failed open or leaking state | faulty steam trap in the failed open or leaking state | faulty steam trap in the failed open or leaking state | 0 | 0 | 0 | 1.2854 | 2.5306 | 4.4212 | 7.0701 | 10.5405 | 14.8145 | 19.7601 | 25.1018 | 30.4096 | 35.113 | 38.5674 | 40.1629 | 39.4749 | 36.4159 | 31.3184 | 25.3253 | 18.9459 | 12.8388 | 6.6406 | 4.3435 | 9.8583e-17 | 9.6939e-17 | 9.5421e-17 | 9.402e-17 | 9.2726e-17 | 0 | 0 | 0 | 1.2854 | 3.7965 | 8.157 | 15.0891 | 25.3611 | 39.7023 | 58.6907 | 82.6139 | 111.3284 | 144.122 | 179.6633 | 216.0364 | 250.9272 | 281.9768 | 307.1359 | 325.6473 | 337.5218 | 343.218 | 342.9964 | 340.8646 | 334.8124 | 329.2279 | 324.0733 | 319.3147 | 314.9211 | 0 | 0 | 0 | 4.749605684230059E-08 | 9.49415022714505E-08 | 1.6857293664783472E-07 | 2.742069862625825E-07 | 4.1620790603180076E-07 | 5.960986557706993E-07 | 8.108578735016144E-07 | 1.0511646652530276E-06 | 1.3001095247610147E-06 | 1.5331379725946452E-06 | 1.720081170099566E-06 | 1.8298425113518973E-06 | 1.8374818620590795E-06 | 1.7321365399890488E-06 | 1.5229354222320966E-06 | 1.2594507669845704E-06 | 9.63109410047024E-07 | 6.667680531094783E-07 | 3.5190536136333567E-07 | 2.346035742422239E-07 | 5.4210108624275224E-24 | 5.4210108624275224E-24 | 5.4210108624275224E-24 | 5.4210108624275224E-24 | 5.4210108624275224E-24 | 0 | 0 | 0 | 4.749605684230059E-08 | 1.4243755911375108E-07 | 3.110104957615858E-07 | 5.852174820241683E-07 | 1.001425388055969E-06 | 1.5975240438266682E-06 | 2.4083819173282825E-06 | 3.4595465825813105E-06 | 4.7596561073423255E-06 | 6.29279407993697E-06 | 8.012875250036536E-06 | 9.842717761388434E-06 | 1.1680199623447512E-05 | 1.3412336163436561E-05 | 1.493527158566866E-05 | 1.619472235265323E-05 | 1.7157831762700255E-05 | 1.7824599815809733E-05 | 1.817650517717307E-05 | 1.8411108751415293E-05 | 1.8411108751415293E-05 | 1.8411108751415293E-05 | 1.8411108751415293E-05 | 1.8411108751415293E-05 | 1.8411108751415293E-05 | fully functional standard stream trap | fully functional standard stream trap | fully functional standard stream trap | fully functional standard stream trap | fully functional standard stream trap | fully functional standard stream trap | fully functional standard stream trap | fully functional standard stream trap | fully functional standard stream trap | fully functional standard stream trap | fully functional standard stream trap | fully functional standard stream trap | fully functional standard stream trap | fully functional standard stream trap | fully functional standard stream trap | fully functional standard stream trap | fully functional standard stream trap | fully functional standard stream trap | fully functional standard stream trap | fully functional standard stream trap | fully functional standard stream trap | fully functional standard stream trap | fully functional standard stream trap | fully functional standard stream trap | fully functional standard stream trap | fully functional standard stream trap | fully functional standard stream trap | fully functional standard stream trap | 189.4629 | 189.4629 | 189.4629 | 189.4629 | 189.4629 | 189.4629 | 189.4629 | 189.4629 | 189.4629 | 189.4629 | 189.4629 | 189.4629 | 189.4629 | 189.4629 | 189.4629 | 189.4629 | 189.4629 | 189.4629 | 189.4629 | 189.4629 | 189.4629 | 189.4629 | 189.4629 | 189.4629 | 189.4629 | 189.4629 | 189.4629 | 189.4629 | 346.55 | 346.55 | 346.55 | 346.55 | 346.55 | 346.55 | 346.55 | 346.55 | 346.55 | 346.55 | 346.55 | 346.55 | 346.55 | 346.55 | 346.55 | 346.55 | 346.55 | 346.55 | 346.55 | 346.55 | 346.55 | 346.55 | 346.55 | 346.55 | 346.55 | 346.55 | 346.55 | 346.55 | 0 | 0 | 0 | 1.1017 | 2.1886 | 3.8606 | 6.237 | 9.3999 | 13.3643 | 18.0435 | 23.2158 | 28.5029 | 33.3733 | 37.1903 | 39.3134 | 39.2439 | 36.7891 | 32.1776 | 26.4788 | 20.1549 | 13.8937 | 7.3038 | 4.8515 | 6.5722e-17 | 6.5519e-17 | 6.5333e-17 | 6.5162e-17 | 6.5005e-17 | 0 | 0 | 0 | 1.1017 | 3.2836 | 7.1227 | 13.311 | 22.6169 | 35.8158 | 53.5922 | 76.4067 | 104.348 | 136.9813 | 173.2484 | 211.4666 | 249.4594 | 284.8665 | 315.5622 | 340.4796 | 359.0599 | 371.4182 | 377.2552 | 380.7324 | 379.4542 | 378.2819 | 377.2072 | 376.2215 | 375.317 | 0 | 0 | 0 | 4.03716483159555E-08 | 8.070027693073291E-08 | 1.4328699615065952E-07 | 2.330759383231951E-07 | 3.537767201270307E-07 | 5.066838574050943E-07 | 6.892291924763722E-07 | 8.934899654650735E-07 | 1.1050930960468625E-06 | 1.3031672767054484E-06 | 1.4620689945846307E-06 | 1.5553661346491126E-06 | 1.5618595827502177E-06 | 1.4723160589906913E-06 | 1.2944951088972822E-06 | 1.070533151936885E-06 | 8.186429985399709E-07 | 5.667528451430566E-07 | 2.991195571588355E-07 | 1.994130381058904E-07 | 2.7105054312137612E-24 | 2.7105054312137612E-24 | 2.7105054312137612E-24 | 2.7105054312137612E-24 | 2.7105054312137612E-24 | 0 | 0 | 0 | 4.03716483159555E-08 | 1.210719252466884E-07 | 2.6435892139734794E-07 | 4.97434859720543E-07 | 8.512115798475737E-07 | 1.357895437252668E-06 | 2.0471246297290406E-06 | 2.940614595194114E-06 | 4.045707691240977E-06 | 5.3488749679464256E-06 | 6.810943962531056E-06 | 8.366310097180169E-06 | 9.928169679930387E-06 | 1.1400485738921078E-05 | 1.269498084781836E-05 | 1.3765513999755245E-05 | 1.4584156998295215E-05 | 1.515090984343827E-05 | 1.5450029400597106E-05 | 1.5649442438703E-05 | 1.5649442438703E-05 | 1.5649442438703E-05 | 1.5649442438703E-05 | 1.5649442438703E-05 | 1.5649442438703E-05 | fully functional standard stream trap | fully functional standard stream trap | fully functional standard stream trap | fully functional standard stream trap | fully functional standard stream trap | fully functional standard stream trap | fully functional standard stream trap | fully functional standard stream trap | fully functional standard stream trap | fully functional standard stream trap | fully functional standard stream trap | fully functional standard stream trap | fully functional standard stream trap | fully functional standard stream trap | fully functional standard stream trap | fully functional standard stream trap | fully functional standard stream trap | fully functional standard stream trap | fully functional standard stream trap | fully functional standard stream trap | fully functional standard stream trap | fully functional standard stream trap | fully functional standard stream trap | fully functional standard stream trap | fully functional standard stream trap | fully functional standard stream trap | fully functional standard stream trap | fully functional standard stream trap | 189.4629 | 189.4629 | 189.4629 | 189.4629 | 189.4629 | 189.4629 | 189.4629 | 189.4629 | 189.4629 | 189.4629 | 189.4629 | 189.4629 | 189.4629 | 189.4629 | 189.4629 | 189.4629 | 189.4629 | 189.4629 | 189.4629 | 189.4629 | 189.4629 | 189.4629 | 189.4629 | 189.4629 | 189.4629 | 189.4629 | 189.4629 | 189.4629 | 346.55 | 346.55 | 346.55 | 346.55 | 346.55 | 346.55 | 346.55 | 346.55 | 346.55 | 346.55 | 346.55 | 346.55 | 346.55 | 346.55 | 346.55 | 346.55 | 346.55 | 346.55 | 346.55 | 346.55 | 346.55 | 346.55 | 346.55 | 346.55 | 346.55 | 346.55 | 346.55 | 346.55 | 0 | 0 | 0 | 1.1015 | 2.1872 | 3.856 | 6.2256 | 9.3763 | 13.3206 | 17.9701 | 23.1018 | 28.3381 | 33.1502 | 36.9229 | 39.0103 | 38.9205 | 36.4659 | 31.8772 | 26.2306 | 19.9651 | 13.7624 | 7.2346 | 4.8053 | 6.5096e-17 | 6.4897e-17 | 6.4717e-17 | 6.4556e-17 | 6.4412e-17 | 0 | 0 | 0 | 1.1015 | 3.2814 | 7.1142 | 13.2869 | 22.5601 | 35.6988 | 53.3741 | 76.0316 | 103.7447 | 136.0655 | 172.0026 | 209.8363 | 247.4036 | 282.3643 | 312.6166 | 337.2873 | 355.6795 | 367.9082 | 373.6775 | 377.11 | 375.8416 | 374.6915 | 373.654 | 372.7221 | 371.889 | 0 | 0 | 0 | 4.0372e-08 | 8.07e-08 | 1.4328699615065952E-07 | 2.330759383231951E-07 | 3.537767201270307E-07 | 5.066838574050943E-07 | 6.892291924763722E-07 | 8.934899654650735E-07 | 1.1050930960468625E-06 | 1.3031672767054484E-06 | 1.4620689945846307E-06 | 1.5553661346491126E-06 | 1.5618595827502177E-06 | 1.4723160589906913E-06 | 1.2944951088972822E-06 | 1.070533151936885E-06 | 8.186429985399709E-07 | 5.667528451430566E-07 | 2.991195571588355E-07 | 1.994130381058904E-07 | 2.7105054312137612E-24 | 2.7105054312137612E-24 | 2.7105054312137612E-24 | 2.7105054312137612E-24 | 2.7105054312137612E-24 | 0 | 0
Gas Boiler - Steam Trap Replacement_Education_Existing_fully functional standard stream trap | Gas Boiler - Steam Trap Replacement_Education_Existing | Gas Boiler - Steam Trap Replacement_Commercial_Existing_faulty steam trap in the failed open or leaking state_fully functional standard stream trap | Commercial | Education | Existing | Space Heating | Natural Gas | Gas Boiler - Steam Trap Replacement | NEQ | faulty steam trap in the failed open or leaking state | 6 | 6 | 6 | 866.3749 | 0 | 0 | 0.01 | 0.05 | Retro1Slow | 0.012666666666666666 | TBD | A | WCM419 | 0.7 | 0.42 | perbldg | 0.0321 | 147.6126968474459 | 147.6127 | 116.4269158233376 | 116.4269 | IL TRM v13 - 4.4.16 - Stean Trap Replacement or Repair - CI-HVC-STRE-V11-250101 | IL TRM v13 - 4.4.16 - Stean Trap Replacement or Repair - CI-HVC-STRE-V11-250101 | IL TRM v13 - 4.4.16 - Stean Trap Replacement or Repair - CI-HVC-STRE-V11-250101 | 0 | 0 | 473.6573 | faulty steam trap in the failed open or leaking state | faulty steam trap in the failed open or leaking state | faulty steam trap in the failed open or leaking state | faulty steam trap in the failed open or leaking state | faulty steam trap in the failed open or leaking state | faulty steam trap in the failed open or leaking state | faulty steam trap in the failed open or leaking state | faulty steam trap in the failed open or leaking state | faulty steam trap in the failed open or leaking state | faulty steam trap in the failed open or leaking state | faulty steam trap in the failed open or leaking state | faulty steam trap in the failed open or leaking state | faulty steam trap in the failed open or leaking state | faulty steam trap in the failed open or leaking state | faulty steam trap in the failed open or leaking state | faulty steam trap in the failed open or leaking state | faulty steam trap in the failed open or leaking state | faulty steam trap in the failed open or leaking state | faulty steam trap in the failed open or leaking state | faulty steam trap in the failed open or leaking state | faulty steam trap in the failed open or leaking state | faulty steam trap in the failed open or leaking state | faulty steam trap in the failed open or leaking state | faulty steam trap in the failed open or leaking state | faulty steam trap in the failed open or leaking state | faulty steam trap in the failed open or leaking state | faulty steam trap in the failed open or leaking state | faulty steam trap in the failed open or leaking state | 0 | 0 | 0 | 91.3414 | 180.5274 | 316.7167 | 508.7523 | 762.1751 | 1076.8685 | 1444.4639 | 1845.8957 | 2250.1543 | 2614.9685 | 2891.3132 | 3031.4554 | 3000.4328 | 2788.026 | 2416.4405 | 1969.9156 | 1485.5674 | 1014.7642 | 528.8535 | 348.4054 | 0 | 0 | 0 | 0 | 0 | 0 | 0 | 0 | 91.3414 | 270.8392 | 584.33 | 1085.7883 | 1833.8467 | 2885.9708 | 4290.2966 | 6075.1303 | 8237.7371 | 10733.1883 | 13468.9762 | 16306.1904 | 19072.6533 | 21588.3341 | 23697.7844 | 25330.277 | 26465.4407 | 27127.5244 | 27316.1724 | 27341.9979 | 27040.7186 | 26762.897 | 26506.6871 | 26270.3921 | 26052.4508 | 0 | 0 | 0 | 2.3915052928694073E-06 | 4.7804622170851555E-06 | 8.487927146591917E-06 | 1.3806776869205272E-05 | 2.0956758863457076E-05 | 3.0014556683752583E-05 | 4.0828039739856726E-05 | 5.292788555009126E-05 | 6.54626724087711E-05 | 7.719604152262441E-05 | 8.660894179313227E-05 | 9.213560749990764E-05 | 9.252026148731069E-05 | 8.721594967578503E-05 | 7.668232617834195E-05 | 6.341543647197094E-05 | 4.849415730209544E-05 | 3.357287813221992E-05 | 1.7719019014227178E-05 | 1.1812679342818117E-05 | 0 | 0 | 0 | 0 | 0 | 0 | 0 | 0 | 2.3915052928694073E-06 | 7.171967509954563E-06 | 1.565989465654648E-05 | 2.9466671525751756E-05 | 5.042343038920883E-05 | 8.043798707296141E-05 | 0.00012126602681281812 | 0.00017419391236290937 | 0.00023965658477168047 | 0.00031685262629430484 | 0.00040346156808743715 | 0.0004955971755873448 | 0.0005881174370746554 | 0.0006753333867504405 | 0.0007520157129287825 | 0.0008154311494007533 | 0.0008639253067028489 | 0.0008974981848350688 | 0.0009152172038492959 | 0.0009270298831921141 | 0.0009270298831921141 | 0.0009270298831921141 | 0.0009270298831921141 | 0.0009270298831921141 | 0.0009270298831921141 | fully functional standard stream trap | fully functional standard stream trap | fully functional standard stream trap | fully functional standard stream trap | fully functional standard stream trap | fully functional standard stream trap | fully functional standard stream trap | fully functional standard stream trap | fully functional standard stream trap | fully functional standard stream trap | fully functional standard stream trap | fully functional standard stream trap | fully functional standard stream trap | fully functional standard stream trap | fully functional standard stream trap | fully functional standard stream trap | fully functional standard stream trap | fully functional standard stream trap | fully functional standard stream trap | fully functional standard stream trap | fully functional standard stream trap | fully functional standard stream trap | fully functional standard stream trap | fully functional standard stream trap | fully functional standard stream trap | fully functional standard stream trap | fully functional standard stream trap | fully functional standard stream trap | 473.6573 | 473.6573 | 473.6573 | 473.6573 | 473.6573 | 473.6573 | 473.6573 | 473.6573 | 473.6573 | 473.6573 | 473.6573 | 473.6573 | 473.6573 | 473.6573 | 473.6573 | 473.6573 | 473.6573 | 473.6573 | 473.6573 | 473.6573 | 473.6573 | 473.6573 | 473.6573 | 473.6573 | 473.6573 | 473.6573 | 473.6573 | 473.6573 | 866.3749 | 866.3749 | 866.3749 | 866.3749 | 866.3749 | 866.3749 | 866.3749 | 866.3749 | 866.3749 | 866.3749 | 866.3749 | 866.3749 | 866.3749 | 866.3749 | 866.3749 | 866.3749 | 866.3749 | 866.3749 | 866.3749 | 866.3749 | 866.3749 | 866.3749 | 866.3749 | 866.3749 | 866.3749 | 866.3749 | 866.3749 | 866.3749 | 0 | 0 | 0 | 78.0294 | 155.0511 | 273.5941 | 442.1817 | 666.7392 | 948.4543 | 1281.3122 | 1649.6328 | 2026.5114 | 2374.0064 | 2646.5957 | 2798.4542 | 2793.99 | 2619.4673 | 2291.2407 | 1885.5286 | 1435.2502 | 989.4107 | 520.138 | 345.5019 | 0 | 0 | 0 | 0 | 0 | 0 | 0 | 0 | 78.0294 | 232.618 | 504.7705 | 943.7122 | 1604.2213 | 2541.8252 | 3805.7091 | 5429.1985 | 7418.9885 | 9744.1547 | 12328.9769 | 15052.8772 | 17760.3715 | 20283.1445 | 22469.9628 | 24245.1813 | 25569.0377 | 26449.7534 | 26866.0036 | 27114.1386 | 27023.543 | 26940.4201 | 26864.1708 | 26794.2001 | 26729.965 | 0 | 0 | 0 | 2.0327794989389964E-06 | 4.063392884522382E-06 | 7.214738074603131E-06 | 1.173576033882448E-05 | 1.7813245033938517E-05 | 2.5512373181189698E-05 | 3.470383377887822E-05 | 4.498870271757757E-05 | 5.564327154745544E-05 | 6.561663529423075E-05 | 7.361760052416243E-05 | 7.831526637492151E-05 | 7.864222226421407E-05 | 7.413355722441727E-05 | 6.517997725159065E-05 | 5.390312100117531E-05 | 4.122003370678111E-05 | 2.8536946412386915E-05 | 1.5061166162093096E-05 | 1.0040777441395399E-05 | 0 | 0 | 0 | 0 | 0 | 0 | 0 | 0 | 2.0327794989389964E-06 | 6.0961723834613785E-06 | 1.3310910458064509E-05 | 2.5046670796888986E-05 | 4.28599158308275E-05 | 6.83722890120172E-05 | 0.00010307612279089543 | 0.000148064825508473 | 0.00020370809705592846 | 0.00026932473235015923 | 0.00034294233287432164 | 0.0004212575992492431 | 0.0004998998215134571 | 0.0005740333787378744 | 0.000639213355989465 | 0.0006931164769906404 | 0.0007343365106974216 | 0.0007628734571098085 | 0.0007779346232719017 | 0.0007879754007132971 | 0.0007879754007132971 | 0.0007879754007132971 | 0.0007879754007132971 | 0.0007879754007132971 | 0.0007879754007132971 | fully functional standard stream trap | fully functional standard stream trap | fully functional standard stream trap | fully functional standard stream trap | fully functional standard stream trap | fully functional standard stream trap | fully functional standard stream trap | fully functional standard stream trap | fully functional standard stream trap | fully functional standard stream trap | fully functional standard stream trap | fully functional standard stream trap | fully functional standard stream trap | fully functional standard stream trap | fully functional standard stream trap | fully functional standard stream trap | fully functional standard stream trap | fully functional standard stream trap | fully functional standard stream trap | fully functional standard stream trap | fully functional standard stream trap | fully functional standard stream trap | fully functional standard stream trap | fully functional standard stream trap | fully functional standard stream trap | fully functional standard stream trap | fully functional standard stream trap | fully functional standard stream trap | 473.6573 | 473.6573 | 473.6573 | 473.6573 | 473.6573 | 473.6573 | 473.6573 | 473.6573 | 473.6573 | 473.6573 | 473.6573 | 473.6573 | 473.6573 | 473.6573 | 473.6573 | 473.6573 | 473.6573 | 473.6573 | 473.6573 | 473.6573 | 473.6573 | 473.6573 | 473.6573 | 473.6573 | 473.6573 | 473.6573 | 473.6573 | 473.6573 | 866.3749 | 866.3749 | 866.3749 | 866.3749 | 866.3749 | 866.3749 | 866.3749 | 866.3749 | 866.3749 | 866.3749 | 866.3749 | 866.3749 | 866.3749 | 866.3749 | 866.3749 | 866.3749 | 866.3749 | 866.3749 | 866.3749 | 866.3749 | 866.3749 | 866.3749 | 866.3749 | 866.3749 | 866.3749 | 866.3749 | 866.3749 | 866.3749 | 0 | 0 | 0 | 78.0294 | 155.0511 | 273.5941 | 442.1817 | 666.7392 | 948.4543 | 1281.3122 | 1649.6328 | 2026.5114 | 2374.0064 | 2646.5957 | 2798.4542 | 2793.99 | 2619.4673 | 2291.2407 | 1885.5286 | 1435.2502 | 989.4107 | 520.138 | 345.5019 | 0 | 0 | 0 | 0 | 0 | 0 | 0 | 0 | 78.0294 | 232.618 | 504.7705 | 943.7122 | 1604.2213 | 2541.8252 | 3805.7091 | 5429.1985 | 7418.9885 | 9744.1547 | 12328.9769 | 15052.8772 | 17760.3715 | 20283.1445 | 22469.9628 | 24245.1813 | 25569.0377 | 26449.7534 | 26866.0036 | 27114.1386 | 27023.543 | 26940.4201 | 26864.1708 | 26794.2001 | 26729.965 | 0 | 0 | 0 | 2.0328e-06 | 4.0634e-06 | 7.214738074603131E-06 | 1.173576033882448E-05 | 1.7813245033938517E-05 | 2.5512373181189698E-05 | 3.470383377887822E-05 | 4.498870271757757E-05 | 5.564327154745544E-05 | 6.561663529423075E-05 | 7.361760052416243E-05 | 7.831526637492151E-05 | 7.864222226421407E-05 | 7.413355722441727E-05 | 6.517997725159065E-05 | 5.390312100117531E-05 | 4.122003370678111E-05 | 2.8536946412386915E-05 | 1.5061166162093096E-05 | 1.0040777441395399E-05 | 0 | 0 | 0 | 0 | 0 | 0 | 0
Gas Boiler - Steam Trap Replacement_Office_Existing_fully functional standard stream trap | Gas Boiler - Steam Trap Replacement_Office_Existing | Gas Boiler - Steam Trap Replacement_Commercial_Existing_faulty steam trap in the failed open or leaking state_fully functional standard stream trap | Commercial | Office | Existing | Space Heating | Natural Gas | Gas Boiler - Steam Trap Replacement | NEQ | faulty steam trap in the failed open or leaking state | 6 | 6 | 6 | 346.55 | 0 | 0 | 0.01 | 0.05 | Retro1Slow | 0.012666666666666666 | TBD | A | WCM19 | 0.7 | 0.42 | perbldg | 0.0321 | 147.6127633216779 | 147.6128 | 116.42696825371777 | 116.427 | IL TRM v13 - 4.4.16 - Stean Trap Replacement or Repair - CI-HVC-STRE-V11-250101 | IL TRM v13 - 4.4.16 - Stean Trap Replacement or Repair - CI-HVC-STRE-V11-250101 | IL TRM v13 - 4.4.16 - Stean Trap Replacement or Repair - CI-HVC-STRE-V11-250101 | 0 | 0 | 189.4629 | faulty steam trap in the failed open or leaking state | faulty steam trap in the failed open or leaking state | faulty steam trap in the failed open or leaking state | faulty steam trap in the failed open or leaking state | faulty steam trap in the failed open or leaking state | faulty steam trap in the failed open or leaking state | faulty steam trap in the failed open or leaking state | faulty steam trap in the failed open or leaking state | faulty steam trap in the failed open or leaking state | faulty steam trap in the failed open or leaking state | faulty steam trap in the failed open or leaking state | faulty steam trap in the failed open or leaking state | faulty steam trap in the failed open or leaking state | faulty steam trap in the failed open or leaking state | faulty steam trap in the failed open or leaking state | faulty steam trap in the failed open or leaking state | faulty steam trap in the failed open or leaking state | faulty steam trap in the failed open or leaking state | faulty steam trap in the failed open or leaking state | faulty steam trap in the failed open or leaking state | faulty steam trap in the failed open or leaking state | faulty steam trap in the failed open or leaking state | faulty steam trap in the failed open or leaking state | faulty steam trap in the failed open or leaking state | faulty steam trap in the failed open or leaking state | faulty steam trap in the failed open or leaking state | faulty steam trap in the failed open or leaking state | faulty steam trap in the failed open or leaking state | 0 | 0 | 0 | 56.2999 | 111.0972 | 194.5748 | 311.9714 | 466.4376 | 657.6032 | 880.053 | 1121.9112 | 1364.1895 | 1581.2948 | 1743.8443 | 1823.5445 | 1800.0396 | 1668.0176 | 1441.6145 | 1171.7747 | 881.1131 | 600.157 | 311.9353 | 204.9794 | 0 | 0 | 0 | 0 | 0 | 0 | 0 | 0 | 56.2999 | 166.6755 | 358.9829 | 665.815 | 1122.2815 | 1762.3541 | 2613.903 | 3692.3844 | 4994.2508 | 6490.4546 | 8123.5741 | 9808.8405 | 11442.193 | 12915.8482 | 14137.7661 | 15067.335 | 15697.0651 | 16043.897 | 16111.9835 | 16086.2732 | 15870.8482 | 15672.2227 | 15489.0716 | 15320.1764 | 15164.4163 | 0 | 0 | 0 | 2.0758275652587673E-05 | 4.149443145491418E-05 | 7.367524209684384E-05 | 0.0001198428792858144 | 0.0001819047520277462 | 0.00026052647388624325 | 0.000354387550720353 | 0.000459414261483469 | 0.0005682162623131279 | 0.0006700619538636107 | 0.0007517659664318109 | 0.0007997374472071251 | 0.0008030762453796345 | 0.000757034797317935 | 0.0006656029025893465 | 0.0005504462460690945 | 0.0004209294822881309 | 0.0002914127185071675 | 0.000153801156989894 | 0.00010253410465992933 | 0 | 0 | 0 | 0 | 0 | 0 | 0 | 0 | 2.0758275652587673E-05 | 6.225270710750186E-05 | 0.0001359279492043457 | 0.0002557708284901601 | 0.0004376755805179063 | 0.0006982020544041496 | 0.0010525896051245026 | 0.0015120038666079716 | 0.0020802201289210993 | 0.0027502820827847102 | 0.003502048049216521 | 0.004301785496423646 | 0.005104861741803281 | 0.005861896539121216 | 0.006527499441710562 | 0.007077945687779657 | 0.0074988751700677874 | 0.007790287888574956 | 0.007944089045564848 | 0.008046623150224778 | 0.008046623150224778 | 0.008046623150224778 | 0.008046623150224778 | 0.008046623150224778 | 0.008046623150224778 | fully functional standard stream trap | fully functional standard stream trap | fully functional standard stream trap | fully functional standard stream trap | fully functional standard stream trap | fully functional standard stream trap | fully functional standard stream trap | fully functional standard stream trap | fully functional standard stream trap | fully functional standard stream trap | fully functional standard stream trap | fully functional standard stream trap | fully functional standard stream trap | fully functional standard stream trap | fully functional standard stream trap | fully functional standard stream trap | fully functional standard stream trap | fully functional standard stream trap | fully functional standard stream trap | fully functional standard stream trap | fully functional standard stream trap | fully functional standard stream trap | fully functional standard stream trap | fully functional standard stream trap | fully functional standard stream trap | fully functional standard stream trap | fully functional standard stream trap | fully functional standard stream trap | 189.4629 | 189.4629 | 189.4629 | 189.4629 | 189.4629 | 189.4629 | 189.4629 | 189.4629 | 189.4629 | 189.4629 | 189.4629 | 189.4629 | 189.4629 | 189.4629 | 189.4629 | 189.4629 | 189.4629 | 189.4629 | 189.4629 | 189.4629 | 189.4629 | 189.4629 | 189.4629 | 189.4629 | 189.4629 | 189.4629 | 189.4629 | 189.4629 | 346.55 | 346.55 | 346.55 | 346.55 | 346.55 | 346.55 | 346.55 | 346.55 | 346.55 | 346.55 | 346.55 | 346.55 | 346.55 | 346.55 | 346.55 | 346.55 | 346.55 | 346.55 | 346.55 | 346.55 | 346.55 | 346.55 | 346.55 | 346.55 | 346.55 | 346.55 | 346.55 | 346.55 | 0 | 0 | 0 | 48.1403 | 95.5907 | 168.5198 | 272.068 | 409.7362 | 582.0807 | 785.2356 | 1009.4465 | 1238.1771 | 1448.2761 | 1613.0948 | 1704.1687 | 1700.0294 | 1592.5433 | 1392.8667 | 1146.1361 | 872.3656 | 601.3377 | 316.1069 | 209.9626 | 0 | 0 | 0 | 0 | 0 | 0 | 0 | 0 | 48.1403 | 143.4115 | 310.9124 | 580.6523 | 985.854 | 1559.9563 | 2332.2796 | 3322.2457 | 4532.9237 | 5944.477 | 7514.4868 | 9166.7188 | 10806.4648 | 12331.4334 | 13659.7007 | 14737.6596 | 15541.2274 | 16075.4613 | 16327.4521 | 16477.3422 | 16421.975 | 16371.992 | 16327.1846 | 16287.28 | 16251.9946 | 0 | 0 | 0 | 1.7644534304699523E-05 | 3.527026673667706E-05 | 6.262395578231728E-05 | 0.00010186644739294222 | 0.00015461903922358425 | 0.00022144750280330672 | 0.00030122941811229996 | 0.0003905021222609488 | 0.00048298382296615874 | 0.000569552660784069 | 0.0006390010714670394 | 0.0006797768301260563 | 0.0006826148085726894 | 0.0006434795777202447 | 0.0005657624672009445 | 0.00046787930915873034 | 0.00035779005994491126 | 0.0002477008107310924 | 0.0001307309834414099 | 8.715398896093993E-05 | 0 | 0 | 0 | 0 | 0 | 0 | 0 | 0 | 1.7644534304699523E-05 | 5.2914801041376583E-05 | 0.00011553875682369386 | 0.00021740520421663606 | 0.00037202424344022034 | 0.0005934717462435271 | 0.000894701164355827 | 0.0012852032866167758 | 0.0017681871095829346 | 0.0023377397703670034 | 0.002976740841834043 | 0.0036565176719600993 | 0.004339132480532789 | 0.004982612058253034 | 0.005548374525453978 | 0.006016253834612709 | 0.006374043894557619 | 0.006621744705288712 | 0.0067524756887301215 | 0.006839629677691061 | 0.006839629677691061 | 0.006839629677691061 | 0.006839629677691061 | 0.006839629677691061 | 0.006839629677691061 | fully functional standard stream trap | fully functional standard stream trap | fully functional standard stream trap | fully functional standard stream trap | fully functional standard stream trap | fully functional standard stream trap | fully functional standard stream trap | fully functional standard stream trap | fully functional standard stream trap | fully functional standard stream trap | fully functional standard stream trap | fully functional standard stream trap | fully functional standard stream trap | fully functional standard stream trap | fully functional standard stream trap | fully functional standard stream trap | fully functional standard stream trap | fully functional standard stream trap | fully functional standard stream trap | fully functional standard stream trap | fully functional standard stream trap | fully functional standard stream trap | fully functional standard stream trap | fully functional standard stream trap | fully functional standard stream trap | fully functional standard stream trap | fully functional standard stream trap | fully functional standard stream trap | 189.4629 | 189.4629 | 189.4629 | 189.4629 | 189.4629 | 189.4629 | 189.4629 | 189.4629 | 189.4629 | 189.4629 | 189.4629 | 189.4629 | 189.4629 | 189.4629 | 189.4629 | 189.4629 | 189.4629 | 189.4629 | 189.4629 | 189.4629 | 189.4629 | 189.4629 | 189.4629 | 189.4629 | 189.4629 | 189.4629 | 189.4629 | 189.4629 | 346.55 | 346.55 | 346.55 | 346.55 | 346.55 | 346.55 | 346.55 | 346.55 | 346.55 | 346.55 | 346.55 | 346.55 | 346.55 | 346.55 | 346.55 | 346.55 | 346.55 | 346.55 | 346.55 | 346.55 | 346.55 | 346.55 | 346.55 | 346.55 | 346.55 | 346.55 | 346.55 | 346.55 | 0 | 0 | 0 | 48.1403 | 95.5907 | 168.5198 | 272.068 | 409.7362 | 582.0807 | 785.2356 | 1009.4465 | 1238.1771 | 1448.2761 | 1612.1252 | 1702.0874 | 1696.8678 | 1588.5375 | 1387.433 | 1140.0422 | 866.468 | 596.3891 | 313.0554 | 207.6446 | 0 | 0 | 0 | 0 | 0 | 0 | 0 | 0 | 48.1403 | 143.4115 | 310.9124 | 580.6523 | 985.854 | 1559.9563 | 2332.2796 | 3322.2457 | 4532.9237 | 5944.477 | 7509.9701 | 9155.5233 | 10786.3673 | 12300.4151 | 13606.4132 | 14659.3 | 15436.1606 | 15943.1717 | 16169.8417 | 16295.4373 | 16218.413 | 16147.2546 | 16081.6474 | 16021.2261 | 15965.6268 | 0 | 0 | 0 | 1.7645e-05 | 3.527e-05 | 6.262395578231728E-05 | 0.00010186644739294222 | 0.00015461903922358425 | 0.00022144750280330672 | 0.00030122941811229996 | 0.0003905021222609488 | 0.00048298382296615874 | 0.000569552660784069 | 0.0006390010714670394 | 0.0006797768301260563 | 0.0006826148085726894 | 0.0006434795777202447 | 0.0005657624672009445 | 0.00046787930915873034 | 0.00035779005994491126 | 0.0002477008107310924 | 0.0001307309834414099 | 8.715398896093993E-05 | 0 | 0 | 0 | 0 | 0 | 0 | 0
Gas Boiler - Steam Trap Replacement_Retail_Existing_fully functional standard stream trap | Gas Boiler - Steam Trap Replacement_Retail_Existing | Gas Boiler - Steam Trap Replacement_Commercial_Existing_faulty steam trap in the failed open or leaking state_fully functional standard stream trap | Commercial | Retail | Existing | Space Heating | Natural Gas | Gas Boiler - Steam Trap Replacement | NEQ | faulty steam trap in the failed open or leaking state | 6 | 6 | 6 | 346.55 | 0 | 0 | 0.01 | 0.05 | Retro1Slow | 0.012666666666666666 | TBD | A | WCM219 | 0.7 | 0.42 | perbldg | 0.0321 | 147.6138861999778 | 147.6139 | 116.42785390420782 | 116.4279 | IL TRM v13 - 4.4.16 - Stean Trap Replacement or Repair - CI-HVC-STRE-V11-250101 | IL TRM v13 - 4.4.16 - Stean Trap Replacement or Repair - CI-HVC-STRE-V11-250101 | IL TRM v13 - 4.4.16 - Stean Trap Replacement or Repair - CI-HVC-STRE-V11-250101 | 0 | 0 | 189.4629 | faulty steam trap in the failed open or leaking state | faulty steam trap in the failed open or leaking state | faulty steam trap in the failed open or leaking state | faulty steam trap in the failed open or leaking state | faulty steam trap in the failed open or leaking state | faulty steam trap in the failed open or leaking state | faulty steam trap in the failed open or leaking state | faulty steam trap in the failed open or leaking state | faulty steam trap in the failed open or leaking state | faulty steam trap in the failed open or leaking state | faulty steam trap in the failed open or leaking state | faulty steam trap in the failed open or leaking state | faulty steam trap in the failed open or leaking state | faulty steam trap in the failed open or leaking state | faulty steam trap in the failed open or leaking state | faulty steam trap in the failed open or leaking state | faulty steam trap in the failed open or leaking state | faulty steam trap in the failed open or leaking state | faulty steam trap in the failed open or leaking state | faulty steam trap in the failed open or leaking state | faulty steam trap in the failed open or leaking state | faulty steam trap in the failed open or leaking state | faulty steam trap in the failed open or leaking state | faulty steam trap in the failed open or leaking state | faulty steam trap in the failed open or leaking state | faulty steam trap in the failed open or leaking state | faulty steam trap in the failed open or leaking state | faulty steam trap in the failed open or leaking state | 0 | 0 | 0 | 0.43637 | 0.85686 | 1.4927 | 2.3797 | 3.5363 | 4.9533 | 6.5833 | 8.3309 | 10.052 | 11.5568 | 12.6365 | 13.0966 | 12.8077 | 11.7533 | 10.0557 | 8.0852 | 6.0145 | 4.0549 | 2.0871 | 1.3589 | 0 | 0 | 0 | 0 | 0 | 0 | 0 | 0 | 0.43637 | 1.2855 | 2.754 | 5.0788 | 8.5086 | 13.2748 | 19.5535 | 27.4182 | 36.8 | 47.435 | 58.8664 | 70.4468 | 81.4139 | 91.0089 | 98.6149 | 103.964 | 107.1488 | 108.3991 | 107.8044 | 106.6446 | 104.2978 | 102.1385 | 100.1513 | 98.322 | 96.6379 | 0 | 0 | 0 | 8.619713476503812E-09 | 1.7230241856201632E-08 | 3.0593074676107825E-08 | 4.9763829083471156E-08 | 7.553454192126935E-08 | 1.0818160407573782E-07 | 1.4715669056396847E-07 | 1.9076822021647352E-07 | 2.3594740988125084E-07 | 2.782380458990895E-07 | 3.1216500544068134E-07 | 3.3208479195123733E-07 | 3.334712020791575E-07 | 3.1435284673128887E-07 | 2.7638645933166647E-07 | 2.2856854802105143E-07 | 1.7478771319256874E-07 | 1.21006878364086E-07 | 6.38647413588232E-08 | 4.257649423921545E-08 | 0 | 0 | 0 | 0 | 0 | 0 | 0 | 0 | 8.619713476503812E-09 | 2.584995533270544E-08 | 5.644303000881326E-08 | 1.0620685909228442E-07 | 1.8174140101355378E-07 | 2.899230050892916E-07 | 4.3707969565326013E-07 | 6.278479158697336E-07 | 8.637953257509845E-07 | 1.142033371650074E-06 | 1.4541983770907553E-06 | 1.7862831690419927E-06 | 2.11975437112115E-06 | 2.4341072178524387E-06 | 2.710493677184105E-06 | 2.9390622252051565E-06 | 3.113849938397725E-06 | 3.234856816761811E-06 | 3.2987215581206344E-06 | 3.34129805235985E-06 | 3.34129805235985E-06 | 3.34129805235985E-06 | 3.34129805235985E-06 | 3.34129805235985E-06 | 3.34129805235985E-06 | fully functional standard stream trap | fully functional standard stream trap | fully functional standard stream trap | fully functional standard stream trap | fully functional standard stream trap | fully functional standard stream trap | fully functional standard stream trap | fully functional standard stream trap | fully functional standard stream trap | fully functional standard stream trap | fully functional standard stream trap | fully functional standard stream trap | fully functional standard stream trap | fully functional standard stream trap | fully functional standard stream trap | fully functional standard stream trap | fully functional standard stream trap | fully functional standard stream trap | fully functional standard stream trap | fully functional standard stream trap | fully functional standard stream trap | fully functional standard stream trap | fully functional standard stream trap | fully functional standard stream trap | fully functional standard stream trap | fully functional standard stream trap | fully functional standard stream trap | fully functional standard stream trap | 189.4629 | 189.4629 | 189.4629 | 189.4629 | 189.4629 | 189.4629 | 189.4629 | 189.4629 | 189.4629 | 189.4629 | 189.4629 | 189.4629 | 189.4629 | 189.4629 | 189.4629 | 189.4629 | 189.4629 | 189.4629 | 189.4629 | 189.4629 | 189.4629 | 189.4629 | 189.4629 | 189.4629 | 189.4629 | 189.4629 | 189.4629 | 189.4629 | 346.55 | 346.55 | 346.55 | 346.55 | 346.55 | 346.55 | 346.55 | 346.55 | 346.55 | 346.55 | 346.55 | 346.55 | 346.55 | 346.55 | 346.55 | 346.55 | 346.55 | 346.55 | 346.55 | 346.55 | 346.55 | 346.55 | 346.55 | 346.55 | 346.55 | 346.55 | 346.55 | 346.55 | 0 | 0 | 0 | 0.37495 | 0.74485 | 1.3137 | 2.122 | 3.1971 | 4.5437 | 6.1317 | 7.8847 | 9.6741 | 11.3182 | 12.6006 | 13.3046 | 13.2639 | 12.4169 | 10.8451 | 8.9101 | 6.7715 | 4.661 | 2.4469 | 1.6234 | 3.2278e-17 | 3.2147e-17 | 3.2029e-17 | 3.1922e-17 | 3.1825e-17 | 0 | 0 | 0 | 0.37495 | 1.1175 | 2.4238 | 4.5288 | 7.6925 | 12.177 | 18.2122 | 25.9499 | 35.4165 | 46.4558 | 58.6991 | 71.5655 | 84.3137 | 96.1473 | 106.357 | 114.5707 | 120.6337 | 124.6013 | 126.3883 | 127.397 | 126.8301 | 126.3166 | 125.852 | 125.4316 | 125.0507 | 0 | 0 | 0 | 7.32675645502824E-09 | 1.4645705577771389E-08 | 2.6004113474691652E-08 | 4.229925472095048E-08 | 6.420436063307894E-08 | 9.195436346437718E-08 | 1.250831869793732E-07 | 1.6215298718400254E-07 | 2.0055529839906322E-07 | 2.365023390142261E-07 | 2.653402546245791E-07 | 2.8227207315855176E-07 | 2.8345052176728384E-07 | 2.6719991972159545E-07 | 2.349284904319165E-07 | 1.9428326581789367E-07 | 1.4856955621368337E-07 | 1.0285584660947306E-07 | 5.4285030154999706E-08 | 3.619002010333311E-08 | 7.228014483236696E-25 | 7.228014483236696E-25 | 7.228014483236696E-25 | 7.228014483236696E-25 | 7.228014483236696E-25 | 0 | 0 | 0 | 7.32675645502824E-09 | 2.197246203279963E-08 | 4.797657550749128E-08 | 9.027583022844177E-08 | 1.544801908615207E-07 | 2.4643455432589785E-07 | 3.7151774130527104E-07 | 5.336707284892736E-07 | 7.342260268883368E-07 | 9.70728365902563E-07 | 1.236068620527142E-06 | 1.5183406936856938E-06 | 1.8017912154529776E-06 | 2.0689911351745732E-06 | 2.3039196256064896E-06 | 2.498202891424383E-06 | 2.6467724476380664E-06 | 2.7496282942475397E-06 | 2.8039133244025393E-06 | 2.8401033445058726E-06 | 2.8401033445058726E-06 | 2.8401033445058726E-06 | 2.8401033445058726E-06 | 2.8401033445058726E-06 | 2.8401033445058726E-06 | fully functional standard stream trap | fully functional standard stream trap | fully functional standard stream trap | fully functional standard stream trap | fully functional standard stream trap | fully functional standard stream trap | fully functional standard stream trap | fully functional standard stream trap | fully functional standard stream trap | fully functional standard stream trap | fully functional standard stream trap | fully functional standard stream trap | fully functional standard stream trap | fully functional standard stream trap | fully functional standard stream trap | fully functional standard stream trap | fully functional standard stream trap | fully functional standard stream trap | fully functional standard stream trap | fully functional standard stream trap | fully functional standard stream trap | fully functional standard stream trap | fully functional standard stream trap | fully functional standard stream trap | fully functional standard stream trap | fully functional standard stream trap | fully functional standard stream trap | fully functional standard stream trap | 189.4629 | 189.4629 | 189.4629 | 189.4629 | 189.4629 | 189.4629 | 189.4629 | 189.4629 | 189.4629 | 189.4629 | 189.4629 | 189.4629 | 189.4629 | 189.4629 | 189.4629 | 189.4629 | 189.4629 | 189.4629 | 189.4629 | 189.4629 | 189.4629 | 189.4629 | 189.4629 | 189.4629 | 189.4629 | 189.4629 | 189.4629 | 189.4629 | 346.55 | 346.55 | 346.55 | 346.55 | 346.55 | 346.55 | 346.55 | 346.55 | 346.55 | 346.55 | 346.55 | 346.55 | 346.55 | 346.55 | 346.55 | 346.55 | 346.55 | 346.55 | 346.55 | 346.55 | 346.55 | 346.55 | 346.55 | 346.55 | 346.55 | 346.55 | 346.55 | 346.55 | 0 | 0 | 0 | 0.37495 | 0.74484 | 1.3137 | 2.1218 | 3.1965 | 4.542 | 6.1278 | 7.8797 | 9.6679 | 11.3109 | 12.5925 | 13.296 | 13.2552 | 12.4088 | 10.838 | 8.9042 | 6.7669 | 4.6579 | 2.4453 | 1.6223 | 3.2256e-17 | 3.2126e-17 | 3.2008e-17 | 3.1902e-17 | 3.1807e-17 | 0 | 0 | 0 | 0.37495 | 1.1175 | 2.4237 | 4.5283 | 7.6909 | 12.1725 | 18.2007 | 25.9334 | 35.3938 | 46.426 | 58.6611 | 71.519 | 84.2586 | 96.084 | 106.2867 | 114.4946 | 120.5532 | 124.5178 | 126.3033 | 127.3111 | 126.7448 | 126.2323 | 125.7698 | 125.353 | 124.9783 | 0 | 0 | 0 | 7.3268e-09 | 1.4646e-08 | 2.6004113474691652E-08 | 4.229925472095048E-08 | 6.420436063307894E-08 | 9.195436346437718E-08 | 1.250831869793732E-07 | 1.6215298718400254E-07 | 2.0055529839906322E-07 | 2.365023390142261E-07 | 2.653402546245791E-07 | 2.8227207315855176E-07 | 2.8345052176728384E-07 | 2.6719991972159545E-07 | 2.349284904319165E-07 | 1.9428326581789367E-07 | 1.4856955621368337E-07 | 1.0285584660947306E-07 | 5.4285030154999706E-08 | 3.619002010333311E-08 | 7.228014483236696E-25 | 7.228014483236696E-25 | 7.228014483236696E-25 | 7.228014483236696E-25 | 7.228014483236696E-25 | 0 | 0
Gas Boiler - Steam Trap Replacement_Grocery_Existing_fully functional standard stream trap | Gas Boiler - Steam Trap Replacement_Grocery_Existing | Gas Boiler - Steam Trap Replacement_Commercial_Existing_faulty steam trap in the failed open or leaking state_fully functional standard stream trap | Commercial | Grocery | Existing | Space Heating | Natural Gas | Gas Boiler - Steam Trap Replacement | NEQ | faulty steam trap in the failed open or leaking state | 6 | 6 | 6 | 346.55 | 0 | 0 | 0.01 | 0.05 | Retro1Slow | 0.012666666666666666 | TBD | A | WCM319 | 0.7 | 0.42 | perbldg | 0.0321 | 147.61388619997788 | 147.6139 | 116.42785390420791 | 116.4279 | IL TRM v13 - 4.4.16 - Stean Trap Replacement or Repair - CI-HVC-STRE-V11-250101 | IL TRM v13 - 4.4.16 - Stean Trap Replacement or Repair - CI-HVC-STRE-V11-250101 | IL TRM v13 - 4.4.16 - Stean Trap Replacement or Repair - CI-HVC-STRE-V11-250101 | 0 | 0 | 189.4629 | faulty steam trap in the failed open or leaking state | faulty steam trap in the failed open or leaking state | faulty steam trap in the failed open or leaking state | faulty steam trap in the failed open or leaking state | faulty steam trap in the failed open or leaking state | faulty steam trap in the failed open or leaking state | faulty steam trap in the failed open or leaking state | faulty steam trap in the failed open or leaking state | faulty steam trap in the failed open or leaking state | faulty steam trap in the failed open or leaking state | faulty steam trap in the failed open or leaking state | faulty steam trap in the failed open or leaking state | faulty steam trap in the failed open or leaking state | faulty steam trap in the failed open or leaking state | faulty steam trap in the failed open or leaking state | faulty steam trap in the failed open or leaking state | faulty steam trap in the failed open or leaking state | faulty steam trap in the failed open or leaking state | faulty steam trap in the failed open or leaking state | faulty steam trap in the failed open or leaking state | faulty steam trap in the failed open or leaking state | faulty steam trap in the failed open or leaking state | faulty steam trap in the failed open or leaking state | faulty steam trap in the failed open or leaking state | faulty steam trap in the failed open or leaking state | faulty steam trap in the failed open or leaking state | faulty steam trap in the failed open or leaking state | faulty steam trap in the failed open or leaking state | 0 | 0 | 0 | 1.3972 | 2.7444 | 4.7835 | 7.6283 | 11.3418 | 15.895 | 21.1368 | 26.7629 | 32.3124 | 37.1772 | 40.6873 | 42.2135 | 41.3326 | 37.9812 | 32.5427 | 26.205 | 19.523 | 13.1832 | 6.7961 | 4.4315 | 1.8416e-16 | 1.8059e-16 | 1.7731e-16 | 1.7428e-16 | 1.7149e-16 | 0 | 0 | 0 | 1.3972 | 4.1173 | 8.8254 | 16.2804 | 27.2891 | 42.5981 | 62.7797 | 88.0808 | 118.2947 | 152.5944 | 189.5389 | 227.0665 | 262.7361 | 294.0972 | 319.1429 | 336.958 | 347.8025 | 352.425 | 351.0323 | 347.7721 | 340.6015 | 334.005 | 327.9295 | 322.333 | 317.1769 | 0 | 0 | 0 | 2.069202962257557E-07 | 4.136200998612255E-07 | 7.344012178238324E-07 | 1.1946042386847752E-06 | 1.8132423812264873E-06 | 2.596950539312884E-06 | 3.532565912556151E-06 | 4.579481295434383E-06 | 5.66402909788258E-06 | 6.6792358047226955E-06 | 7.493668504547521E-06 | 7.971852395085592E-06 | 8.005133825511513E-06 | 7.54618866884085E-06 | 6.634787593994672E-06 | 5.486896031211241E-06 | 4.195861670926242E-06 | 2.904827310641245E-06 | 1.5331033028384348E-06 | 1.0220688685589565E-06 | 4.336808689942018E-23 | 4.336808689942018E-23 | 4.336808689942018E-23 | 4.336808689942018E-23 | 4.336808689942018E-23 | 0 | 0 | 0 | 2.069202962257557E-07 | 6.205403960869813E-07 | 1.3549416139108137E-06 | 2.549545852595589E-06 | 4.362788233822077E-06 | 6.959738773134961E-06 | 1.0492304685691113E-05 | 1.5071785981125494E-05 | 2.0735815079008076E-05 | 2.741505088373077E-05 | 3.490871938827829E-05 | 4.288057178336388E-05 | 5.088570560887539E-05 | 5.8431894277716234E-05 | 6.506668187171091E-05 | 7.055357790292216E-05 | 7.474943957384839E-05 | 7.765426688448963E-05 | 7.918737018732807E-05 | 8.020943905588703E-05 | 8.020943905588703E-05 | 8.020943905588703E-05 | 8.020943905588703E-05 | 8.020943905588703E-05 | 8.020943905588703E-05 | fully functional standard stream trap | fully functional standard stream trap | fully functional standard stream trap | fully functional standard stream trap | fully functional standard stream trap | fully functional standard stream trap | fully functional standard stream trap | fully functional standard stream trap | fully functional standard stream trap | fully functional standard stream trap | fully functional standard stream trap | fully functional standard stream trap | fully functional standard stream trap | fully functional standard stream trap | fully functional standard stream trap | fully functional standard stream trap | fully functional standard stream trap | fully functional standard stream trap | fully functional standard stream trap | fully functional standard stream trap | fully functional standard stream trap | fully functional standard stream trap | fully functional standard stream trap | fully functional standard stream trap | fully functional standard stream trap | fully functional standard stream trap | fully functional standard stream trap | fully functional standard stream trap | 189.4629 | 189.4629 | 189.4629 | 189.4629 | 189.4629 | 189.4629 | 189.4629 | 189.4629 | 189.4629 | 189.4629 | 189.4629 | 189.4629 | 189.4629 | 189.4629 | 189.4629 | 189.4629 | 189.4629 | 189.4629 | 189.4629 | 189.4629 | 189.4629 | 189.4629 | 189.4629 | 189.4629 | 189.4629 | 189.4629 | 189.4629 | 189.4629 | 346.55 | 346.55 | 346.55 | 346.55 | 346.55 | 346.55 | 346.55 | 346.55 | 346.55 | 346.55 | 346.55 | 346.55 | 346.55 | 346.55 | 346.55 | 346.55 | 346.55 | 346.55 | 346.55 | 346.55 | 346.55 | 346.55 | 346.55 | 346.55 | 346.55 | 346.55 | 346.55 | 346.55 | 0 | 0 | 0 | 1.2001 | 2.3841 | 4.205 | 6.7919 | 10.2327 | 14.5415 | 19.6215 | 25.2279 | 30.95 | 36.2083 | 40.3114 | 42.5674 | 42.4435 | 39.7414 | 34.7189 | 28.5306 | 21.6879 | 14.9325 | 7.8415 | 5.2037 | 0 | 0 | 0 | 0 | 0 | 0 | 0 | 0 | 1.2001 | 3.5767 | 7.758 | 14.4953 | 24.6205 | 38.9707 | 58.2791 | 83.0291 | 113.3071 | 148.6177 | 187.7879 | 228.9699 | 269.7981 | 307.7269 | 340.485 | 366.8623 | 386.3712 | 399.1878 | 405.0257 | 408.3756 | 406.676 | 405.1455 | 403.7694 | 402.5307 | 401.4144 | 0 | 0 | 0 | 1.7588225179189234E-07 | 3.515770848820417E-07 | 6.242410351502575E-07 | 1.0154136028820589E-06 | 1.5412560240425144E-06 | 2.207407958415952E-06 | 3.002681025672728E-06 | 3.8925591011192245E-06 | 4.8144247332001935E-06 | 5.677350434014292E-06 | 6.369618228865393E-06 | 6.776074535822752E-06 | 6.8043637516847846E-06 | 6.41426036851472E-06 | 5.639569454895474E-06 | 4.6638616265295555E-06 | 3.5664824202873066E-06 | 2.4691032140450586E-06 | 1.3031378074126697E-06 | 8.687585382751132E-07 | 0 | 0 | 0 | 0 | 0 | 0 | 0 | 0 | 1.7588225179189234E-07 | 5.27459336673934E-07 | 1.1517003718241915E-06 | 2.16711397470625E-06 | 3.7083699987487646E-06 | 5.915777957164717E-06 | 8.918458982837444E-06 | 1.281101808395667E-05 | 1.7625442817156863E-05 | 2.3302793251171155E-05 | 2.9672411480036544E-05 | 3.644848601585929E-05 | 4.3252849767544076E-05 | 4.96671101360588E-05 | 5.5306679590954267E-05 | 5.9970541217483824E-05 | 6.353702363777113E-05 | 6.600612685181619E-05 | 6.730926465922886E-05 | 6.817802319750397E-05 | 6.817802319750397E-05 | 6.817802319750397E-05 | 6.817802319750397E-05 | 6.817802319750397E-05 | 6.817802319750397E-05 | fully functional standard stream trap | fully functional standard stream trap | fully functional standard stream trap | fully functional standard stream trap | fully functional standard stream trap | fully functional standard stream trap | fully functional standard stream trap | fully functional standard stream trap | fully functional standard stream trap | fully functional standard stream trap | fully functional standard stream trap | fully functional standard stream trap | fully functional standard stream trap | fully functional standard stream trap | fully functional standard stream trap | fully functional standard stream trap | fully functional standard stream trap | fully functional standard stream trap | fully functional standard stream trap | fully functional standard stream trap | fully functional standard stream trap | fully functional standard stream trap | fully functional standard stream trap | fully functional standard stream trap | fully functional standard stream trap | fully functional standard stream trap | fully functional standard stream trap | fully functional standard stream trap | 189.4629 | 189.4629 | 189.4629 | 189.4629 | 189.4629 | 189.4629 | 189.4629 | 189.4629 | 189.4629 | 189.4629 | 189.4629 | 189.4629 | 189.4629 | 189.4629 | 189.4629 | 189.4629 | 189.4629 | 189.4629 | 189.4629 | 189.4629 | 189.4629 | 189.4629 | 189.4629 | 189.4629 | 189.4629 | 189.4629 | 189.4629 | 189.4629 | 346.55 | 346.55 | 346.55 | 346.55 | 346.55 | 346.55 | 346.55 | 346.55 | 346.55 | 346.55 | 346.55 | 346.55 | 346.55 | 346.55 | 346.55 | 346.55 | 346.55 | 346.55 | 346.55 | 346.55 | 346.55 | 346.55 | 346.55 | 346.55 | 346.55 | 346.55 | 346.55 | 346.55 | 0 | 0 | 0 | 1.2 | 2.3833 | 4.2027 | 6.7863 | 10.2211 | 14.5201 | 19.5855 | 25.1721 | 30.8693 | 36.099 | 40.1727 | 42.4023 | 42.2599 | 39.5511 | 34.5364 | 28.3668 | 21.5528 | 14.832 | 7.7849 | 5.1638 | 0 | 0 | 0 | 0 | 0 | 0 | 0 | 0 | 1.2 | 3.5757 | 7.7538 | 14.4835 | 24.5927 | 38.9134 | 58.1723 | 82.8454 | 113.0116 | 148.1691 | 187.1415 | 228.0818 | 268.6305 | 306.2535 | 338.6945 | 364.7565 | 383.964 | 396.502 | 402.1052 | 405.2393 | 403.3704 | 401.6804 | 400.1552 | 398.7778 | 397.5328 | 0 | 0 | 0 | 1.7588e-07 | 3.5158e-07 | 6.242410351502575E-07 | 1.0154136028820589E-06 | 1.5412560240425144E-06 | 2.207407958415952E-06 | 3.002681025672728E-06 | 3.8925591011192245E-06 | 4.8144247332001935E-06 | 5.677350434014292E-06 | 6.369618228865393E-06 | 6.776074535822752E-06 | 6.8043637516847846E-06 | 6.41426036851472E-06 | 5.639569454895474E-06 | 4.6638616265295555E-06 | 3.5664824202873066E-06 | 2.4691032140450586E-06 | 1.3031378074126697E-06 | 8.687585382751132E-07 | 0 | 0 | 0 | 0 | 0 | 0 | 0
Gas Boiler - Steam Trap Replacement_Miscellaneous_Existing_fully functional standard stream trap | Gas Boiler - Steam Trap Replacement_Miscellaneous_Existing | Gas Boiler - Steam Trap Replacement_Commercial_Existing_faulty steam trap in the failed open or leaking state_fully functional standard stream trap | Commercial | Miscellaneous | Existing | Space Heating | Natural Gas | Gas Boiler - Steam Trap Replacement | NEQ | faulty steam trap in the failed open or leaking state | 6 | 6 | 6 | 346.55 | 0 | 0 | 0.01 | 0.05 | Retro1Slow | 0.012666666666666666 | TBD | A | WCM819 | 0.7 | 0.42 | perbldg | 0.0321 | 147.61388619997783 | 147.6139 | 116.42785390420786 | 116.4279 | IL TRM v13 - 4.4.16 - Stean Trap Replacement or Repair - CI-HVC-STRE-V11-250101 | IL TRM v13 - 4.4.16 - Stean Trap Replacement or Repair - CI-HVC-STRE-V11-250101 | IL TRM v13 - 4.4.16 - Stean Trap Replacement or Repair - CI-HVC-STRE-V11-250101 | 0 | 0 | 189.4629 | faulty steam trap in the failed open or leaking state | faulty steam trap in the failed open or leaking state | faulty steam trap in the failed open or leaking state | faulty steam trap in the failed open or leaking state | faulty steam trap in the failed open or leaking state | faulty steam trap in the failed open or leaking state | faulty steam trap in the failed open or leaking state | faulty steam trap in the failed open or leaking state | faulty steam trap in the failed open or leaking state | faulty steam trap in the failed open or leaking state | faulty steam trap in the failed open or leaking state | faulty steam trap in the failed open or leaking state | faulty steam trap in the failed open or leaking state | faulty steam trap in the failed open or leaking state | faulty steam trap in the failed open or leaking state | faulty steam trap in the failed open or leaking state | faulty steam trap in the failed open or leaking state | faulty steam trap in the failed open or leaking state | faulty steam trap in the failed open or leaking state | faulty steam trap in the failed open or leaking state | faulty steam trap in the failed open or leaking state | faulty steam trap in the failed open or leaking state | faulty steam trap in the failed open or leaking state | faulty steam trap in the failed open or leaking state | faulty steam trap in the failed open or leaking state | faulty steam trap in the failed open or leaking state | faulty steam trap in the failed open or leaking state | faulty steam trap in the failed open or leaking state | 0 | 0 | 0 | 55.7778 | 110.0169 | 192.5872 | 308.6194 | 461.1614 | 649.7681 | 869.0062 | 1107.0744 | 1345.2394 | 1558.2688 | 1717.3347 | 1794.6999 | 1770.4928 | 1639.6676 | 1416.2902 | 1150.4526 | 864.5463 | 588.5785 | 305.7763 | 200.8473 | 0 | 0 | 0 | 0 | 0 | 0 | 0 | 0 | 55.7778 | 165.0547 | 355.3159 | 658.6611 | 1109.5867 | 1741.3564 | 2581.0921 | 3643.5543 | 4924.8749 | 6395.9441 | 8000.0812 | 9653.6857 | 11254.3744 | 12696.3275 | 13889.4129 | 14793.1632 | 15401.9263 | 15734.3708 | 15793.8605 | 15762.0009 | 15544.8092 | 15344.6554 | 15160.1816 | 14990.1412 | 14833.3889 | 0 | 0 | 0 | 2.5322083371296255E-05 | 5.061718373582219E-05 | 8.987310188956621E-05 | 0.00014619091833638356 | 0.00022189739521583825 | 0.00031780448446617056 | 0.0004323013748963105 | 0.000560418718102759 | 0.0006931413672322886 | 0.0008173783287029861 | 0.0009170453652452774 | 0.000975563609051603 | 0.0009796364582178422 | 0.0009234725741907881 | 0.0008119389333498503 | 0.0006714645266135638 | 0.0005134728732927253 | 0.0003554812199718868 | 0.00018761508831849583 | 0.00012507672554566387 | 0 | 0 | 0 | 0 | 0 | 0 | 0 | 0 | 2.5322083371296255E-05 | 7.593926710711844E-05 | 0.00016581236899668465 | 0.0003120032873330682 | 0.0005339006825489064 | 0.0008517051670150769 | 0.0012840065419113874 | 0.0018444252600141463 | 0.002537566627246435 | 0.0033549449559494206 | 0.004271990321194698 | 0.005247553930246301 | 0.006227190388464143 | 0.007150662962654931 | 0.007962601896004782 | 0.008634066422618346 | 0.009147539295911071 | 0.009503020515882957 | 0.009690635604201454 | 0.009815712329747118 | 0.009815712329747118 | 0.009815712329747118 | 0.009815712329747118 | 0.009815712329747118 | 0.009815712329747118 | fully functional standard stream trap | fully functional standard stream trap | fully functional standard stream trap | fully functional standard stream trap | fully functional standard stream trap | fully functional standard stream trap | fully functional standard stream trap | fully functional standard stream trap | fully functional standard stream trap | fully functional standard stream trap | fully functional standard stream trap | fully functional standard stream trap | fully functional standard stream trap | fully functional standard stream trap | fully functional standard stream trap | fully functional standard stream trap | fully functional standard stream trap | fully functional standard stream trap | fully functional standard stream trap | fully functional standard stream trap | fully functional standard stream trap | fully functional standard stream trap | fully functional standard stream trap | fully functional standard stream trap | fully functional standard stream trap | fully functional standard stream trap | fully functional standard stream trap | fully functional standard stream trap | 189.4629 | 189.4629 | 189.4629 | 189.4629 | 189.4629 | 189.4629 | 189.4629 | 189.4629 | 189.4629 | 189.4629 | 189.4629 | 189.4629 | 189.4629 | 189.4629 | 189.4629 | 189.4629 | 189.4629 | 189.4629 | 189.4629 | 189.4629 | 189.4629 | 189.4629 | 189.4629 | 189.4629 | 189.4629 | 189.4629 | 189.4629 | 189.4629 | 346.55 | 346.55 | 346.55 | 346.55 | 346.55 | 346.55 | 346.55 | 346.55 | 346.55 | 346.55 | 346.55 | 346.55 | 346.55 | 346.55 | 346.55 | 346.55 | 346.55 | 346.55 | 346.55 | 346.55 | 346.55 | 346.55 | 346.55 | 346.55 | 346.55 | 346.55 | 346.55 | 346.55 | 0 | 0 | 0 | 47.7133 | 94.7416 | 167.0171 | 269.6252 | 406.0194 | 576.7276 | 777.8931 | 999.8258 | 1226.1579 | 1433.9644 | 1595.9177 | 1684.6915 | 1679.254 | 1571.8092 | 1372.6305 | 1127.6815 | 856.9367 | 589.7495 | 309.5358 | 205.2924 | 0 | 0 | 0 | 0 | 0 | 0 | 0 | 0 | 47.7133 | 142.1377 | 308.14 | 575.4389 | 976.911 | 1545.6102 | 2310.4711 | 3290.5823 | 4488.9217 | 5885.7342 | 7434.4684 | 9061.9509 | 10674.403 | 12170.8841 | 13461.2464 | 14500.3588 | 15266.3599 | 15765.6762 | 15988.0465 | 16110.8372 | 16033.6473 | 15962.6058 | 15897.3519 | 15837.4626 | 15782.5258 | 0 | 0 | 0 | 2.1523770865601814E-05 | 4.3024606175448846E-05 | 7.639213660613128E-05 | 0.00012426228058592603 | 0.0001886127859334625 | 0.00027013381179624496 | 0.0003674561686618639 | 0.00047635591038734524 | 0.0005891701621474454 | 0.0006947715793975381 | 0.0007794885604584858 | 0.0008292290676938625 | 0.0008326909894851659 | 0.0007849516880621699 | 0.0006901480933473725 | 0.0005707448476215295 | 0.00043645194229881664 | 0.0003021590369761038 | 0.00015947282507072148 | 0.00010631521671381433 | 0 | 0 | 0 | 0 | 0 | 0 | 0 | 0 | 2.1523770865601814E-05 | 6.454837704105066E-05 | 0.00014094051364718196 | 0.00026520279423310796 | 0.0004538155801665705 | 0.0007239493919628154 | 0.0010914055606246794 | 0.0015677614710120245 | 0.00215693163315947 | 0.002851703212557008 | 0.0036311917730154943 | 0.004460420840709357 | 0.005293111830194522 | 0.006078063518256692 | 0.006768211611604065 | 0.007338956459225594 | 0.007775408401524411 | 0.008077567438500514 | 0.008237040263571235 | 0.00834335548028505 | 0.00834335548028505 | 0.00834335548028505 | 0.00834335548028505 | 0.00834335548028505 | 0.00834335548028505 | fully functional standard stream trap | fully functional standard stream trap | fully functional standard stream trap | fully functional standard stream trap | fully functional standard stream trap | fully functional standard stream trap | fully functional standard stream trap | fully functional standard stream trap | fully functional standard stream trap | fully functional standard stream trap | fully functional standard stream trap | fully functional standard stream trap | fully functional standard stream trap | fully functional standard stream trap | fully functional standard stream trap | fully functional standard stream trap | fully functional standard stream trap | fully functional standard stream trap | fully functional standard stream trap | fully functional standard stream trap | fully functional standard stream trap | fully functional standard stream trap | fully functional standard stream trap | fully functional standard stream trap | fully functional standard stream trap | fully functional standard stream trap | fully functional standard stream trap | fully functional standard stream trap | 189.4629 | 189.4629 | 189.4629 | 189.4629 | 189.4629 | 189.4629 | 189.4629 | 189.4629 | 189.4629 | 189.4629 | 189.4629 | 189.4629 | 189.4629 | 189.4629 | 189.4629 | 189.4629 | 189.4629 | 189.4629 | 189.4629 | 189.4629 | 189.4629 | 189.4629 | 189.4629 | 189.4629 | 189.4629 | 189.4629 | 189.4629 | 189.4629 | 346.55 | 346.55 | 346.55 | 346.55 | 346.55 | 346.55 | 346.55 | 346.55 | 346.55 | 346.55 | 346.55 | 346.55 | 346.55 | 346.55 | 346.55 | 346.55 | 346.55 | 346.55 | 346.55 | 346.55 | 346.55 | 346.55 | 346.55 | 346.55 | 346.55 | 346.55 | 346.55 | 346.55 | 0 | 0 | 0 | 47.7132 | 94.7408 | 167.0132 | 269.6106 | 405.9741 | 576.6079 | 777.6162 | 999.2572 | 1225.1103 | 1432.7309 | 1594.5357 | 1683.2232 | 1677.7811 | 1570.422 | 1371.4119 | 1126.6745 | 856.1672 | 589.2172 | 309.2551 | 205.1055 | 0 | 0 | 0 | 0 | 0 | 0 | 0 | 0 | 47.7132 | 142.1365 | 308.1328 | 575.4077 | 976.8021 | 1545.2894 | 2309.6485 | 3288.7109 | 4485.0864 | 5880.6714 | 7428.0308 | 9054.0528 | 10665.0403 | 12160.1428 | 13449.2955 | 14487.4105 | 15252.6517 | 15751.4452 | 15973.547 | 16096.1709 | 16019.0202 | 15948.0568 | 15882.952 | 15823.3287 | 15768.8337 | 0 | 0 | 0 | 2.1524e-05 | 4.3025e-05 | 7.639213660613128E-05 | 0.00012426228058592603 | 0.0001886127859334625 | 0.00027013381179624496 | 0.0003674561686618639 | 0.00047635591038734524 | 0.0005891701621474454 | 0.0006947715793975381 | 0.0007794885604584858 | 0.0008292290676938625 | 0.0008326909894851659 | 0.0007849516880621699 | 0.0006901480933473725 | 0.0005707448476215295 | 0.00043645194229881664 | 0.0003021590369761038 | 0.00015947282507072148 | 0.00010631521671381433 | 0 | 0 | 0 | 0 | 0 | 0 | 0
Gas Boiler - Steam Trap Replacement_Warehouse_Existing_fully functional standard stream trap | Gas Boiler - Steam Trap Replacement_Warehouse_Existing | Gas Boiler - Steam Trap Replacement_Commercial_Existing_faulty steam trap in the failed open or leaking state_fully functional standard stream trap | Commercial | Warehouse | Existing | Space Heating | Natural Gas | Gas Boiler - Steam Trap Replacement | NEQ | faulty steam trap in the failed open or leaking state | 6 | 6 | 6 | 346.55 | 0 | 0 | 0.01 | 0.05 | Retro1Slow | 0.012666666666666666 | TBD | A | WCM719 | 0.7 | 0.42 | perbldg | 0.0321 | 147.61560786563322 | 147.6156 | 116.42921183768252 | 116.4292 | IL TRM v13 - 4.4.16 - Stean Trap Replacement or Repair - CI-HVC-STRE-V11-250101 | IL TRM v13 - 4.4.16 - Stean Trap Replacement or Repair - CI-HVC-STRE-V11-250101 | IL TRM v13 - 4.4.16 - Stean Trap Replacement or Repair - CI-HVC-STRE-V11-250101 | 0 | 0 | 189.4629 | faulty steam trap in the failed open or leaking state | faulty steam trap in the failed open or leaking state | faulty steam trap in the failed open or leaking state | faulty steam trap in the failed open or leaking state | faulty steam trap in the failed open or leaking state | faulty steam trap in the failed open or leaking state | faulty steam trap in the failed open or leaking state | faulty steam trap in the failed open or leaking state | faulty steam trap in the failed open or leaking state | faulty steam trap in the failed open or leaking state | faulty steam trap in the failed open or leaking state | faulty steam trap in the failed open or leaking state | faulty steam trap in the failed open or leaking state | faulty steam trap in the failed open or leaking state | faulty steam trap in the failed open or leaking state | faulty steam trap in the failed open or leaking state | faulty steam trap in the failed open or leaking state | faulty steam trap in the failed open or leaking state | faulty steam trap in the failed open or leaking state | faulty steam trap in the failed open or leaking state | faulty steam trap in the failed open or leaking state | faulty steam trap in the failed open or leaking state | faulty steam trap in the failed open or leaking state | faulty steam trap in the failed open or leaking state | faulty steam trap in the failed open or leaking state | faulty steam trap in the failed open or leaking state | faulty steam trap in the failed open or leaking state | faulty steam trap in the failed open or leaking state | 0 | 0 | 0 | 4.2237 | 8.3367 | 14.6051 | 23.4253 | 35.038 | 49.4222 | 66.1769 | 84.4116 | 102.7067 | 119.1289 | 131.4679 | 137.5775 | 135.9092 | 126.0463 | 109.0387 | 88.7033 | 66.7584 | 45.5253 | 23.6894 | 15.5843 | 0 | 0 | 0 | 0 | 0 | 0 | 0 | 0 | 4.2237 | 12.5072 | 26.9459 | 49.9946 | 84.3039 | 132.4499 | 196.5562 | 277.8117 | 376.0056 | 488.9668 | 612.4337 | 740.0289 | 863.9252 | 976.0054 | 1069.331 | 1140.5967 | 1189.3027 | 1217.0207 | 1223.5976 | 1223.0203 | 1207.9512 | 1194.0772 | 1181.3011 | 1169.5341 | 1158.6949 | 0 | 0 | 0 | 2.2646935243451387E-07 | 4.526973809629176E-07 | 8.037847000094311E-07 | 1.3074659822412899E-06 | 1.984550744288298E-06 | 2.8423007199882647E-06 | 3.866309536769597E-06 | 5.012133572104866E-06 | 6.199145397357347E-06 | 7.310265039455743E-06 | 8.201642296762526E-06 | 8.72500321403389E-06 | 8.761428949614843E-06 | 8.259124369880612E-06 | 7.261617527906343E-06 | 6.005277460593756E-06 | 4.592270999277578E-06 | 3.1792645379614E-06 | 1.6779451728129613E-06 | 1.1186301152086408E-06 | 0 | 0 | 0 | 0 | 0 | 0 | 0 | 0 | 2.2646935243451387E-07 | 6.791667333974314E-07 | 1.4829514334068625E-06 | 2.7904174156481523E-06 | 4.774968159936451E-06 | 7.617268879924715E-06 | 1.1483578416694312E-05 | 1.6495711988799177E-05 | 2.2694857386156524E-05 | 3.000512242561227E-05 | 3.82067647223748E-05 | 4.693176793640868E-05 | 5.569319688602352E-05 | 6.395232125590414E-05 | 7.121393878381048E-05 | 7.721921624440424E-05 | 8.181148724368181E-05 | 8.499075178164322E-05 | 8.666869695445617E-05 | 8.778732706966481E-05 | 8.778732706966481E-05 | 8.778732706966481E-05 | 8.778732706966481E-05 | 8.778732706966481E-05 | 8.778732706966481E-05 | fully functional standard stream trap | fully functional standard stream trap | fully functional standard stream trap | fully functional standard stream trap | fully functional standard stream trap | fully functional standard stream trap | fully functional standard stream trap | fully functional standard stream trap | fully functional standard stream trap | fully functional standard stream trap | fully functional standard stream trap | fully functional standard stream trap | fully functional standard stream trap | fully functional standard stream trap | fully functional standard stream trap | fully functional standard stream trap | fully functional standard stream trap | fully functional standard stream trap | fully functional standard stream trap | fully functional standard stream trap | fully functional standard stream trap | fully functional standard stream trap | fully functional standard stream trap | fully functional standard stream trap | fully functional standard stream trap | fully functional standard stream trap | fully functional standard stream trap | fully functional standard stream trap | 189.4629 | 189.4629 | 189.4629 | 189.4629 | 189.4629 | 189.4629 | 189.4629 | 189.4629 | 189.4629 | 189.4629 | 189.4629 | 189.4629 | 189.4629 | 189.4629 | 189.4629 | 189.4629 | 189.4629 | 189.4629 | 189.4629 | 189.4629 | 189.4629 | 189.4629 | 189.4629 | 189.4629 | 189.4629 | 189.4629 | 189.4629 | 189.4629 | 346.55 | 346.55 | 346.55 | 346.55 | 346.55 | 346.55 | 346.55 | 346.55 | 346.55 | 346.55 | 346.55 | 346.55 | 346.55 | 346.55 | 346.55 | 346.55 | 346.55 | 346.55 | 346.55 | 346.55 | 346.55 | 346.55 | 346.55 | 346.55 | 346.55 | 346.55 | 346.55 | 346.55 | 0 | 0 | 0 | 3.6114 | 7.1722 | 12.6457 | 20.4178 | 30.7505 | 43.6853 | 58.9301 | 75.7486 | 92.8998 | 108.6398 | 120.8916 | 127.5814 | 127.1226 | 118.9374 | 103.8186 | 85.2454 | 64.7446 | 44.536 | 23.365 | 15.4903 | 0 | 0 | 0 | 0 | 0 | 0 | 0 | 0 | 3.6114 | 10.7602 | 23.3308 | 43.5761 | 73.988 | 117.0751 | 175.0321 | 249.3004 | 340.1028 | 445.9142 | 563.1648 | 686.2598 | 808.0717 | 920.9602 | 1018.1385 | 1096.1328 | 1153.4281 | 1190.574 | 1206.8403 | 1215.643 | 1209.4164 | 1203.7194 | 1198.5181 | 1193.7717 | 1189.441 | 0 | 0 | 0 | 1.9249894956933678E-07 | 3.8479277381848E-07 | 6.832169950080162E-07 | 1.1113460849050964E-06 | 1.6868681326450532E-06 | 2.415955611990025E-06 | 3.286363106254157E-06 | 4.260313536289136E-06 | 5.2692735877537455E-06 | 6.2137252835373795E-06 | 6.971395952248146E-06 | 7.416252731928807E-06 | 7.447214607172617E-06 | 7.0202557143985184E-06 | 6.1723748987203894E-06 | 5.1044858415046925E-06 | 3.90343034938594E-06 | 2.7023748572671905E-06 | 1.4262533968910174E-06 | 9.50835597927345E-07 | 0 | 0 | 0 | 0 | 0 | 0 | 0 | 0 | 1.9249894956933678E-07 | 5.772917233878168E-07 | 1.260508718395833E-06 | 2.3718548033009294E-06 | 4.058722935945983E-06 | 6.474678547936008E-06 | 9.761041654190165E-06 | 1.4021355190479302E-05 | 1.9290628778233046E-05 | 2.5504354061770423E-05 | 3.247575001401857E-05 | 3.989200274594738E-05 | 4.7339217353119995E-05 | 5.435947306751851E-05 | 6.05318479662389E-05 | 6.563633380774359E-05 | 6.953976415712953E-05 | 7.224213901439672E-05 | 7.366839241128774E-05 | 7.461922800921509E-05 | 7.461922800921509E-05 | 7.461922800921509E-05 | 7.461922800921509E-05 | 7.461922800921509E-05 | 7.461922800921509E-05 | fully functional standard stream trap | fully functional standard stream trap | fully functional standard stream trap | fully functional standard stream trap | fully functional standard stream trap | fully functional standard stream trap | fully functional standard stream trap | fully functional standard stream trap | fully functional standard stream trap | fully functional standard stream trap | fully functional standard stream trap | fully functional standard stream trap | fully functional standard stream trap | fully functional standard stream trap | fully functional standard stream trap | fully functional standard stream trap | fully functional standard stream trap | fully functional standard stream trap | fully functional standard stream trap | fully functional standard stream trap | fully functional standard stream trap | fully functional standard stream trap | fully functional standard stream trap | fully functional standard stream trap | fully functional standard stream trap | fully functional standard stream trap | fully functional standard stream trap | fully functional standard stream trap | 189.4629 | 189.4629 | 189.4629 | 189.4629 | 189.4629 | 189.4629 | 189.4629 | 189.4629 | 189.4629 | 189.4629 | 189.4629 | 189.4629 | 189.4629 | 189.4629 | 189.4629 | 189.4629 | 189.4629 | 189.4629 | 189.4629 | 189.4629 | 189.4629 | 189.4629 | 189.4629 | 189.4629 | 189.4629 | 189.4629 | 189.4629 | 189.4629 | 346.55 | 346.55 | 346.55 | 346.55 | 346.55 | 346.55 | 346.55 | 346.55 | 346.55 | 346.55 | 346.55 | 346.55 | 346.55 | 346.55 | 346.55 | 346.55 | 346.55 | 346.55 | 346.55 | 346.55 | 346.55 | 346.55 | 346.55 | 346.55 | 346.55 | 346.55 | 346.55 | 346.55 | 0 | 0 | 0 | 3.6114 | 7.1722 | 12.6457 | 20.4178 | 30.7505 | 43.6853 | 58.9301 | 75.7486 | 92.8998 | 108.6398 | 120.8916 | 127.5814 | 127.1226 | 118.9374 | 103.8186 | 85.2454 | 64.7446 | 44.536 | 23.365 | 15.4903 | 0 | 0 | 0 | 0 | 0 | 0 | 0 | 0 | 3.6114 | 10.7602 | 23.3308 | 43.5761 | 73.988 | 117.0751 | 175.0321 | 249.3004 | 340.1028 | 445.9142 | 563.1648 | 686.2598 | 808.0717 | 920.9602 | 1018.1385 | 1096.1328 | 1153.4281 | 1190.574 | 1206.8403 | 1215.643 | 1209.4164 | 1203.7194 | 1198.5181 | 1193.7717 | 1189.441 | 0 | 0 | 0 | 1.925e-07 | 3.8479e-07 | 6.832169950080162E-07 | 1.1113460849050964E-06 | 1.6868681326450532E-06 | 2.415955611990025E-06 | 3.286363106254157E-06 | 4.260313536289136E-06 | 5.2692735877537455E-06 | 6.2137252835373795E-06 | 6.971395952248146E-06 | 7.416252731928807E-06 | 7.447214607172617E-06 | 7.0202557143985184E-06 | 6.1723748987203894E-06 | 5.1044858415046925E-06 | 3.90343034938594E-06 | 2.7023748572671905E-06 | 1.4262533968910174E-06 | 9.50835597927345E-07 | 0 | 0 | 0 | 0 | 0 | 0 | 0
Gas Boiler - Steam Trap Replacement_Restaurant_Existing_fully functional standard stream trap | Gas Boiler - Steam Trap Replacement_Restaurant_Existing | Gas Boiler - Steam Trap Replacement_Commercial_Existing_faulty steam trap in the failed open or leaking state_fully functional standard stream trap | Commercial | Restaurant | Existing | Space Heating | Natural Gas | Gas Boiler - Steam Trap Replacement | NEQ | faulty steam trap in the failed open or leaking state | 6 | 6 | 6 | 173.275 | 0 | 0 | 0.01 | 0.05 | Retro1Slow | 0.012666666666666666 | TBD | A | WCM119 | 0.7 | 0.42 | perbldg | 0.0321 | 147.6164695762205 | 147.6165 | 116.4298914967373 | 116.4299 | IL TRM v13 - 4.4.16 - Stean Trap Replacement or Repair - CI-HVC-STRE-V11-250101 | IL TRM v13 - 4.4.16 - Stean Trap Replacement or Repair - CI-HVC-STRE-V11-250101 | IL TRM v13 - 4.4.16 - Stean Trap Replacement or Repair - CI-HVC-STRE-V11-250101 | 0 | 0 | 94.7315 | faulty steam trap in the failed open or leaking state | faulty steam trap in the failed open or leaking state | faulty steam trap in the failed open or leaking state | faulty steam trap in the failed open or leaking state | faulty steam trap in the failed open or leaking state | faulty steam trap in the failed open or leaking state | faulty steam trap in the failed open or leaking state | faulty steam trap in the failed open or leaking state | faulty steam trap in the failed open or leaking state | faulty steam trap in the failed open or leaking state | faulty steam trap in the failed open or leaking state | faulty steam trap in the failed open or leaking state | faulty steam trap in the failed open or leaking state | faulty steam trap in the failed open or leaking state | faulty steam trap in the failed open or leaking state | faulty steam trap in the failed open or leaking state | faulty steam trap in the failed open or leaking state | faulty steam trap in the failed open or leaking state | faulty steam trap in the failed open or leaking state | faulty steam trap in the failed open or leaking state | faulty steam trap in the failed open or leaking state | faulty steam trap in the failed open or leaking state | faulty steam trap in the failed open or leaking state | faulty steam trap in the failed open or leaking state | faulty steam trap in the failed open or leaking state | faulty steam trap in the failed open or leaking state | faulty steam trap in the failed open or leaking state | faulty steam trap in the failed open or leaking state | 0 | 0 | 0 | 1.1848 | 2.325 | 4.0474 | 6.4475 | 9.5731 | 13.3969 | 17.7876 | 22.4849 | 27.0939 | 31.1013 | 33.9419 | 35.0979 | 34.2339 | 31.3228 | 26.71 | 21.4032 | 15.8659 | 10.6536 | 5.4619 | 3.5425 | 1.7253e-16 | 1.6833e-16 | 1.6447e-16 | 1.6091e-16 | 1.5763e-16 | 0 | 0 | 0 | 1.1848 | 3.488 | 7.4674 | 13.7604 | 23.0335 | 35.9033 | 52.8321 | 74.0013 | 99.1897 | 127.6559 | 158.116 | 188.7916 | 217.6126 | 242.5396 | 261.9422 | 275.2149 | 282.651 | 284.7998 | 282.1185 | 278.0045 | 270.8606 | 264.2791 | 258.2149 | 252.6266 | 247.4762 | 0 | 0 | 0 | 1.561296072357692E-06 | 3.1209284402771207E-06 | 5.541349774949399E-06 | 9.013764912870033E-06 | 1.3681636164645322E-05 | 1.9595026447829486E-05 | 2.665461718941844E-05 | 3.455401084578215E-05 | 4.273735610060963E-05 | 5.0397495163485016E-05 | 5.654271435478589E-05 | 6.0150802318023994E-05 | 6.0401923969955796E-05 | 5.693899991848572E-05 | 5.006211570531302E-05 | 4.1400816542513776E-05 | 3.165944794427525E-05 | 2.191807934603671E-05 | 1.1567875210408264E-05 | 7.711916806938841E-06 | 3.854941057726238E-22 | 3.854941057726238E-22 | 3.854941057726238E-22 | 3.854941057726238E-22 | 3.854941057726238E-22 | 0 | 0 | 0 | 1.561296072357692E-06 | 4.682224512634812E-06 | 1.022357428758421E-05 | 1.9237339200454243E-05 | 3.2918975365099565E-05 | 5.251400181292906E-05 | 7.916861900234749E-05 | 0.00011372262984812966 | 0.0001564599859487393 | 0.00020685748111222432 | 0.0002634001954670102 | 0.00032355099778503415 | 0.00038395292175499 | 0.0004408919216734757 | 0.0004909540373787887 | 0.0005323548539213024 | 0.0005640143018655777 | 0.0005859323812116145 | 0.0005975002564220228 | 0.0006052121732289616 | 0.0006052121732289616 | 0.0006052121732289616 | 0.0006052121732289616 | 0.0006052121732289616 | 0.0006052121732289616 | fully functional standard stream trap | fully functional standard stream trap | fully functional standard stream trap | fully functional standard stream trap | fully functional standard stream trap | fully functional standard stream trap | fully functional standard stream trap | fully functional standard stream trap | fully functional standard stream trap | fully functional standard stream trap | fully functional standard stream trap | fully functional standard stream trap | fully functional standard stream trap | fully functional standard stream trap | fully functional standard stream trap | fully functional standard stream trap | fully functional standard stream trap | fully functional standard stream trap | fully functional standard stream trap | fully functional standard stream trap | fully functional standard stream trap | fully functional standard stream trap | fully functional standard stream trap | fully functional standard stream trap | fully functional standard stream trap | fully functional standard stream trap | fully functional standard stream trap | fully functional standard stream trap | 94.7315 | 94.7315 | 94.7315 | 94.7315 | 94.7315 | 94.7315 | 94.7315 | 94.7315 | 94.7315 | 94.7315 | 94.7315 | 94.7315 | 94.7315 | 94.7315 | 94.7315 | 94.7315 | 94.7315 | 94.7315 | 94.7315 | 94.7315 | 94.7315 | 94.7315 | 94.7315 | 94.7315 | 94.7315 | 94.7315 | 94.7315 | 94.7315 | 173.275 | 173.275 | 173.275 | 173.275 | 173.275 | 173.275 | 173.275 | 173.275 | 173.275 | 173.275 | 173.275 | 173.275 | 173.275 | 173.275 | 173.275 | 173.275 | 173.275 | 173.275 | 173.275 | 173.275 | 173.275 | 173.275 | 173.275 | 173.275 | 173.275 | 173.275 | 173.275 | 173.275 | 0 | 0 | 0 | 1.0188 | 2.0243 | 3.5716 | 5.7714 | 8.7018 | 12.3778 | 16.7205 | 21.5247 | 26.4439 | 30.979 | 34.535 | 36.5132 | 36.4499 | 34.1673 | 29.8807 | 24.5843 | 18.7095 | 12.8952 | 6.7779 | 4.5016 | 0 | 0 | 0 | 0 | 0 | 0 | 0 | 0 | 1.0188 | 3.037 | 6.5894 | 12.3174 | 20.9372 | 33.1721 | 49.6626 | 70.8413 | 96.8103 | 127.154 | 160.8789 | 196.4046 | 231.6987 | 264.5655 | 293.0367 | 316.1188 | 333.31 | 344.7248 | 350.0904 | 353.2716 | 352.0498 | 350.9378 | 349.9279 | 349.0119 | 348.1782 | 0 | 0 | 0 | 1.327101661504038E-06 | 2.6527891742355524E-06 | 4.7101473087069906E-06 | 7.661700175939527E-06 | 1.1629390739948525E-05 | 1.6655772480655064E-05 | 2.2656424611005673E-05 | 2.937090921891484E-05 | 3.63267526855182E-05 | 4.283787088896227E-05 | 4.8061307201567996E-05 | 5.112818197032039E-05 | 5.134163537446242E-05 | 4.8398149930712844E-05 | 4.2552798349516055E-05 | 3.519069406113671E-05 | 2.6910530752633952E-05 | 1.86303674441312E-05 | 9.83269392884702E-06 | 6.555129285898012E-06 | 0 | 0 | 0 | 0 | 0 | 0 | 0 | 0 | 1.327101661504038E-06 | 3.97989083573959E-06 | 8.69003814444658E-06 | 1.6351738320386104E-05 | 2.7981129060334626E-05 | 4.4636901540989686E-05 | 6.729332615199537E-05 | 9.66642353709102E-05 | 0.0001329909880564284 | 0.00017582885894539067 | 0.00022389016614695863 | 0.000275018348117279 | 0.00032635998349174147 | 0.00037475813342245434 | 0.0004173109317719704 | 0.0004525016258331071 | 0.000479412156585741 | 0.0004980425240298722 | 0.0005078752179587193 | 0.0005144303472446172 | 0.0005144303472446172 | 0.0005144303472446172 | 0.0005144303472446172 | 0.0005144303472446172 | 0.0005144303472446172 | fully functional standard stream trap | fully functional standard stream trap | fully functional standard stream trap | fully functional standard stream trap | fully functional standard stream trap | fully functional standard stream trap | fully functional standard stream trap | fully functional standard stream trap | fully functional standard stream trap | fully functional standard stream trap | fully functional standard stream trap | fully functional standard stream trap | fully functional standard stream trap | fully functional standard stream trap | fully functional standard stream trap | fully functional standard stream trap | fully functional standard stream trap | fully functional standard stream trap | fully functional standard stream trap | fully functional standard stream trap | fully functional standard stream trap | fully functional standard stream trap | fully functional standard stream trap | fully functional standard stream trap | fully functional standard stream trap | fully functional standard stream trap | fully functional standard stream trap | fully functional standard stream trap | 94.7315 | 94.7315 | 94.7315 | 94.7315 | 94.7315 | 94.7315 | 94.7315 | 94.7315 | 94.7315 | 94.7315 | 94.7315 | 94.7315 | 94.7315 | 94.7315 | 94.7315 | 94.7315 | 94.7315 | 94.7315 | 94.7315 | 94.7315 | 94.7315 | 94.7315 | 94.7315 | 94.7315 | 94.7315 | 94.7315 | 94.7315 | 94.7315 | 173.275 | 173.275 | 173.275 | 173.275 | 173.275 | 173.275 | 173.275 | 173.275 | 173.275 | 173.275 | 173.275 | 173.275 | 173.275 | 173.275 | 173.275 | 173.275 | 173.275 | 173.275 | 173.275 | 173.275 | 173.275 | 173.275 | 173.275 | 173.275 | 173.275 | 173.275 | 173.275 | 173.275 | 0 | 0 | 0 | 1.0188 | 2.0243 | 3.5716 | 5.7714 | 8.7006 | 12.3743 | 16.7131 | 21.5117 | 26.4185 | 30.938 | 34.4762 | 36.4368 | 36.3591 | 34.0683 | 29.7816 | 24.4924 | 18.6314 | 12.8357 | 6.7438 | 4.477 | 0 | 0 | 0 | 0 | 0 | 0 | 0 | 0 | 1.0188 | 3.037 | 6.5894 | 12.3174 | 20.9344 | 33.1626 | 49.6407 | 70.7983 | 96.7174 | 126.9854 | 160.6049 | 195.9937 | 231.1217 | 263.7988 | 292.0655 | 314.9369 | 331.9198 | 343.1359 | 348.3282 | 351.3478 | 349.9908 | 348.7466 | 347.6069 | 346.563 | 345.6066 | 0 | 0 | 0 | 1.3271e-06 | 2.6528e-06 | 4.7101473087069906E-06 | 7.661700175939527E-06 | 1.1629390739948525E-05 | 1.6655772480655064E-05 | 2.2656424611005673E-05 | 2.937090921891484E-05 | 3.63267526855182E-05 | 4.283787088896227E-05 | 4.8061307201567996E-05 | 5.112818197032039E-05 | 5.134163537446242E-05 | 4.8398149930712844E-05 | 4.2552798349516055E-05 | 3.519069406113671E-05 | 2.6910530752633952E-05 | 1.86303674441312E-05 | 9.83269392884702E-06 | 6.555129285898012E-06 | 0 | 0 | 0 | 0 | 0 | 0 | 0
Gas Boiler - Steam Trap Replacement_Healthcare_Existing_fully functional standard stream trap | Gas Boiler - Steam Trap Replacement_Healthcare_Existing | Gas Boiler - Steam Trap Replacement_Commercial_Existing_faulty steam trap in the failed open or leaking state_fully functional standard stream trap | Commercial | Healthcare | Existing | Space Heating | Natural Gas | Gas Boiler - Steam Trap Replacement | NEQ | faulty steam trap in the failed open or leaking state | 6 | 6 | 6 | 5198.2494 | 0 | 0 | 0.01 | 0.05 | Retro1Slow | 0.012666666666666666 | TBD | A | WCM519 | 0.7 | 0.42 | perbldg | 0.0321 | 148.3298627081365 | 148.3299 | 116.99256776979776 | 116.9926 | IL TRM v13 - 4.4.16 - Stean Trap Replacement or Repair - CI-HVC-STRE-V11-250101 | IL TRM v13 - 4.4.16 - Stean Trap Replacement or Repair - CI-HVC-STRE-V11-250101 | IL TRM v13 - 4.4.16 - Stean Trap Replacement or Repair - CI-HVC-STRE-V11-250101 | 0 | 0 | 2841.9436 | faulty steam trap in the failed open or leaking state | faulty steam trap in the failed open or leaking state | faulty steam trap in the failed open or leaking state | faulty steam trap in the failed open or leaking state | faulty steam trap in the failed open or leaking state | faulty steam trap in the failed open or leaking state | faulty steam trap in the failed open or leaking state | faulty steam trap in the failed open or leaking state | faulty steam trap in the failed open or leaking state | faulty steam trap in the failed open or leaking state | faulty steam trap in the failed open or leaking state | faulty steam trap in the failed open or leaking state | faulty steam trap in the failed open or leaking state | faulty steam trap in the failed open or leaking state | faulty steam trap in the failed open or leaking state | faulty steam trap in the failed open or leaking state | faulty steam trap in the failed open or leaking state | faulty steam trap in the failed open or leaking state | faulty steam trap in the failed open or leaking state | faulty steam trap in the failed open or leaking state | faulty steam trap in the failed open or leaking state | faulty steam trap in the failed open or leaking state | faulty steam trap in the failed open or leaking state | faulty steam trap in the failed open or leaking state | faulty steam trap in the failed open or leaking state | faulty steam trap in the failed open or leaking state | faulty steam trap in the failed open or leaking state | faulty steam trap in the failed open or leaking state | 0 | 0 | 0 | 13.9893 | 27.5716 | 48.2349 | 77.248 | 115.3564 | 162.4347 | 217.1034 | 276.3875 | 335.5585 | 388.2863 | 427.3517 | 445.8817 | 439.0431 | 405.7782 | 349.7288 | 283.4417 | 212.5196 | 144.3421 | 74.8204 | 49.0407 | 0 | 0 | 0 | 0 | 0 | 0 | 0 | 0 | 13.9893 | 41.3648 | 88.9916 | 164.864 | 277.5555 | 435.3195 | 644.833 | 909.6342 | 1228.468 | 1593.7284 | 1990.7873 | 2398.3963 | 2790.8363 | 3142.0352 | 3429.754 | 3644.652 | 3786.0451 | 3858.6745 | 3864.5977 | 3848.5926 | 3787.812 | 3731.7081 | 3679.9494 | 3632.1973 | 3588.1413 | 0 | 0 | 0 | 2.7559273609682086E-08 | 5.508918028081134E-08 | 9.781333426668209E-08 | 1.5910679459534713E-07 | 2.415018913870674E-07 | 3.4588231202631916E-07 | 4.7049493116013303E-07 | 6.099313615596323E-07 | 7.543799737819888E-07 | 8.895931931448002E-07 | 9.980657500691156E-07 | 1.0617540441391327E-06 | 1.066186726983491E-06 | 1.0050607989076602E-06 | 8.836732306120871E-07 | 7.307879978436229E-07 | 5.58837880703947E-07 | 3.868877635642711E-07 | 2.0419076410336528E-07 | 1.3612717606891022E-07 | 0 | 0 | 0 | 0 | 0 | 0 | 0 | 0 | 2.7559273609682086E-08 | 8.264845389049342E-08 | 1.804617881571755E-07 | 3.395685827525226E-07 | 5.8107047413959E-07 | 9.269527861659092E-07 | 1.3974477173260422E-06 | 2.0073790788856743E-06 | 2.761759052667663E-06 | 3.6513522458124628E-06 | 4.649417995881579E-06 | 5.7111720400207115E-06 | 6.777358767004203E-06 | 7.782419565911862E-06 | 8.66609279652395E-06 | 9.396880794367573E-06 | 9.955718675071521E-06 | 1.0342606438635791E-05 | 1.0546797202739156E-05 | 1.0682924378808067E-05 | 1.0682924378808067E-05 | 1.0682924378808067E-05 | 1.0682924378808067E-05 | 1.0682924378808067E-05 | 1.0682924378808067E-05 | fully functional standard stream trap | fully functional standard stream trap | fully functional standard stream trap | fully functional standard stream trap | fully functional standard stream trap | fully functional standard stream trap | fully functional standard stream trap | fully functional standard stream trap | fully functional standard stream trap | fully functional standard stream trap | fully functional standard stream trap | fully functional standard stream trap | fully functional standard stream trap | fully functional standard stream trap | fully functional standard stream trap | fully functional standard stream trap | fully functional standard stream trap | fully functional standard stream trap | fully functional standard stream trap | fully functional standard stream trap | fully functional standard stream trap | fully functional standard stream trap | fully functional standard stream trap | fully functional standard stream trap | fully functional standard stream trap | fully functional standard stream trap | fully functional standard stream trap | fully functional standard stream trap | 2841.9436 | 2841.9436 | 2841.9436 | 2841.9436 | 2841.9436 | 2841.9436 | 2841.9436 | 2841.9436 | 2841.9436 | 2841.9436 | 2841.9436 | 2841.9436 | 2841.9436 | 2841.9436 | 2841.9436 | 2841.9436 | 2841.9436 | 2841.9436 | 2841.9436 | 2841.9436 | 2841.9436 | 2841.9436 | 2841.9436 | 2841.9436 | 2841.9436 | 2841.9436 | 2841.9436 | 2841.9436 | 5198.2494 | 5198.2494 | 5198.2494 | 5198.2494 | 5198.2494 | 5198.2494 | 5198.2494 | 5198.2494 | 5198.2494 | 5198.2494 | 5198.2494 | 5198.2494 | 5198.2494 | 5198.2494 | 5198.2494 | 5198.2494 | 5198.2494 | 5198.2494 | 5198.2494 | 5198.2494 | 5198.2494 | 5198.2494 | 5198.2494 | 5198.2494 | 5198.2494 | 5198.2494 | 5198.2494 | 5198.2494 | 0 | 0 | 0 | 11.9753 | 23.7804 | 41.9295 | 67.7095 | 102.0027 | 144.9664 | 195.6536 | 251.6444 | 308.8104 | 361.3594 | 402.3673 | 424.9091 | 423.6556 | 396.6637 | 346.4879 | 284.7428 | 216.4443 | 149.004 | 78.2285 | 51.8964 | 1.9362e-15 | 1.928e-15 | 1.9205e-15 | 1.9135e-15 | 1.9071e-15 | 0 | 0 | 0 | 11.9753 | 35.6769 | 77.3583 | 144.5068 | 245.4257 | 388.505 | 581.1235 | 828.2009 | 1130.5443 | 1483.2064 | 1874.3995 | 2285.5851 | 2693.0234 | 3071.4589 | 3397.9709 | 3661.3824 | 3855.964 | 3983.2994 | 4040.634 | 4072.7033 | 4054.1257 | 4036.9408 | 4021.1091 | 4006.5346 | 3993.1261 | 0 | 0 | 0 | 2.3425382568229775E-08 | 4.6825803238689635E-08 | 8.314133412667978E-08 | 1.3524077540604506E-07 | 2.0527660767900728E-07 | 2.939999652223713E-07 | 3.999206914861131E-07 | 5.184416573256875E-07 | 6.412229777146904E-07 | 7.561542141730803E-07 | 8.483558875587483E-07 | 9.024909375182628E-07 | 9.062587179359672E-07 | 8.543016790715108E-07 | 7.511222460202739E-07 | 6.211697981670795E-07 | 4.75012198598355E-07 | 3.2885459902963026E-07 | 1.7356214948786047E-07 | 1.1570809965857363E-07 | 4.336808689942018E-24 | 4.336808689942018E-24 | 4.336808689942018E-24 | 4.336808689942018E-24 | 4.336808689942018E-24 | 0 | 0 | 0 | 2.3425382568229775E-08 | 7.025118580691942E-08 | 1.533925199335992E-07 | 2.886332953396442E-07 | 4.939099030186515E-07 | 7.879098682410227E-07 | 1.187830559727136E-06 | 1.7062722170528235E-06 | 2.347495194767514E-06 | 3.1036494089405944E-06 | 3.952005296499343E-06 | 4.854496234017605E-06 | 5.760754951953573E-06 | 6.615056631025084E-06 | 7.366178877045358E-06 | 7.987348675212438E-06 | 8.462360873810792E-06 | 8.791215472840423E-06 | 8.964777622328282E-06 | 9.080485721986855E-06 | 9.080485721986855E-06 | 9.080485721986855E-06 | 9.080485721986855E-06 | 9.080485721986855E-06 | 9.080485721986855E-06 | fully functional standard stream trap | fully functional standard stream trap | fully functional standard stream trap | fully functional standard stream trap | fully functional standard stream trap | fully functional standard stream trap | fully functional standard stream trap | fully functional standard stream trap | fully functional standard stream trap | fully functional standard stream trap | fully functional standard stream trap | fully functional standard stream trap | fully functional standard stream trap | fully functional standard stream trap | fully functional standard stream trap | fully functional standard stream trap | fully functional standard stream trap | fully functional standard stream trap | fully functional standard stream trap | fully functional standard stream trap | fully functional standard stream trap | fully functional standard stream trap | fully functional standard stream trap | fully functional standard stream trap | fully functional standard stream trap | fully functional standard stream trap | fully functional standard stream trap | fully functional standard stream trap | 2841.9436 | 2841.9436 | 2841.9436 | 2841.9436 | 2841.9436 | 2841.9436 | 2841.9436 | 2841.9436 | 2841.9436 | 2841.9436 | 2841.9436 | 2841.9436 | 2841.9436 | 2841.9436 | 2841.9436 | 2841.9436 | 2841.9436 | 2841.9436 | 2841.9436 | 2841.9436 | 2841.9436 | 2841.9436 | 2841.9436 | 2841.9436 | 2841.9436 | 2841.9436 | 2841.9436 | 2841.9436 | 5198.2494 | 5198.2494 | 5198.2494 | 5198.2494 | 5198.2494 | 5198.2494 | 5198.2494 | 5198.2494 | 5198.2494 | 5198.2494 | 5198.2494 | 5198.2494 | 5198.2494 | 5198.2494 | 5198.2494 | 5198.2494 | 5198.2494 | 5198.2494 | 5198.2494 | 5198.2494 | 5198.2494 | 5198.2494 | 5198.2494 | 5198.2494 | 5198.2494 | 5198.2494 | 5198.2494 | 5198.2494 | 0 | 0 | 0 | 11.9749 | 23.7777 | 41.9169 | 67.6624 | 101.8573 | 144.5816 | 194.7626 | 249.8131 | 305.4327 | 355.7263 | 393.8282 | 413.1065 | 408.7639 | 379.5178 | 328.5127 | 267.372 | 201.2772 | 137.2238 | 71.3482 | 46.8748 | 1.732e-15 | 1.708e-15 | 1.6849e-15 | 1.6627e-15 | 1.6414e-15 | 0 | 0 | 0 | 11.9749 | 35.6729 | 77.3351 | 144.4064 | 245.0758 | 387.4737 | 578.477 | 822.1737 | 1118.1787 | 1460.0854 | 1834.6207 | 2222.0988 | 2598.3627 | 2938.6948 | 3221.6901 | 3438.0187 | 3585.7612 | 3668.3803 | 3685.2533 | 3678.6205 | 3626.4189 | 3576.1766 | 3527.8352 | 3481.3486 | 3436.7326 | 0 | 0 | 0 | 2.3425e-08 | 4.6826e-08 | 8.314133412667978E-08 | 1.3524077540604506E-07 | 2.0527660767900728E-07 | 2.939999652223713E-07 | 3.999206914861131E-07 | 5.184416573256875E-07 | 6.412229777146904E-07 | 7.561542141730803E-07 | 8.483558875587483E-07 | 9.024909375182628E-07 | 9.062587179359672E-07 | 8.543016790715108E-07 | 7.511222460202739E-07 | 6.211697981670795E-07 | 4.75012198598355E-07 | 3.2885459902963026E-07 | 1.7356214948786047E-07 | 1.1570809965857363E-07 | 4.336808689942018E-24 | 4.336808689942018E-24 | 4.336808689942018E-24 | 4.336808689942018E-24 | 4.336808689942018E-24 | 0 | 0
Gas Boiler - Thermostatic Radiator Valves_Lodging_Existing_TRV installed on an existing hydronic or steam heated radiator | Gas Boiler - Thermostatic Radiator Valves_Lodging_Existing | Gas Boiler - Thermostatic Radiator Valves_Commercial_Existing_existing hydronic or steam heated radiator without a TRV installed_TRV installed on an existing hydronic or steam heated radiator | Commercial | Lodging | Existing | Space Heating | Natural Gas | Gas Boiler - Thermostatic Radiator Valves | NEQ | existing hydronic or steam heated radiator without a TRV installed | 15 | 15 | 15 | 50 | 0 | 0 | 0 | 0.05 | Retro1Slow | 0.012666666666666666 | TBD | A | WCM625 | 0.7 | 0.42 | radiator | 0.0321 | 169.2916781050764 | 169.2917 | 133.52583061808843 | 133.5258 | IL TRM v12 - 5.3.19 - Thermostatic Radiator Valves - Provisional Measure - RS-HVC-TRVS-V01-210101 | AEG Market Research 2024 | IL TRM v12 - 5.3.19 - Thermostatic Radiator Valves - Provisional Measure - RS-HVC-TRVS-V01-210101 | 0 | 0 | 69.6607 | existing hydronic or steam heated radiator without a TRV installed | existing hydronic or steam heated radiator without a TRV installed | existing hydronic or steam heated radiator without a TRV installed | existing hydronic or steam heated radiator without a TRV installed | existing hydronic or steam heated radiator without a TRV installed | existing hydronic or steam heated radiator without a TRV installed | existing hydronic or steam heated radiator without a TRV installed | existing hydronic or steam heated radiator without a TRV installed | existing hydronic or steam heated radiator without a TRV installed | existing hydronic or steam heated radiator without a TRV installed | existing hydronic or steam heated radiator without a TRV installed | existing hydronic or steam heated radiator without a TRV installed | existing hydronic or steam heated radiator without a TRV installed | existing hydronic or steam heated radiator without a TRV installed | existing hydronic or steam heated radiator without a TRV installed | existing hydronic or steam heated radiator without a TRV installed | existing hydronic or steam heated radiator without a TRV installed | existing hydronic or steam heated radiator without a TRV installed | existing hydronic or steam heated radiator without a TRV installed | existing hydronic or steam heated radiator without a TRV installed | existing hydronic or steam heated radiator without a TRV installed | existing hydronic or steam heated radiator without a TRV installed | existing hydronic or steam heated radiator without a TRV installed | existing hydronic or steam heated radiator without a TRV installed | existing hydronic or steam heated radiator without a TRV installed | existing hydronic or steam heated radiator without a TRV installed | existing hydronic or steam heated radiator without a TRV installed | existing hydronic or steam heated radiator without a TRV installed | 0 | 0 | 0 | 8.8653 | 17.4526 | 30.4922 | 48.7603 | 72.6941 | 102.1692 | 136.2751 | 173.1112 | 209.7107 | 242.1402 | 265.9537 | 276.9479 | 272.1945 | 251.0944 | 215.9403 | 174.6146 | 130.6271 | 88.5194 | 45.7842 | 29.9465 | 0 | 0 | 0 | 0 | 0 | 0 | 0 | 0 | 8.8653 | 26.1836 | 56.2568 | 104.065 | 174.907 | 273.8101 | 404.7597 | 569.7358 | 767.7437 | 993.8693 | 1238.9263 | 1489.7019 | 1730.2407 | 1944.2824 | 2117.7041 | 2245.2919 | 2327.1265 | 2366.3738 | 2364.8321 | 2350.1247 | 2308.3979 | 2269.895 | 2234.3561 | 2201.548 | 2171.2564 | 0 | 0 | 0 | 8.682227618484208E-05 | 0.00017355203525599487 | 0.00030814949778932573 | 0.0005012473934867804 | 0.0007608235329469398 | 0.0010896618701753662 | 0.00148223938828352 | 0.0019215175942998302 | 0.0023765860943810737 | 0.002802559566745575 | 0.003144289701913223 | 0.003344932241909119 | 0.0033588968920520586 | 0.003166326787171277 | 0.002783909415464426 | 0.0023022623266476835 | 0.0017605535439070515 | 0.0012188447611664202 | 0.0006432791795044998 | 0.0004288527863363333 | 0 | 0 | 0 | 0 | 0 | 0 | 0 | 0 | 8.682227618484208E-05 | 0.00026037431144083694 | 0.0005685238092301627 | 0.001069771202716943 | 0.001830594735663883 | 0.0029202566058392494 | 0.0044024959941227695 | 0.0063240135884225996 | 0.008700599682803675 | 0.011503159249549248 | 0.014647448951462472 | 0.01799238119337159 | 0.02135127808542365 | 0.024517604872594925 | 0.027301514288059353 | 0.029603776614707037 | 0.03136433015861409 | 0.03258317491978051 | 0.033226454099285006 | 0.03365530688562134 | 0.03365530688562134 | 0.03365530688562134 | 0.03365530688562134 | 0.03365530688562134 | 0.03365530688562134 | TRV installed on an existing hydronic or steam heated radiator | TRV installed on an existing hydronic or steam heated radiator | TRV installed on an existing hydronic or steam heated radiator | TRV installed on an existing hydronic or steam heated radiator | TRV installed on an existing hydronic or steam heated radiator | TRV installed on an existing hydronic or steam heated radiator | TRV installed on an existing hydronic or steam heated radiator | TRV installed on an existing hydronic or steam heated radiator | TRV installed on an existing hydronic or steam heated radiator | TRV installed on an existing hydronic or steam heated radiator | TRV installed on an existing hydronic or steam heated radiator | TRV installed on an existing hydronic or steam heated radiator | TRV installed on an existing hydronic or steam heated radiator | TRV installed on an existing hydronic or steam heated radiator | TRV installed on an existing hydronic or steam heated radiator | TRV installed on an existing hydronic or steam heated radiator | TRV installed on an existing hydronic or steam heated radiator | TRV installed on an existing hydronic or steam heated radiator | TRV installed on an existing hydronic or steam heated radiator | TRV installed on an existing hydronic or steam heated radiator | TRV installed on an existing hydronic or steam heated radiator | TRV installed on an existing hydronic or steam heated radiator | TRV installed on an existing hydronic or steam heated radiator | TRV installed on an existing hydronic or steam heated radiator | TRV installed on an existing hydronic or steam heated radiator | TRV installed on an existing hydronic or steam heated radiator | TRV installed on an existing hydronic or steam heated radiator | TRV installed on an existing hydronic or steam heated radiator | 69.6607 | 69.6607 | 69.6607 | 69.6607 | 69.6607 | 69.6607 | 69.6607 | 69.6607 | 69.6607 | 69.6607 | 69.6607 | 69.6607 | 69.6607 | 69.6607 | 69.6607 | 69.6607 | 69.6607 | 69.6607 | 69.6607 | 69.6607 | 69.6607 | 69.6607 | 69.6607 | 69.6607 | 69.6607 | 69.6607 | 69.6607 | 69.6607 | 50 | 50 | 50 | 50 | 50 | 50 | 50 | 50 | 50 | 50 | 50 | 50 | 50 | 50 | 50 | 50 | 50 | 50 | 50 | 50 | 50 | 50 | 50 | 50 | 50 | 50 | 50 | 50 | 0 | 0 | 0 | 7.5985 | 15.0946 | 26.6257 | 43.0145 | 64.8282 | 92.1684 | 124.4377 | 160.1058 | 196.5642 | 230.1469 | 256.4632 | 271.0966 | 270.6104 | 253.6763 | 221.8731 | 182.5753 | 138.9689 | 95.7969 | 50.3595 | 33.4506 | 1.2134e-15 | 1.2097e-15 | 1.2062e-15 | 1.2031e-15 | 1.2002e-15 | 0 | 0 | 0 | 7.5985 | 22.6459 | 49.1233 | 91.8024 | 155.9813 | 247.008 | 369.6005 | 526.933 | 719.6147 | 944.6424 | 1194.7153 | 1458.2278 | 1720.1714 | 1964.2749 | 2175.8866 | 2347.656 | 2475.7355 | 2560.9224 | 2601.1552 | 2625.1214 | 2616.3084 | 2608.2264 | 2600.8165 | 2594.0203 | 2587.7841 | 0 | 0 | 0 | 7.379893475711577E-05 | 0.00014751922996759562 | 0.00026192707312092686 | 0.00042606028446376344 | 0.0006467000030048988 | 0.0009262125896490614 | 0.001259903480040992 | 0.001633289955154856 | 0.0020200981802239127 | 0.0023821756317337385 | 0.0026726462466262393 | 0.0028431924056227516 | 0.0028550623582442496 | 0.002691377769095586 | 0.002366323003144762 | 0.0019569229776505307 | 0.0014964705123209933 | 0.0010360180469914575 | 0.0005467873025788245 | 0.0003645248683858832 | 1.3267590260025984E-20 | 1.3267590260025984E-20 | 1.3267590260025984E-20 | 1.3267590260025984E-20 | 1.3267590260025984E-20 | 0 | 0 | 0 | 7.379893475711577E-05 | 0.00022131816472471138 | 0.00048324523784563824 | 0.0009093055223094017 | 0.0015560055253143006 | 0.0024822181149633618 | 0.003742121595004354 | 0.00537541155015921 | 0.007395509730383123 | 0.009777685362116862 | 0.012450331608743101 | 0.015293524014365853 | 0.018148586372610104 | 0.02083996414170569 | 0.023206287144850454 | 0.025163210122500983 | 0.02665968063482198 | 0.027695698681813437 | 0.02824248598439226 | 0.028607010852778145 | 0.028607010852778145 | 0.028607010852778145 | 0.028607010852778145 | 0.028607010852778145 | 0.028607010852778145 | TRV installed on an existing hydronic or steam heated radiator | TRV installed on an existing hydronic or steam heated radiator | TRV installed on an existing hydronic or steam heated radiator | TRV installed on an existing hydronic or steam heated radiator | TRV installed on an existing hydronic or steam heated radiator | TRV installed on an existing hydronic or steam heated radiator | TRV installed on an existing hydronic or steam heated radiator | TRV installed on an existing hydronic or steam heated radiator | TRV installed on an existing hydronic or steam heated radiator | TRV installed on an existing hydronic or steam heated radiator | TRV installed on an existing hydronic or steam heated radiator | TRV installed on an existing hydronic or steam heated radiator | TRV installed on an existing hydronic or steam heated radiator | TRV installed on an existing hydronic or steam heated radiator | TRV installed on an existing hydronic or steam heated radiator | TRV installed on an existing hydronic or steam heated radiator | TRV installed on an existing hydronic or steam heated radiator | TRV installed on an existing hydronic or steam heated radiator | TRV installed on an existing hydronic or steam heated radiator | TRV installed on an existing hydronic or steam heated radiator | TRV installed on an existing hydronic or steam heated radiator | TRV installed on an existing hydronic or steam heated radiator | TRV installed on an existing hydronic or steam heated radiator | TRV installed on an existing hydronic or steam heated radiator | TRV installed on an existing hydronic or steam heated radiator | TRV installed on an existing hydronic or steam heated radiator | TRV installed on an existing hydronic or steam heated radiator | TRV installed on an existing hydronic or steam heated radiator | 69.6607 | 69.6607 | 69.6607 | 69.6607 | 69.6607 | 69.6607 | 69.6607 | 69.6607 | 69.6607 | 69.6607 | 69.6607 | 69.6607 | 69.6607 | 69.6607 | 69.6607 | 69.6607 | 69.6607 | 69.6607 | 69.6607 | 69.6607 | 69.6607 | 69.6607 | 69.6607 | 69.6607 | 69.6607 | 69.6607 | 69.6607 | 69.6607 | 50 | 50 | 50 | 50 | 50 | 50 | 50 | 50 | 50 | 50 | 50 | 50 | 50 | 50 | 50 | 50 | 50 | 50 | 50 | 50 | 50 | 50 | 50 | 50 | 50 | 50 | 50 | 50 | 0 | 0 | 0 | 7.5965 | 15.0845 | 26.5939 | 42.9365 | 64.6654 | 91.8671 | 123.9312 | 159.3198 | 195.4276 | 228.6082 | 254.6189 | 269.0065 | 268.3804 | 251.4481 | 219.802 | 180.8636 | 137.6605 | 94.8916 | 49.882 | 33.1324 | 1.2019e-15 | 1.1982e-15 | 1.1949e-15 | 1.1919e-15 | 1.1892e-15 | 0 | 0 | 0 | 7.5965 | 22.6308 | 49.0647 | 91.6359 | 155.5894 | 246.2007 | 368.0962 | 524.3462 | 715.4536 | 938.3266 | 1186.1241 | 1446.9854 | 1705.9957 | 1947.0215 | 2155.5758 | 2325.6448 | 2452.4279 | 2536.7209 | 2576.4871 | 2600.1454 | 2591.4001 | 2583.4706 | 2576.3171 | 2569.892 | 2564.1481 | 0 | 0 | 0 | 7.3799e-05 | 0.00014752 | 0.00026192707312092686 | 0.00042606028446376344 | 0.0006467000030048988 | 0.0009262125896490614 | 0.001259903480040992 | 0.001633289955154856 | 0.0020200981802239127 | 0.0023821756317337385 | 0.0026726462466262393 | 0.0028431924056227516 | 0.0028550623582442496 | 0.002691377769095586 | 0.002366323003144762 | 0.0019569229776505307 | 0.0014964705123209933 | 0.0010360180469914575 | 0.0005467873025788245 | 0.0003645248683858832 | 1.3267590260025984E-20 | 1.3267590260025984E-20 | 1.3267590260025984E-20 | 1.3267590260025984E-20 | 1.3267590260025984E-20 | 0 | 0
Gas Boiler - Thermostatic Radiator Valves_Education_Existing_TRV installed on an existing hydronic or steam heated radiator | Gas Boiler - Thermostatic Radiator Valves_Education_Existing | Gas Boiler - Thermostatic Radiator Valves_Commercial_Existing_existing hydronic or steam heated radiator without a TRV installed_TRV installed on an existing hydronic or steam heated radiator | Commercial | Education | Existing | Space Heating | Natural Gas | Gas Boiler - Thermostatic Radiator Valves | NEQ | existing hydronic or steam heated radiator without a TRV installed | 15 | 15 | 15 | 50 | 0 | 0 | 0 | 0.05 | Retro1Slow | 0.012666666666666666 | TBD | A | WCM425 | 0.7 | 0.42 | radiator | 0.0321 | 169.29207564993564 | 169.2921 | 133.52614417459714 | 133.5261 | IL TRM v12 - 5.3.19 - Thermostatic Radiator Valves - Provisional Measure - RS-HVC-TRVS-V01-210101 | AEG Market Research 2024 | IL TRM v12 - 5.3.19 - Thermostatic Radiator Valves - Provisional Measure - RS-HVC-TRVS-V01-210101 | 0 | 0 | 69.6607 | existing hydronic or steam heated radiator without a TRV installed | existing hydronic or steam heated radiator without a TRV installed | existing hydronic or steam heated radiator without a TRV installed | existing hydronic or steam heated radiator without a TRV installed | existing hydronic or steam heated radiator without a TRV installed | existing hydronic or steam heated radiator without a TRV installed | existing hydronic or steam heated radiator without a TRV installed | existing hydronic or steam heated radiator without a TRV installed | existing hydronic or steam heated radiator without a TRV installed | existing hydronic or steam heated radiator without a TRV installed | existing hydronic or steam heated radiator without a TRV installed | existing hydronic or steam heated radiator without a TRV installed | existing hydronic or steam heated radiator without a TRV installed | existing hydronic or steam heated radiator without a TRV installed | existing hydronic or steam heated radiator without a TRV installed | existing hydronic or steam heated radiator without a TRV installed | existing hydronic or steam heated radiator without a TRV installed | existing hydronic or steam heated radiator without a TRV installed | existing hydronic or steam heated radiator without a TRV installed | existing hydronic or steam heated radiator without a TRV installed | existing hydronic or steam heated radiator without a TRV installed | existing hydronic or steam heated radiator without a TRV installed | existing hydronic or steam heated radiator without a TRV installed | existing hydronic or steam heated radiator without a TRV installed | existing hydronic or steam heated radiator without a TRV installed | existing hydronic or steam heated radiator without a TRV installed | existing hydronic or steam heated radiator without a TRV installed | existing hydronic or steam heated radiator without a TRV installed | 0 | 0 | 0 | 94.9977 | 187.7503 | 329.3783 | 529.0641 | 792.5436 | 1119.6521 | 1501.6264 | 1918.5709 | 2338.1829 | 2716.4988 | 3002.6181 | 3147.0911 | 3113.8285 | 2892.4698 | 2506.2606 | 2042.6649 | 1540.1573 | 1051.9254 | 548.1853 | 361.126 | 8.2783e-15 | 8.1933e-15 | 8.1148e-15 | 8.0425e-15 | 7.9758e-15 | 0 | 0 | 0 | 94.9977 | 281.6755 | 607.6902 | 1129.1381 | 1906.9154 | 3000.6293 | 4460.0785 | 6314.3154 | 8560.0071 | 11149.9211 | 13987.4819 | 16928.1943 | 19793.4682 | 22397.0663 | 24578.6412 | 26265.7277 | 27437.9623 | 28120.946 | 28314.6974 | 28340.2734 | 28028.027 | 27740.0917 | 27474.5544 | 27229.6568 | 27003.7808 | 0 | 0 | 0 | 0.0006213427350635731 | 0.0012420233723454955 | 0.0022052687418291092 | 0.0035871718653114185 | 0.005444825863071696 | 0.007798154073590781 | 0.01060763108276847 | 0.013751321089223821 | 0.017008014174300083 | 0.020056488989910772 | 0.022502077221053938 | 0.023937973514601214 | 0.02403791139109211 | 0.022659785397212764 | 0.019923019372255196 | 0.016476116887647784 | 0.012599383502318897 | 0.008722650116990005 | 0.004603620895078059 | 0.0030690805967187058 | 7.113816270241578E-20 | 7.113816270241578E-20 | 7.113816270241578E-20 | 7.113816270241578E-20 | 7.113816270241578E-20 | 0 | 0 | 0 | 0.0006213427350635731 | 0.0018633661074090686 | 0.004068634849238178 | 0.007655806714549597 | 0.013100632577621294 | 0.020898786651212073 | 0.031506417733980545 | 0.045257738823204365 | 0.06226575299750445 | 0.08232224198741521 | 0.10482431920846914 | 0.12876229272307035 | 0.15280020411416245 | 0.17545998951137523 | 0.19538300888363042 | 0.21185912577127822 | 0.22445850927359712 | 0.23318115939058712 | 0.2377847802856652 | 0.24085386088238392 | 0.24085386088238392 | 0.24085386088238392 | 0.24085386088238392 | 0.24085386088238392 | 0.24085386088238392 | TRV installed on an existing hydronic or steam heated radiator | TRV installed on an existing hydronic or steam heated radiator | TRV installed on an existing hydronic or steam heated radiator | TRV installed on an existing hydronic or steam heated radiator | TRV installed on an existing hydronic or steam heated radiator | TRV installed on an existing hydronic or steam heated radiator | TRV installed on an existing hydronic or steam heated radiator | TRV installed on an existing hydronic or steam heated radiator | TRV installed on an existing hydronic or steam heated radiator | TRV installed on an existing hydronic or steam heated radiator | TRV installed on an existing hydronic or steam heated radiator | TRV installed on an existing hydronic or steam heated radiator | TRV installed on an existing hydronic or steam heated radiator | TRV installed on an existing hydronic or steam heated radiator | TRV installed on an existing hydronic or steam heated radiator | TRV installed on an existing hydronic or steam heated radiator | TRV installed on an existing hydronic or steam heated radiator | TRV installed on an existing hydronic or steam heated radiator | TRV installed on an existing hydronic or steam heated radiator | TRV installed on an existing hydronic or steam heated radiator | TRV installed on an existing hydronic or steam heated radiator | TRV installed on an existing hydronic or steam heated radiator | TRV installed on an existing hydronic or steam heated radiator | TRV installed on an existing hydronic or steam heated radiator | TRV installed on an existing hydronic or steam heated radiator | TRV installed on an existing hydronic or steam heated radiator | TRV installed on an existing hydronic or steam heated radiator | TRV installed on an existing hydronic or steam heated radiator | 69.6607 | 69.6607 | 69.6607 | 69.6607 | 69.6607 | 69.6607 | 69.6607 | 69.6607 | 69.6607 | 69.6607 | 69.6607 | 69.6607 | 69.6607 | 69.6607 | 69.6607 | 69.6607 | 69.6607 | 69.6607 | 69.6607 | 69.6607 | 69.6607 | 69.6607 | 69.6607 | 69.6607 | 69.6607 | 69.6607 | 69.6607 | 69.6607 | 50 | 50 | 50 | 50 | 50 | 50 | 50 | 50 | 50 | 50 | 50 | 50 | 50 | 50 | 50 | 50 | 50 | 50 | 50 | 50 | 50 | 50 | 50 | 50 | 50 | 50 | 50 | 50 | 0 | 0 | 0 | 81.1529 | 161.2554 | 284.5342 | 459.8432 | 693.3244 | 986.1799 | 1332.1074 | 1714.7458 | 2106.0696 | 2466.6122 | 2749.0917 | 2905.9963 | 2900.5242 | 2718.6088 | 2377.3926 | 1956.0404 | 1488.6996 | 1026.1506 | 539.4231 | 358.2992 | 0 | 0 | 0 | 0 | 0 | 0 | 0 | 0 | 81.1529 | 241.926 | 524.9546 | 981.4057 | 1668.1872 | 2642.9284 | 3956.5793 | 5643.4953 | 7710.248 | 10124.257 | 12806.4475 | 15631.3462 | 18437.571 | 21050.8202 | 23314.8452 | 25151.8609 | 26521.241 | 27431.9127 | 27862.1106 | 28118.4396 | 28024.5162 | 27938.3402 | 27859.2903 | 27786.7497 | 27720.1555 | 0 | 0 | 0 | 0.0005281413248040372 | 0.0010557198664936712 | 0.0018744784305547429 | 0.0030490960855147054 | 0.004628101983610941 | 0.006628430962552164 | 0.0090164864203532 | 0.011688622925840247 | 0.014456812048155073 | 0.017048015641424157 | 0.019126765637895844 | 0.020347277487411032 | 0.020432224682428293 | 0.01926081758763085 | 0.016934566466416914 | 0.014004699354500615 | 0.010709475976971061 | 0.007414252599441503 | 0.003913077760816348 | 0.0026087185072109 | 0 | 0 | 0 | 0 | 0 | 0 | 0 | 0 | 0.0005281413248040372 | 0.0015838611912977084 | 0.003458339621852451 | 0.006507435707367157 | 0.011135537690978099 | 0.017763968653530263 | 0.026780455073883467 | 0.03846907799972372 | 0.05292589004787879 | 0.06997390568930295 | 0.0891006713271988 | 0.10944794881460983 | 0.12988017349703812 | 0.14914099108466897 | 0.16607555755108588 | 0.18008025690558652 | 0.19078973288255754 | 0.19820398548199905 | 0.20211706324281542 | 0.20472578175002634 | 0.20472578175002634 | 0.20472578175002634 | 0.20472578175002634 | 0.20472578175002634 | 0.20472578175002634 | TRV installed on an existing hydronic or steam heated radiator | TRV installed on an existing hydronic or steam heated radiator | TRV installed on an existing hydronic or steam heated radiator | TRV installed on an existing hydronic or steam heated radiator | TRV installed on an existing hydronic or steam heated radiator | TRV installed on an existing hydronic or steam heated radiator | TRV installed on an existing hydronic or steam heated radiator | TRV installed on an existing hydronic or steam heated radiator | TRV installed on an existing hydronic or steam heated radiator | TRV installed on an existing hydronic or steam heated radiator | TRV installed on an existing hydronic or steam heated radiator | TRV installed on an existing hydronic or steam heated radiator | TRV installed on an existing hydronic or steam heated radiator | TRV installed on an existing hydronic or steam heated radiator | TRV installed on an existing hydronic or steam heated radiator | TRV installed on an existing hydronic or steam heated radiator | TRV installed on an existing hydronic or steam heated radiator | TRV installed on an existing hydronic or steam heated radiator | TRV installed on an existing hydronic or steam heated radiator | TRV installed on an existing hydronic or steam heated radiator | TRV installed on an existing hydronic or steam heated radiator | TRV installed on an existing hydronic or steam heated radiator | TRV installed on an existing hydronic or steam heated radiator | TRV installed on an existing hydronic or steam heated radiator | TRV installed on an existing hydronic or steam heated radiator | TRV installed on an existing hydronic or steam heated radiator | TRV installed on an existing hydronic or steam heated radiator | TRV installed on an existing hydronic or steam heated radiator | 69.6607 | 69.6607 | 69.6607 | 69.6607 | 69.6607 | 69.6607 | 69.6607 | 69.6607 | 69.6607 | 69.6607 | 69.6607 | 69.6607 | 69.6607 | 69.6607 | 69.6607 | 69.6607 | 69.6607 | 69.6607 | 69.6607 | 69.6607 | 69.6607 | 69.6607 | 69.6607 | 69.6607 | 69.6607 | 69.6607 | 69.6607 | 69.6607 | 50 | 50 | 50 | 50 | 50 | 50 | 50 | 50 | 50 | 50 | 50 | 50 | 50 | 50 | 50 | 50 | 50 | 50 | 50 | 50 | 50 | 50 | 50 | 50 | 50 | 50 | 50 | 50 | 0 | 0 | 0 | 81.1529 | 161.2554 | 284.5342 | 459.8432 | 693.3244 | 986.1799 | 1332.1074 | 1714.7458 | 2106.0696 | 2466.6122 | 2749.0917 | 2905.9963 | 2900.5242 | 2718.6088 | 2377.3926 | 1956.0404 | 1488.6996 | 1026.1506 | 539.4231 | 358.2992 | 0 | 0 | 0 | 0 | 0 | 0 | 0 | 0 | 81.1529 | 241.926 | 524.9546 | 981.4057 | 1668.1872 | 2642.9284 | 3956.5793 | 5643.4953 | 7710.248 | 10124.257 | 12806.4475 | 15631.3462 | 18437.571 | 21050.8202 | 23314.8452 | 25151.8609 | 26521.241 | 27431.9127 | 27862.1106 | 28118.4396 | 28024.5162 | 27938.3402 | 27859.2903 | 27786.7497 | 27720.1555 | 0 | 0 | 0 | 0.00052814 | 0.0010557 | 0.0018744784305547429 | 0.0030490960855147054 | 0.004628101983610941 | 0.006628430962552164 | 0.0090164864203532 | 0.011688622925840247 | 0.014456812048155073 | 0.017048015641424157 | 0.019126765637895844 | 0.020347277487411032 | 0.020432224682428293 | 0.01926081758763085 | 0.016934566466416914 | 0.014004699354500615 | 0.010709475976971061 | 0.007414252599441503 | 0.003913077760816348 | 0.0026087185072109 | 0 | 0 | 0 | 0 | 0 | 0 | 0
Gas Boiler - Thermostatic Radiator Valves_Office_Existing_TRV installed on an existing hydronic or steam heated radiator | Gas Boiler - Thermostatic Radiator Valves_Office_Existing | Gas Boiler - Thermostatic Radiator Valves_Commercial_Existing_existing hydronic or steam heated radiator without a TRV installed_TRV installed on an existing hydronic or steam heated radiator | Commercial | Office | Existing | Space Heating | Natural Gas | Gas Boiler - Thermostatic Radiator Valves | NEQ | existing hydronic or steam heated radiator without a TRV installed | 15 | 15 | 15 | 50 | 0 | 0 | 0 | 0.05 | Retro1Slow | 0.012666666666666666 | TBD | A | WCM25 | 0.7 | 0.42 | radiator | 0.0321 | 169.292151887014 | 169.2922 | 133.52620430525047 | 133.5262 | IL TRM v12 - 5.3.19 - Thermostatic Radiator Valves - Provisional Measure - RS-HVC-TRVS-V01-210101 | AEG Market Research 2024 | IL TRM v12 - 5.3.19 - Thermostatic Radiator Valves - Provisional Measure - RS-HVC-TRVS-V01-210101 | 0 | 0 | 69.6607 | existing hydronic or steam heated radiator without a TRV installed | existing hydronic or steam heated radiator without a TRV installed | existing hydronic or steam heated radiator without a TRV installed | existing hydronic or steam heated radiator without a TRV installed | existing hydronic or steam heated radiator without a TRV installed | existing hydronic or steam heated radiator without a TRV installed | existing hydronic or steam heated radiator without a TRV installed | existing hydronic or steam heated radiator without a TRV installed | existing hydronic or steam heated radiator without a TRV installed | existing hydronic or steam heated radiator without a TRV installed | existing hydronic or steam heated radiator without a TRV installed | existing hydronic or steam heated radiator without a TRV installed | existing hydronic or steam heated radiator without a TRV installed | existing hydronic or steam heated radiator without a TRV installed | existing hydronic or steam heated radiator without a TRV installed | existing hydronic or steam heated radiator without a TRV installed | existing hydronic or steam heated radiator without a TRV installed | existing hydronic or steam heated radiator without a TRV installed | existing hydronic or steam heated radiator without a TRV installed | existing hydronic or steam heated radiator without a TRV installed | existing hydronic or steam heated radiator without a TRV installed | existing hydronic or steam heated radiator without a TRV installed | existing hydronic or steam heated radiator without a TRV installed | existing hydronic or steam heated radiator without a TRV installed | existing hydronic or steam heated radiator without a TRV installed | existing hydronic or steam heated radiator without a TRV installed | existing hydronic or steam heated radiator without a TRV installed | existing hydronic or steam heated radiator without a TRV installed | 0 | 0 | 0 | 89.3905 | 176.3935 | 308.9286 | 495.3065 | 740.5151 | 1043.9443 | 1396.9654 | 1780.688 | 2164.9379 | 2509.0798 | 2766.5079 | 2892.3993 | 2854.5747 | 2644.7355 | 2285.4018 | 1857.3821 | 1396.516 | 951.1511 | 494.3491 | 324.8398 | 7.8834e-15 | 7.7848e-15 | 7.6938e-15 | 7.6099e-15 | 7.5325e-15 | 0 | 0 | 0 | 89.3905 | 264.6372 | 569.9613 | 1057.0921 | 1781.7312 | 2797.7351 | 4149.2181 | 5860.5216 | 7925.7629 | 10298.566 | 12887.5792 | 15558.2079 | 18145.4863 | 20478.8025 | 22412.7012 | 23883.2582 | 24878.9867 | 25426.9657 | 25533.966 | 25492.6255 | 25151.2537 | 24836.5027 | 24546.2728 | 24278.6332 | 24031.8078 | 0 | 0 | 0 | 0.0020111496895029225 | 0.00402015631419983 | 0.007137969586055159 | 0.011610885870221915 | 0.017623703032101486 | 0.02524090853366686 | 0.034334567308151744 | 0.044510000001879525 | 0.05505119879160598 | 0.06491844086734316 | 0.07283427175126318 | 0.07748195204421864 | 0.07780542895628664 | 0.07334473840938134 | 0.06448642908872529 | 0.053329564333630425 | 0.04078143154924679 | 0.02823329876486315 | 0.014900907681455558 | 0.009933938454303702 | 2.4435531662603877E-19 | 2.4435531662603877E-19 | 2.4435531662603877E-19 | 2.4435531662603877E-19 | 2.4435531662603877E-19 | 0 | 0 | 0 | 0.0020111496895029225 | 0.006031306003702753 | 0.013169275589757912 | 0.024780161459979827 | 0.04240386449208131 | 0.06764477302574817 | 0.10197934033389992 | 0.14648934033577943 | 0.20154053912738543 | 0.26645897999472856 | 0.3392932517459918 | 0.41677520379021044 | 0.49458063274649705 | 0.5679253711558784 | 0.6324118002446036 | 0.6857413645782342 | 0.7265227961274809 | 0.7547560948923441 | 0.7696570025737997 | 0.7795909410281033 | 0.7795909410281033 | 0.7795909410281033 | 0.7795909410281033 | 0.7795909410281033 | 0.7795909410281033 | TRV installed on an existing hydronic or steam heated radiator | TRV installed on an existing hydronic or steam heated radiator | TRV installed on an existing hydronic or steam heated radiator | TRV installed on an existing hydronic or steam heated radiator | TRV installed on an existing hydronic or steam heated radiator | TRV installed on an existing hydronic or steam heated radiator | TRV installed on an existing hydronic or steam heated radiator | TRV installed on an existing hydronic or steam heated radiator | TRV installed on an existing hydronic or steam heated radiator | TRV installed on an existing hydronic or steam heated radiator | TRV installed on an existing hydronic or steam heated radiator | TRV installed on an existing hydronic or steam heated radiator | TRV installed on an existing hydronic or steam heated radiator | TRV installed on an existing hydronic or steam heated radiator | TRV installed on an existing hydronic or steam heated radiator | TRV installed on an existing hydronic or steam heated radiator | TRV installed on an existing hydronic or steam heated radiator | TRV installed on an existing hydronic or steam heated radiator | TRV installed on an existing hydronic or steam heated radiator | TRV installed on an existing hydronic or steam heated radiator | TRV installed on an existing hydronic or steam heated radiator | TRV installed on an existing hydronic or steam heated radiator | TRV installed on an existing hydronic or steam heated radiator | TRV installed on an existing hydronic or steam heated radiator | TRV installed on an existing hydronic or steam heated radiator | TRV installed on an existing hydronic or steam heated radiator | TRV installed on an existing hydronic or steam heated radiator | TRV installed on an existing hydronic or steam heated radiator | 69.6607 | 69.6607 | 69.6607 | 69.6607 | 69.6607 | 69.6607 | 69.6607 | 69.6607 | 69.6607 | 69.6607 | 69.6607 | 69.6607 | 69.6607 | 69.6607 | 69.6607 | 69.6607 | 69.6607 | 69.6607 | 69.6607 | 69.6607 | 69.6607 | 69.6607 | 69.6607 | 69.6607 | 69.6607 | 69.6607 | 69.6607 | 69.6607 | 50 | 50 | 50 | 50 | 50 | 50 | 50 | 50 | 50 | 50 | 50 | 50 | 50 | 50 | 50 | 50 | 50 | 50 | 50 | 50 | 50 | 50 | 50 | 50 | 50 | 50 | 50 | 50 | 0 | 0 | 0 | 76.435 | 151.7735 | 267.5621 | 431.9571 | 650.5063 | 924.0755 | 1246.5025 | 1602.2716 | 1965.105 | 2298.2414 | 2559.401 | 2703.4671 | 2696.4649 | 2525.5941 | 2208.6346 | 1817.1999 | 1383.0204 | 953.2863 | 501.1016 | 332.832 | 0 | 0 | 0 | 0 | 0 | 0 | 0 | 0 | 76.435 | 227.7007 | 493.6416 | 921.8906 | 1565.1638 | 2476.4908 | 3702.3183 | 5273.3254 | 7194.1815 | 9433.1755 | 11922.7868 | 14541.9421 | 17140.4406 | 19556.2623 | 21659.8531 | 23366.5727 | 24638.5618 | 25484.0453 | 25882.7402 | 26119.8318 | 26032.0829 | 25952.8677 | 25881.8553 | 25818.6136 | 25762.6932 | 0 | 0 | 0 | 0.001709477236077484 | 0.0034171328670698554 | 0.0060672741481468855 | 0.009869252989688626 | 0.014980147577286265 | 0.021454772253616833 | 0.029184382211928983 | 0.0378335000015976 | 0.046793518972865086 | 0.05518067473724169 | 0.06190913098857371 | 0.06585965923758585 | 0.06613461461284365 | 0.06234302764797413 | 0.054813464725416504 | 0.04533012968358585 | 0.03466421681685975 | 0.02399830395013369 | 0.012665771529237225 | 0.008443847686158149 | 0 | 0 | 0 | 0 | 0 | 0 | 0 | 0 | 0.001709477236077484 | 0.00512661010314734 | 0.011193884251294224 | 0.02106313724098285 | 0.03604328481826912 | 0.05749805707188595 | 0.08668243928381493 | 0.12451593928541255 | 0.17130945825827762 | 0.22649013299551934 | 0.28839926398409305 | 0.3542589232216789 | 0.42039353783452255 | 0.48273656548249666 | 0.5375500302079133 | 0.582880159891499 | 0.6175443767083587 | 0.6415426806584924 | 0.6542084521877296 | 0.6626522998738877 | 0.6626522998738877 | 0.6626522998738877 | 0.6626522998738877 | 0.6626522998738877 | 0.6626522998738877 | TRV installed on an existing hydronic or steam heated radiator | TRV installed on an existing hydronic or steam heated radiator | TRV installed on an existing hydronic or steam heated radiator | TRV installed on an existing hydronic or steam heated radiator | TRV installed on an existing hydronic or steam heated radiator | TRV installed on an existing hydronic or steam heated radiator | TRV installed on an existing hydronic or steam heated radiator | TRV installed on an existing hydronic or steam heated radiator | TRV installed on an existing hydronic or steam heated radiator | TRV installed on an existing hydronic or steam heated radiator | TRV installed on an existing hydronic or steam heated radiator | TRV installed on an existing hydronic or steam heated radiator | TRV installed on an existing hydronic or steam heated radiator | TRV installed on an existing hydronic or steam heated radiator | TRV installed on an existing hydronic or steam heated radiator | TRV installed on an existing hydronic or steam heated radiator | TRV installed on an existing hydronic or steam heated radiator | TRV installed on an existing hydronic or steam heated radiator | TRV installed on an existing hydronic or steam heated radiator | TRV installed on an existing hydronic or steam heated radiator | TRV installed on an existing hydronic or steam heated radiator | TRV installed on an existing hydronic or steam heated radiator | TRV installed on an existing hydronic or steam heated radiator | TRV installed on an existing hydronic or steam heated radiator | TRV installed on an existing hydronic or steam heated radiator | TRV installed on an existing hydronic or steam heated radiator | TRV installed on an existing hydronic or steam heated radiator | TRV installed on an existing hydronic or steam heated radiator | 69.6607 | 69.6607 | 69.6607 | 69.6607 | 69.6607 | 69.6607 | 69.6607 | 69.6607 | 69.6607 | 69.6607 | 69.6607 | 69.6607 | 69.6607 | 69.6607 | 69.6607 | 69.6607 | 69.6607 | 69.6607 | 69.6607 | 69.6607 | 69.6607 | 69.6607 | 69.6607 | 69.6607 | 69.6607 | 69.6607 | 69.6607 | 69.6607 | 50 | 50 | 50 | 50 | 50 | 50 | 50 | 50 | 50 | 50 | 50 | 50 | 50 | 50 | 50 | 50 | 50 | 50 | 50 | 50 | 50 | 50 | 50 | 50 | 50 | 50 | 50 | 50 | 0 | 0 | 0 | 76.435 | 151.7735 | 267.5621 | 431.9571 | 650.5063 | 924.0755 | 1246.5025 | 1602.2716 | 1965.105 | 2298.2414 | 2557.8626 | 2700.1653 | 2691.4501 | 2519.2412 | 2200.0185 | 1807.5379 | 1373.6704 | 945.4415 | 496.2644 | 329.1576 | 0 | 0 | 0 | 0 | 0 | 0 | 0 | 0 | 76.435 | 227.7007 | 493.6416 | 921.8906 | 1565.1638 | 2476.4908 | 3702.3183 | 5273.3254 | 7194.1815 | 9433.1755 | 11915.6204 | 14524.1817 | 17108.5634 | 19507.0707 | 21575.3564 | 23242.3336 | 24471.9924 | 25274.3297 | 25632.8917 | 25831.4767 | 25709.3968 | 25596.6141 | 25492.6297 | 25396.8647 | 25308.7423 | 0 | 0 | 0 | 0.0017095 | 0.0034171 | 0.0060672741481468855 | 0.009869252989688626 | 0.014980147577286265 | 0.021454772253616833 | 0.029184382211928983 | 0.0378335000015976 | 0.046793518972865086 | 0.05518067473724169 | 0.06190913098857371 | 0.06585965923758585 | 0.06613461461284365 | 0.06234302764797413 | 0.054813464725416504 | 0.04533012968358585 | 0.03466421681685975 | 0.02399830395013369 | 0.012665771529237225 | 0.008443847686158149 | 0 | 0 | 0 | 0 | 0 | 0 | 0
Gas Boiler - Thermostatic Radiator Valves_Grocery_Existing_TRV installed on an existing hydronic or steam heated radiator | Gas Boiler - Thermostatic Radiator Valves_Grocery_Existing | Gas Boiler - Thermostatic Radiator Valves_Commercial_Existing_existing hydronic or steam heated radiator without a TRV installed_TRV installed on an existing hydronic or steam heated radiator | Commercial | Grocery | Existing | Space Heating | Natural Gas | Gas Boiler - Thermostatic Radiator Valves | NEQ | existing hydronic or steam heated radiator without a TRV installed | 15 | 15 | 15 | 50 | 0 | 0 | 0 | 0.05 | Retro1Slow | 0.012666666666666666 | TBD | A | WCM325 | 0.7 | 0.42 | radiator | 0.0321 | 169.2934396786617 | 169.2934 | 133.52722002824024 | 133.5272 | IL TRM v12 - 5.3.19 - Thermostatic Radiator Valves - Provisional Measure - RS-HVC-TRVS-V01-210101 | AEG Market Research 2024 | IL TRM v12 - 5.3.19 - Thermostatic Radiator Valves - Provisional Measure - RS-HVC-TRVS-V01-210101 | 0 | 0 | 69.6607 | existing hydronic or steam heated radiator without a TRV installed | existing hydronic or steam heated radiator without a TRV installed | existing hydronic or steam heated radiator without a TRV installed | existing hydronic or steam heated radiator without a TRV installed | existing hydronic or steam heated radiator without a TRV installed | existing hydronic or steam heated radiator without a TRV installed | existing hydronic or steam heated radiator without a TRV installed | existing hydronic or steam heated radiator without a TRV installed | existing hydronic or steam heated radiator without a TRV installed | existing hydronic or steam heated radiator without a TRV installed | existing hydronic or steam heated radiator without a TRV installed | existing hydronic or steam heated radiator without a TRV installed | existing hydronic or steam heated radiator without a TRV installed | existing hydronic or steam heated radiator without a TRV installed | existing hydronic or steam heated radiator without a TRV installed | existing hydronic or steam heated radiator without a TRV installed | existing hydronic or steam heated radiator without a TRV installed | existing hydronic or steam heated radiator without a TRV installed | existing hydronic or steam heated radiator without a TRV installed | existing hydronic or steam heated radiator without a TRV installed | existing hydronic or steam heated radiator without a TRV installed | existing hydronic or steam heated radiator without a TRV installed | existing hydronic or steam heated radiator without a TRV installed | existing hydronic or steam heated radiator without a TRV installed | existing hydronic or steam heated radiator without a TRV installed | existing hydronic or steam heated radiator without a TRV installed | existing hydronic or steam heated radiator without a TRV installed | existing hydronic or steam heated radiator without a TRV installed | 0 | 0 | 0 | 2.7223 | 5.3473 | 9.3205 | 14.8633 | 22.0985 | 30.9697 | 41.1817 | 52.1418 | 62.9517 | 72.4263 | 79.2608 | 82.2299 | 80.5098 | 73.9783 | 63.3828 | 51.0372 | 38.0223 | 25.6747 | 13.2356 | 8.6303 | 2.6557e-16 | 2.6043e-16 | 2.5569e-16 | 2.5133e-16 | 2.4731e-16 | 0 | 0 | 0 | 2.7223 | 8.0224 | 17.1959 | 31.7214 | 53.1706 | 82.9977 | 122.3165 | 171.6068 | 230.4641 | 297.275 | 369.2309 | 442.3144 | 511.7716 | 572.8315 | 621.5891 | 656.265 | 677.3684 | 686.3588 | 683.6401 | 677.2867 | 663.3222 | 650.4755 | 638.6436 | 627.7445 | 617.7031 | 0 | 0 | 0 | 3.01907217610041E-05 | 6.03492725336368E-05 | 0.00010715286626146872 | 0.0001742988234721026 | 0.0002645612693166802 | 0.0003789082684955377 | 0.0005154193016040895 | 0.0006681695711924699 | 0.0008264106018572346 | 0.0009745344146255836 | 0.0010933642804336638 | 0.001163133737819702 | 0.0011679896674898441 | 0.001101027239050793 | 0.0009680491950152265 | 0.0008005659881190385 | 0.0006121975203263233 | 0.00042382905253360856 | 0.0002236875555038489 | 0.00014912503700256595 | 4.6854408552299285E-21 | 4.6854408552299285E-21 | 4.6854408552299285E-21 | 4.6854408552299285E-21 | 4.6854408552299285E-21 | 0 | 0 | 0 | 3.01907217610041E-05 | 9.05399942946409E-05 | 0.00019769286055610963 | 0.0003719916840282123 | 0.0006365529533448925 | 0.0010154612218404302 | 0.0015308805234445196 | 0.0021990500946369894 | 0.003025460696494224 | 0.003999995111119807 | 0.0050933593915534715 | 0.006256493129373173 | 0.007424482796863017 | 0.00852551003591381 | 0.009493559230929037 | 0.010294125219048074 | 0.010906322739374398 | 0.011330151791908006 | 0.011553839347411856 | 0.011702964384414422 | 0.011702964384414422 | 0.011702964384414422 | 0.011702964384414422 | 0.011702964384414422 | 0.011702964384414422 | TRV installed on an existing hydronic or steam heated radiator | TRV installed on an existing hydronic or steam heated radiator | TRV installed on an existing hydronic or steam heated radiator | TRV installed on an existing hydronic or steam heated radiator | TRV installed on an existing hydronic or steam heated radiator | TRV installed on an existing hydronic or steam heated radiator | TRV installed on an existing hydronic or steam heated radiator | TRV installed on an existing hydronic or steam heated radiator | TRV installed on an existing hydronic or steam heated radiator | TRV installed on an existing hydronic or steam heated radiator | TRV installed on an existing hydronic or steam heated radiator | TRV installed on an existing hydronic or steam heated radiator | TRV installed on an existing hydronic or steam heated radiator | TRV installed on an existing hydronic or steam heated radiator | TRV installed on an existing hydronic or steam heated radiator | TRV installed on an existing hydronic or steam heated radiator | TRV installed on an existing hydronic or steam heated radiator | TRV installed on an existing hydronic or steam heated radiator | TRV installed on an existing hydronic or steam heated radiator | TRV installed on an existing hydronic or steam heated radiator | TRV installed on an existing hydronic or steam heated radiator | TRV installed on an existing hydronic or steam heated radiator | TRV installed on an existing hydronic or steam heated radiator | TRV installed on an existing hydronic or steam heated radiator | TRV installed on an existing hydronic or steam heated radiator | TRV installed on an existing hydronic or steam heated radiator | TRV installed on an existing hydronic or steam heated radiator | TRV installed on an existing hydronic or steam heated radiator | 69.6607 | 69.6607 | 69.6607 | 69.6607 | 69.6607 | 69.6607 | 69.6607 | 69.6607 | 69.6607 | 69.6607 | 69.6607 | 69.6607 | 69.6607 | 69.6607 | 69.6607 | 69.6607 | 69.6607 | 69.6607 | 69.6607 | 69.6607 | 69.6607 | 69.6607 | 69.6607 | 69.6607 | 69.6607 | 69.6607 | 69.6607 | 69.6607 | 50 | 50 | 50 | 50 | 50 | 50 | 50 | 50 | 50 | 50 | 50 | 50 | 50 | 50 | 50 | 50 | 50 | 50 | 50 | 50 | 50 | 50 | 50 | 50 | 50 | 50 | 50 | 50 | 0 | 0 | 0 | 2.3383 | 4.6453 | 8.1932 | 13.2336 | 19.9376 | 28.3327 | 38.2298 | 49.152 | 60.2987 | 70.5406 | 78.5311 | 82.9225 | 82.6778 | 77.4111 | 67.6256 | 55.5703 | 42.2416 | 29.0836 | 15.2725 | 10.135 | 1.4923e-16 | 1.4867e-16 | 1.4816e-16 | 1.4771e-16 | 1.473e-16 | 0 | 0 | 0 | 2.3383 | 6.9691 | 15.1161 | 28.2433 | 47.9713 | 75.9306 | 113.5488 | 161.767 | 220.7514 | 289.5353 | 365.8317 | 446.0401 | 525.5523 | 599.4118 | 663.197 | 714.5542 | 752.5361 | 777.4872 | 788.8512 | 795.3716 | 792.0615 | 789.0808 | 786.4007 | 783.9884 | 781.8142 | 0 | 0 | 0 | 2.5662113496853486E-05 | 5.129688165359128E-05 | 9.107993632224841E-05 | 0.00014815399995128723 | 0.0002248770789191782 | 0.00032207202822120707 | 0.0004381064063634761 | 0.0005679441355135994 | 0.0007024490115786496 | 0.0008283542524317461 | 0.0009293596383686142 | 0.0009886636771467467 | 0.0009927912173663673 | 0.000935873153193174 | 0.0008228418157629424 | 0.0006804810899011826 | 0.0005203678922773749 | 0.00036025469465356726 | 0.00019013442217827157 | 0.0001267562814521811 | 1.8741763420919714E-21 | 1.8741763420919714E-21 | 1.8741763420919714E-21 | 1.8741763420919714E-21 | 1.8741763420919714E-21 | 0 | 0 | 0 | 2.5662113496853486E-05 | 7.695899515044476E-05 | 0.00016803893147269316 | 0.0003161929314239804 | 0.0005410700103431586 | 0.0008631420385643656 | 0.0013012484449278418 | 0.0018691925804414412 | 0.002571641592020091 | 0.003399995844451837 | 0.004329355482820451 | 0.005318019159967198 | 0.006310810377333565 | 0.007246683530526739 | 0.008069525346289682 | 0.008750006436190864 | 0.009270374328468238 | 0.009630629023121806 | 0.009820763445300076 | 0.009947519726752257 | 0.009947519726752257 | 0.009947519726752257 | 0.009947519726752257 | 0.009947519726752257 | 0.009947519726752257 | TRV installed on an existing hydronic or steam heated radiator | TRV installed on an existing hydronic or steam heated radiator | TRV installed on an existing hydronic or steam heated radiator | TRV installed on an existing hydronic or steam heated radiator | TRV installed on an existing hydronic or steam heated radiator | TRV installed on an existing hydronic or steam heated radiator | TRV installed on an existing hydronic or steam heated radiator | TRV installed on an existing hydronic or steam heated radiator | TRV installed on an existing hydronic or steam heated radiator | TRV installed on an existing hydronic or steam heated radiator | TRV installed on an existing hydronic or steam heated radiator | TRV installed on an existing hydronic or steam heated radiator | TRV installed on an existing hydronic or steam heated radiator | TRV installed on an existing hydronic or steam heated radiator | TRV installed on an existing hydronic or steam heated radiator | TRV installed on an existing hydronic or steam heated radiator | TRV installed on an existing hydronic or steam heated radiator | TRV installed on an existing hydronic or steam heated radiator | TRV installed on an existing hydronic or steam heated radiator | TRV installed on an existing hydronic or steam heated radiator | TRV installed on an existing hydronic or steam heated radiator | TRV installed on an existing hydronic or steam heated radiator | TRV installed on an existing hydronic or steam heated radiator | TRV installed on an existing hydronic or steam heated radiator | TRV installed on an existing hydronic or steam heated radiator | TRV installed on an existing hydronic or steam heated radiator | TRV installed on an existing hydronic or steam heated radiator | TRV installed on an existing hydronic or steam heated radiator | 69.6607 | 69.6607 | 69.6607 | 69.6607 | 69.6607 | 69.6607 | 69.6607 | 69.6607 | 69.6607 | 69.6607 | 69.6607 | 69.6607 | 69.6607 | 69.6607 | 69.6607 | 69.6607 | 69.6607 | 69.6607 | 69.6607 | 69.6607 | 69.6607 | 69.6607 | 69.6607 | 69.6607 | 69.6607 | 69.6607 | 69.6607 | 69.6607 | 50 | 50 | 50 | 50 | 50 | 50 | 50 | 50 | 50 | 50 | 50 | 50 | 50 | 50 | 50 | 50 | 50 | 50 | 50 | 50 | 50 | 50 | 50 | 50 | 50 | 50 | 50 | 50 | 0 | 0 | 0 | 2.3381 | 4.6439 | 8.1888 | 13.2228 | 19.9151 | 28.291 | 38.1598 | 49.0433 | 60.1414 | 70.3277 | 78.2608 | 82.6009 | 82.32 | 77.0404 | 67.27 | 55.2513 | 41.9784 | 28.8879 | 15.1624 | 10.0572 | 1.4802e-16 | 1.474e-16 | 1.4684e-16 | 1.4633e-16 | 1.4587e-16 | 0 | 0 | 0 | 2.3381 | 6.967 | 15.108 | 28.2203 | 47.9171 | 75.8189 | 113.3408 | 161.4091 | 220.1756 | 288.6615 | 364.5725 | 444.31 | 523.2778 | 596.5418 | 659.7096 | 710.4526 | 747.8476 | 772.2562 | 783.1632 | 789.2632 | 785.6234 | 782.332 | 779.3615 | 776.6789 | 774.2543 | 0 | 0 | 0 | 2.5662e-05 | 5.1297e-05 | 9.107993632224841E-05 | 0.00014815399995128723 | 0.0002248770789191782 | 0.00032207202822120707 | 0.0004381064063634761 | 0.0005679441355135994 | 0.0007024490115786496 | 0.0008283542524317461 | 0.0009293596383686142 | 0.0009886636771467467 | 0.0009927912173663673 | 0.000935873153193174 | 0.0008228418157629424 | 0.0006804810899011826 | 0.0005203678922773749 | 0.00036025469465356726 | 0.00019013442217827157 | 0.0001267562814521811 | 1.8741763420919714E-21 | 1.8741763420919714E-21 | 1.8741763420919714E-21 | 1.8741763420919714E-21 | 1.8741763420919714E-21 | 0 | 0
Gas Boiler - Thermostatic Radiator Valves_Miscellaneous_Existing_TRV installed on an existing hydronic or steam heated radiator | Gas Boiler - Thermostatic Radiator Valves_Miscellaneous_Existing | Gas Boiler - Thermostatic Radiator Valves_Commercial_Existing_existing hydronic or steam heated radiator without a TRV installed_TRV installed on an existing hydronic or steam heated radiator | Commercial | Miscellaneous | Existing | Space Heating | Natural Gas | Gas Boiler - Thermostatic Radiator Valves | NEQ | existing hydronic or steam heated radiator without a TRV installed | 15 | 15 | 15 | 50 | 0 | 0 | 0 | 0.05 | Retro1Slow | 0.012666666666666666 | TBD | A | WCM825 | 0.7 | 0.42 | radiator | 0.0321 | 169.29343967866163 | 169.2934 | 133.52722002824018 | 133.5272 | IL TRM v12 - 5.3.19 - Thermostatic Radiator Valves - Provisional Measure - RS-HVC-TRVS-V01-210101 | AEG Market Research 2024 | IL TRM v12 - 5.3.19 - Thermostatic Radiator Valves - Provisional Measure - RS-HVC-TRVS-V01-210101 | 0 | 0 | 69.6607 | existing hydronic or steam heated radiator without a TRV installed | existing hydronic or steam heated radiator without a TRV installed | existing hydronic or steam heated radiator without a TRV installed | existing hydronic or steam heated radiator without a TRV installed | existing hydronic or steam heated radiator without a TRV installed | existing hydronic or steam heated radiator without a TRV installed | existing hydronic or steam heated radiator without a TRV installed | existing hydronic or steam heated radiator without a TRV installed | existing hydronic or steam heated radiator without a TRV installed | existing hydronic or steam heated radiator without a TRV installed | existing hydronic or steam heated radiator without a TRV installed | existing hydronic or steam heated radiator without a TRV installed | existing hydronic or steam heated radiator without a TRV installed | existing hydronic or steam heated radiator without a TRV installed | existing hydronic or steam heated radiator without a TRV installed | existing hydronic or steam heated radiator without a TRV installed | existing hydronic or steam heated radiator without a TRV installed | existing hydronic or steam heated radiator without a TRV installed | existing hydronic or steam heated radiator without a TRV installed | existing hydronic or steam heated radiator without a TRV installed | existing hydronic or steam heated radiator without a TRV installed | existing hydronic or steam heated radiator without a TRV installed | existing hydronic or steam heated radiator without a TRV installed | existing hydronic or steam heated radiator without a TRV installed | existing hydronic or steam heated radiator without a TRV installed | existing hydronic or steam heated radiator without a TRV installed | existing hydronic or steam heated radiator without a TRV installed | existing hydronic or steam heated radiator without a TRV installed | 0 | 0 | 0 | 79.4347 | 156.6765 | 274.261 | 439.4879 | 656.6849 | 925.1976 | 1237.2598 | 1576.034 | 1914.8178 | 2217.6784 | 2443.6037 | 2553.1849 | 2518.2507 | 2331.7396 | 2013.7511 | 1635.5506 | 1228.9638 | 836.6131 | 434.6185 | 285.4697 | 0 | 0 | 0 | 0 | 0 | 0 | 0 | 0 | 79.4347 | 235.0565 | 506.0008 | 937.9629 | 1580.03 | 2479.4979 | 3674.8662 | 5186.9733 | 7010.0819 | 9102.5032 | 11383.3532 | 13733.5745 | 16007.598 | 18055.2019 | 19748.6508 | 21030.8244 | 21894.0389 | 22365.0394 | 22448.7783 | 22402.9563 | 22094.2801 | 21809.818 | 21547.6402 | 21305.975 | 21083.195 | 0 | 0 | 0 | 0.001973710935362278 | 0.003945318700351462 | 0.00700509201369416 | 0.011394742286420472 | 0.017295627261157926 | 0.024771033927211278 | 0.033695408805587475 | 0.04368141973479741 | 0.054026387805400276 | 0.06370994526927198 | 0.07147841822760906 | 0.07603957917259131 | 0.07635703436850147 | 0.0719793822436265 | 0.06328597564825682 | 0.05233680260239998 | 0.04002226081359997 | 0.027707719024799977 | 0.014623518374199989 | 0.009749012249466664 | 0 | 0 | 0 | 0 | 0 | 0 | 0 | 0 | 0.001973710935362278 | 0.00591902963571374 | 0.0129241216494079 | 0.02431886393582837 | 0.0416144911969863 | 0.06638552512419758 | 0.10008093392978507 | 0.14376235366458248 | 0.19778874146998274 | 0.26149868673925475 | 0.3329771049668638 | 0.4090166841394551 | 0.4853737185079566 | 0.5573531007515831 | 0.6206390763998398 | 0.6729758790022398 | 0.7129981398158398 | 0.7407058588406399 | 0.7553293772148397 | 0.7650783894643065 | 0.7650783894643065 | 0.7650783894643065 | 0.7650783894643065 | 0.7650783894643065 | 0.7650783894643065 | TRV installed on an existing hydronic or steam heated radiator | TRV installed on an existing hydronic or steam heated radiator | TRV installed on an existing hydronic or steam heated radiator | TRV installed on an existing hydronic or steam heated radiator | TRV installed on an existing hydronic or steam heated radiator | TRV installed on an existing hydronic or steam heated radiator | TRV installed on an existing hydronic or steam heated radiator | TRV installed on an existing hydronic or steam heated radiator | TRV installed on an existing hydronic or steam heated radiator | TRV installed on an existing hydronic or steam heated radiator | TRV installed on an existing hydronic or steam heated radiator | TRV installed on an existing hydronic or steam heated radiator | TRV installed on an existing hydronic or steam heated radiator | TRV installed on an existing hydronic or steam heated radiator | TRV installed on an existing hydronic or steam heated radiator | TRV installed on an existing hydronic or steam heated radiator | TRV installed on an existing hydronic or steam heated radiator | TRV installed on an existing hydronic or steam heated radiator | TRV installed on an existing hydronic or steam heated radiator | TRV installed on an existing hydronic or steam heated radiator | TRV installed on an existing hydronic or steam heated radiator | TRV installed on an existing hydronic or steam heated radiator | TRV installed on an existing hydronic or steam heated radiator | TRV installed on an existing hydronic or steam heated radiator | TRV installed on an existing hydronic or steam heated radiator | TRV installed on an existing hydronic or steam heated radiator | TRV installed on an existing hydronic or steam heated radiator | TRV installed on an existing hydronic or steam heated radiator | 69.6607 | 69.6607 | 69.6607 | 69.6607 | 69.6607 | 69.6607 | 69.6607 | 69.6607 | 69.6607 | 69.6607 | 69.6607 | 69.6607 | 69.6607 | 69.6607 | 69.6607 | 69.6607 | 69.6607 | 69.6607 | 69.6607 | 69.6607 | 69.6607 | 69.6607 | 69.6607 | 69.6607 | 69.6607 | 69.6607 | 69.6607 | 69.6607 | 50 | 50 | 50 | 50 | 50 | 50 | 50 | 50 | 50 | 50 | 50 | 50 | 50 | 50 | 50 | 50 | 50 | 50 | 50 | 50 | 50 | 50 | 50 | 50 | 50 | 50 | 50 | 50 | 0 | 0 | 0 | 67.9499 | 134.9231 | 237.8481 | 383.962 | 578.1731 | 821.2173 | 1107.5796 | 1423.4344 | 1745.4515 | 2040.9803 | 2271.1333 | 2397.0659 | 2388.9288 | 2235.7238 | 1952.1442 | 1603.5967 | 1218.4837 | 838.5185 | 440.091 | 291.874 | 4.8756e-15 | 4.854e-15 | 4.8342e-15 | 4.816e-15 | 4.7993e-15 | 0 | 0 | 0 | 67.9499 | 202.4207 | 438.8204 | 819.4586 | 1391.125 | 2200.8342 | 3289.6944 | 4684.7443 | 6390.0378 | 8377.2426 | 10579.9122 | 12893.8106 | 15185.546 | 17311.7298 | 19144.4784 | 20619.9438 | 21707.3341 | 22415.9749 | 22731.4396 | 22905.5532 | 22795.8298 | 22694.8462 | 22602.0896 | 22516.9586 | 22438.8674 | 0 | 0 | 0 | 0.0016776542950579364 | 0.0033535208952987423 | 0.005954328211640035 | 0.0096855309434574 | 0.014701283171984237 | 0.021055378838129586 | 0.028641097484749356 | 0.037129206774577796 | 0.04592242963459023 | 0.05415345347888118 | 0.0607566554934677 | 0.06463364229670261 | 0.06490347921322626 | 0.061182474907082535 | 0.053793079301018294 | 0.04448628221203998 | 0.034018921691559977 | 0.02355156117107998 | 0.012429990618069991 | 0.008286660412046662 | 1.3909063335857992E-19 | 1.3909063335857992E-19 | 1.3909063335857992E-19 | 1.3909063335857992E-19 | 1.3909063335857992E-19 | 0 | 0 | 0 | 0.0016776542950579364 | 0.005031175190356679 | 0.010985503401996714 | 0.020671034345454115 | 0.03537231751743835 | 0.056427696355567936 | 0.08506879384031729 | 0.12219800061489511 | 0.16812043024948534 | 0.2222738837283665 | 0.28303053922183424 | 0.34766418151853684 | 0.4125676607317631 | 0.47375013563884566 | 0.527543214939864 | 0.572029497151904 | 0.6060484188434639 | 0.6295999800145439 | 0.6420299706326139 | 0.6503166310446605 | 0.6503166310446605 | 0.6503166310446605 | 0.6503166310446605 | 0.6503166310446605 | 0.6503166310446605 | TRV installed on an existing hydronic or steam heated radiator | TRV installed on an existing hydronic or steam heated radiator | TRV installed on an existing hydronic or steam heated radiator | TRV installed on an existing hydronic or steam heated radiator | TRV installed on an existing hydronic or steam heated radiator | TRV installed on an existing hydronic or steam heated radiator | TRV installed on an existing hydronic or steam heated radiator | TRV installed on an existing hydronic or steam heated radiator | TRV installed on an existing hydronic or steam heated radiator | TRV installed on an existing hydronic or steam heated radiator | TRV installed on an existing hydronic or steam heated radiator | TRV installed on an existing hydronic or steam heated radiator | TRV installed on an existing hydronic or steam heated radiator | TRV installed on an existing hydronic or steam heated radiator | TRV installed on an existing hydronic or steam heated radiator | TRV installed on an existing hydronic or steam heated radiator | TRV installed on an existing hydronic or steam heated radiator | TRV installed on an existing hydronic or steam heated radiator | TRV installed on an existing hydronic or steam heated radiator | TRV installed on an existing hydronic or steam heated radiator | TRV installed on an existing hydronic or steam heated radiator | TRV installed on an existing hydronic or steam heated radiator | TRV installed on an existing hydronic or steam heated radiator | TRV installed on an existing hydronic or steam heated radiator | TRV installed on an existing hydronic or steam heated radiator | TRV installed on an existing hydronic or steam heated radiator | TRV installed on an existing hydronic or steam heated radiator | TRV installed on an existing hydronic or steam heated radiator | 69.6607 | 69.6607 | 69.6607 | 69.6607 | 69.6607 | 69.6607 | 69.6607 | 69.6607 | 69.6607 | 69.6607 | 69.6607 | 69.6607 | 69.6607 | 69.6607 | 69.6607 | 69.6607 | 69.6607 | 69.6607 | 69.6607 | 69.6607 | 69.6607 | 69.6607 | 69.6607 | 69.6607 | 69.6607 | 69.6607 | 69.6607 | 69.6607 | 50 | 50 | 50 | 50 | 50 | 50 | 50 | 50 | 50 | 50 | 50 | 50 | 50 | 50 | 50 | 50 | 50 | 50 | 50 | 50 | 50 | 50 | 50 | 50 | 50 | 50 | 50 | 50 | 0 | 0 | 0 | 67.9498 | 134.922 | 237.8425 | 383.9412 | 578.1087 | 821.0468 | 1107.1852 | 1422.6249 | 1743.9602 | 2039.2247 | 2269.1667 | 2394.9767 | 2386.8334 | 2233.7507 | 1950.4111 | 1602.1648 | 1217.3896 | 837.7616 | 439.6918 | 291.6083 | 4.8712e-15 | 4.8496e-15 | 4.8298e-15 | 4.8117e-15 | 4.7951e-15 | 0 | 0 | 0 | 67.9498 | 202.4189 | 438.8101 | 819.4142 | 1390.97 | 2200.3774 | 3288.5232 | 4682.08 | 6384.5782 | 8370.0367 | 10570.751 | 12882.5728 | 15172.2264 | 17296.4515 | 19127.4819 | 20601.5308 | 21687.8424 | 22395.7409 | 22710.8246 | 22884.7015 | 22775.0338 | 22674.1612 | 22581.6166 | 22496.8637 | 22419.4007 | 0 | 0 | 0 | 0.0016777 | 0.0033535 | 0.005954328211640035 | 0.0096855309434574 | 0.014701283171984237 | 0.021055378838129586 | 0.028641097484749356 | 0.037129206774577796 | 0.04592242963459023 | 0.05415345347888118 | 0.0607566554934677 | 0.06463364229670261 | 0.06490347921322626 | 0.061182474907082535 | 0.053793079301018294 | 0.04448628221203998 | 0.034018921691559977 | 0.02355156117107998 | 0.012429990618069991 | 0.008286660412046662 | 1.3909063335857992E-19 | 1.3909063335857992E-19 | 1.3909063335857992E-19 | 1.3909063335857992E-19 | 1.3909063335857992E-19 | 0 | 0
Gas Boiler - Thermostatic Radiator Valves_Retail_Existing_TRV installed on an existing hydronic or steam heated radiator | Gas Boiler - Thermostatic Radiator Valves_Retail_Existing | Gas Boiler - Thermostatic Radiator Valves_Commercial_Existing_existing hydronic or steam heated radiator without a TRV installed_TRV installed on an existing hydronic or steam heated radiator | Commercial | Retail | Existing | Space Heating | Natural Gas | Gas Boiler - Thermostatic Radiator Valves | NEQ | existing hydronic or steam heated radiator without a TRV installed | 15 | 15 | 15 | 50 | 0 | 0 | 0 | 0.05 | Retro1Slow | 0.012666666666666666 | TBD | A | WCM225 | 0.7 | 0.42 | radiator | 0.0321 | 169.2934396786616 | 169.2934 | 133.52722002824018 | 133.5272 | IL TRM v12 - 5.3.19 - Thermostatic Radiator Valves - Provisional Measure - RS-HVC-TRVS-V01-210101 | AEG Market Research 2024 | IL TRM v12 - 5.3.19 - Thermostatic Radiator Valves - Provisional Measure - RS-HVC-TRVS-V01-210101 | 0 | 0 | 69.6607 | existing hydronic or steam heated radiator without a TRV installed | existing hydronic or steam heated radiator without a TRV installed | existing hydronic or steam heated radiator without a TRV installed | existing hydronic or steam heated radiator without a TRV installed | existing hydronic or steam heated radiator without a TRV installed | existing hydronic or steam heated radiator without a TRV installed | existing hydronic or steam heated radiator without a TRV installed | existing hydronic or steam heated radiator without a TRV installed | existing hydronic or steam heated radiator without a TRV installed | existing hydronic or steam heated radiator without a TRV installed | existing hydronic or steam heated radiator without a TRV installed | existing hydronic or steam heated radiator without a TRV installed | existing hydronic or steam heated radiator without a TRV installed | existing hydronic or steam heated radiator without a TRV installed | existing hydronic or steam heated radiator without a TRV installed | existing hydronic or steam heated radiator without a TRV installed | existing hydronic or steam heated radiator without a TRV installed | existing hydronic or steam heated radiator without a TRV installed | existing hydronic or steam heated radiator without a TRV installed | existing hydronic or steam heated radiator without a TRV installed | existing hydronic or steam heated radiator without a TRV installed | existing hydronic or steam heated radiator without a TRV installed | existing hydronic or steam heated radiator without a TRV installed | existing hydronic or steam heated radiator without a TRV installed | existing hydronic or steam heated radiator without a TRV installed | existing hydronic or steam heated radiator without a TRV installed | existing hydronic or steam heated radiator without a TRV installed | existing hydronic or steam heated radiator without a TRV installed | 0 | 0 | 0 | 20.9118 | 41.0628 | 71.5356 | 114.0424 | 169.4681 | 237.3763 | 315.4875 | 399.2354 | 481.7145 | 553.8269 | 605.5707 | 627.618 | 613.771 | 563.2424 | 481.8859 | 387.4567 | 288.2257 | 194.3178 | 100.0192 | 65.1216 | 0 | 0 | 0 | 0 | 0 | 0 | 0 | 0 | 20.9118 | 61.6052 | 131.9803 | 243.3913 | 407.7521 | 636.1603 | 937.0499 | 1313.946 | 1763.5403 | 2273.1933 | 2821.008 | 3375.9554 | 3901.5178 | 4361.3167 | 4725.8054 | 4982.135 | 5134.7518 | 5194.6666 | 5166.1628 | 5110.5833 | 4998.121 | 4894.6441 | 4799.4133 | 4711.7529 | 4631.0452 | 0 | 0 | 0 | 0.0007607734332215744 | 0.0015207361924398177 | 0.002700135975237397 | 0.004392141247534801 | 0.0066666569533783285 | 0.009548077272923233 | 0.012988007200824464 | 0.016837148269401848 | 0.02082465055995158 | 0.02455720993609743 | 0.027551593631052366 | 0.029309708261426735 | 0.029432072420716486 | 0.027744691874345067 | 0.024393789437997908 | 0.020173394333633413 | 0.015426713313954966 | 0.010680032294276508 | 0.005636683710868158 | 0.00375778914057877 | 0 | 0 | 0 | 0 | 0 | 0 | 0 | 0 | 0.0007607734332215744 | 0.0022815096256613918 | 0.00498164560089879 | 0.009373786848433591 | 0.01604044380181192 | 0.02558852107473515 | 0.038576528275559616 | 0.05541367654496147 | 0.07623832710491305 | 0.10079553704101049 | 0.12834713067206283 | 0.15765683893348958 | 0.18708891135420608 | 0.21483360322855113 | 0.23922739266654905 | 0.25940078700018243 | 0.2748275003141374 | 0.2855075326084139 | 0.29114421631928206 | 0.2949020054598608 | 0.2949020054598608 | 0.2949020054598608 | 0.2949020054598608 | 0.2949020054598608 | 0.2949020054598608 | TRV installed on an existing hydronic or steam heated radiator | TRV installed on an existing hydronic or steam heated radiator | TRV installed on an existing hydronic or steam heated radiator | TRV installed on an existing hydronic or steam heated radiator | TRV installed on an existing hydronic or steam heated radiator | TRV installed on an existing hydronic or steam heated radiator | TRV installed on an existing hydronic or steam heated radiator | TRV installed on an existing hydronic or steam heated radiator | TRV installed on an existing hydronic or steam heated radiator | TRV installed on an existing hydronic or steam heated radiator | TRV installed on an existing hydronic or steam heated radiator | TRV installed on an existing hydronic or steam heated radiator | TRV installed on an existing hydronic or steam heated radiator | TRV installed on an existing hydronic or steam heated radiator | TRV installed on an existing hydronic or steam heated radiator | TRV installed on an existing hydronic or steam heated radiator | TRV installed on an existing hydronic or steam heated radiator | TRV installed on an existing hydronic or steam heated radiator | TRV installed on an existing hydronic or steam heated radiator | TRV installed on an existing hydronic or steam heated radiator | TRV installed on an existing hydronic or steam heated radiator | TRV installed on an existing hydronic or steam heated radiator | TRV installed on an existing hydronic or steam heated radiator | TRV installed on an existing hydronic or steam heated radiator | TRV installed on an existing hydronic or steam heated radiator | TRV installed on an existing hydronic or steam heated radiator | TRV installed on an existing hydronic or steam heated radiator | TRV installed on an existing hydronic or steam heated radiator | 69.6607 | 69.6607 | 69.6607 | 69.6607 | 69.6607 | 69.6607 | 69.6607 | 69.6607 | 69.6607 | 69.6607 | 69.6607 | 69.6607 | 69.6607 | 69.6607 | 69.6607 | 69.6607 | 69.6607 | 69.6607 | 69.6607 | 69.6607 | 69.6607 | 69.6607 | 69.6607 | 69.6607 | 69.6607 | 69.6607 | 69.6607 | 69.6607 | 50 | 50 | 50 | 50 | 50 | 50 | 50 | 50 | 50 | 50 | 50 | 50 | 50 | 50 | 50 | 50 | 50 | 50 | 50 | 50 | 50 | 50 | 50 | 50 | 50 | 50 | 50 | 50 | 0 | 0 | 0 | 17.9685 | 35.6952 | 62.9583 | 101.691 | 153.2135 | 217.7462 | 293.8471 | 377.856 | 463.6048 | 542.3953 | 603.8497 | 637.5862 | 635.6335 | 595.0447 | 519.7191 | 426.9875 | 324.5004 | 223.3627 | 117.2615 | 77.7941 | 1.1922e-15 | 1.1874e-15 | 1.183e-15 | 1.179e-15 | 1.1755e-15 | 0 | 0 | 0 | 17.9685 | 53.5524 | 116.1555 | 217.0307 | 368.6424 | 583.5523 | 872.7746 | 1243.5829 | 1697.2411 | 2226.2718 | 2812.9906 | 3429.5743 | 4040.4896 | 4607.5694 | 5096.8315 | 5490.4439 | 5780.9868 | 5971.1192 | 6056.7533 | 6105.0895 | 6077.9258 | 6053.3153 | 6031.0532 | 6010.9042 | 5992.6535 | 0 | 0 | 0 | 0.0006466574182383382 | 0.001292625763573845 | 0.0022951155789517875 | 0.0037333200604045807 | 0.0056666584103715785 | 0.00811586568198475 | 0.011039806120700796 | 0.014311576028991569 | 0.01770095297595884 | 0.020873628445682815 | 0.023418854586394505 | 0.024913252022212725 | 0.025017261557609013 | 0.02358298809319331 | 0.020734721022298223 | 0.017147385183588406 | 0.013112706316861717 | 0.009078027450135032 | 0.004791181154237935 | 0.003194120769491956 | 4.916830388975777E-20 | 4.916830388975777E-20 | 4.916830388975777E-20 | 4.916830388975777E-20 | 4.916830388975777E-20 | 0 | 0 | 0 | 0.0006466574182383382 | 0.0019392831818121831 | 0.004234398760763971 | 0.007967718821168552 | 0.013634377231540129 | 0.02175024291352488 | 0.03279004903422568 | 0.047101625063217245 | 0.06480257803917609 | 0.0856762064848589 | 0.1090950610712534 | 0.13400831309346614 | 0.15902557465107514 | 0.18260856274426845 | 0.20334328376656668 | 0.2204906689501551 | 0.23360337526701683 | 0.24268140271715183 | 0.2474725838713898 | 0.25066670464088175 | 0.25066670464088175 | 0.25066670464088175 | 0.25066670464088175 | 0.25066670464088175 | 0.25066670464088175 | TRV installed on an existing hydronic or steam heated radiator | TRV installed on an existing hydronic or steam heated radiator | TRV installed on an existing hydronic or steam heated radiator | TRV installed on an existing hydronic or steam heated radiator | TRV installed on an existing hydronic or steam heated radiator | TRV installed on an existing hydronic or steam heated radiator | TRV installed on an existing hydronic or steam heated radiator | TRV installed on an existing hydronic or steam heated radiator | TRV installed on an existing hydronic or steam heated radiator | TRV installed on an existing hydronic or steam heated radiator | TRV installed on an existing hydronic or steam heated radiator | TRV installed on an existing hydronic or steam heated radiator | TRV installed on an existing hydronic or steam heated radiator | TRV installed on an existing hydronic or steam heated radiator | TRV installed on an existing hydronic or steam heated radiator | TRV installed on an existing hydronic or steam heated radiator | TRV installed on an existing hydronic or steam heated radiator | TRV installed on an existing hydronic or steam heated radiator | TRV installed on an existing hydronic or steam heated radiator | TRV installed on an existing hydronic or steam heated radiator | TRV installed on an existing hydronic or steam heated radiator | TRV installed on an existing hydronic or steam heated radiator | TRV installed on an existing hydronic or steam heated radiator | TRV installed on an existing hydronic or steam heated radiator | TRV installed on an existing hydronic or steam heated radiator | TRV installed on an existing hydronic or steam heated radiator | TRV installed on an existing hydronic or steam heated radiator | TRV installed on an existing hydronic or steam heated radiator | 69.6607 | 69.6607 | 69.6607 | 69.6607 | 69.6607 | 69.6607 | 69.6607 | 69.6607 | 69.6607 | 69.6607 | 69.6607 | 69.6607 | 69.6607 | 69.6607 | 69.6607 | 69.6607 | 69.6607 | 69.6607 | 69.6607 | 69.6607 | 69.6607 | 69.6607 | 69.6607 | 69.6607 | 69.6607 | 69.6607 | 69.6607 | 69.6607 | 50 | 50 | 50 | 50 | 50 | 50 | 50 | 50 | 50 | 50 | 50 | 50 | 50 | 50 | 50 | 50 | 50 | 50 | 50 | 50 | 50 | 50 | 50 | 50 | 50 | 50 | 50 | 50 | 0 | 0 | 0 | 17.9684 | 35.6947 | 62.9556 | 101.6812 | 153.1832 | 217.6659 | 293.6616 | 377.6159 | 463.3084 | 542.0465 | 603.4591 | 637.1714 | 635.2177 | 594.6534 | 519.3756 | 426.7039 | 324.2838 | 223.213 | 117.1826 | 77.7417 | 1.1914e-15 | 1.1866e-15 | 1.1822e-15 | 1.1783e-15 | 1.1748e-15 | 0 | 0 | 0 | 17.9684 | 53.5516 | 116.1507 | 217.0098 | 368.5694 | 583.3372 | 872.2233 | 1242.7926 | 1696.1561 | 2224.8401 | 2811.171 | 3427.3433 | 4037.8466 | 4604.5395 | 5093.4629 | 5486.797 | 5777.1287 | 5967.1167 | 6052.679 | 6100.9752 | 6073.8367 | 6049.2771 | 6027.1133 | 6007.14 | 5989.1817 | 0 | 0 | 0 | 0.00064666 | 0.0012926 | 0.0022951155789517875 | 0.0037333200604045807 | 0.0056666584103715785 | 0.00811586568198475 | 0.011039806120700796 | 0.014311576028991569 | 0.01770095297595884 | 0.020873628445682815 | 0.023418854586394505 | 0.024913252022212725 | 0.025017261557609013 | 0.02358298809319331 | 0.020734721022298223 | 0.017147385183588406 | 0.013112706316861717 | 0.009078027450135032 | 0.004791181154237935 | 0.003194120769491956 | 4.916830388975777E-20 | 4.916830388975777E-20 | 4.916830388975777E-20 | 4.916830388975777E-20 | 4.916830388975777E-20 | 0 | 0
Gas Boiler - Thermostatic Radiator Valves_Warehouse_Existing_TRV installed on an existing hydronic or steam heated radiator | Gas Boiler - Thermostatic Radiator Valves_Warehouse_Existing | Gas Boiler - Thermostatic Radiator Valves_Commercial_Existing_existing hydronic or steam heated radiator without a TRV installed_TRV installed on an existing hydronic or steam heated radiator | Commercial | Warehouse | Existing | Space Heating | Natural Gas | Gas Boiler - Thermostatic Radiator Valves | NEQ | existing hydronic or steam heated radiator without a TRV installed | 15 | 15 | 15 | 50 | 0 | 0 | 0 | 0.05 | Retro1Slow | 0.012666666666666666 | TBD | A | WCM725 | 0.7 | 0.42 | radiator | 0.0321 | 169.29541419954364 | 169.2954 | 133.52877739682316 | 133.5288 | IL TRM v12 - 5.3.19 - Thermostatic Radiator Valves - Provisional Measure - RS-HVC-TRVS-V01-210101 | AEG Market Research 2024 | IL TRM v12 - 5.3.19 - Thermostatic Radiator Valves - Provisional Measure - RS-HVC-TRVS-V01-210101 | 0 | 0 | 69.6607 | existing hydronic or steam heated radiator without a TRV installed | existing hydronic or steam heated radiator without a TRV installed | existing hydronic or steam heated radiator without a TRV installed | existing hydronic or steam heated radiator without a TRV installed | existing hydronic or steam heated radiator without a TRV installed | existing hydronic or steam heated radiator without a TRV installed | existing hydronic or steam heated radiator without a TRV installed | existing hydronic or steam heated radiator without a TRV installed | existing hydronic or steam heated radiator without a TRV installed | existing hydronic or steam heated radiator without a TRV installed | existing hydronic or steam heated radiator without a TRV installed | existing hydronic or steam heated radiator without a TRV installed | existing hydronic or steam heated radiator without a TRV installed | existing hydronic or steam heated radiator without a TRV installed | existing hydronic or steam heated radiator without a TRV installed | existing hydronic or steam heated radiator without a TRV installed | existing hydronic or steam heated radiator without a TRV installed | existing hydronic or steam heated radiator without a TRV installed | existing hydronic or steam heated radiator without a TRV installed | existing hydronic or steam heated radiator without a TRV installed | existing hydronic or steam heated radiator without a TRV installed | existing hydronic or steam heated radiator without a TRV installed | existing hydronic or steam heated radiator without a TRV installed | existing hydronic or steam heated radiator without a TRV installed | existing hydronic or steam heated radiator without a TRV installed | existing hydronic or steam heated radiator without a TRV installed | existing hydronic or steam heated radiator without a TRV installed | existing hydronic or steam heated radiator without a TRV installed | 0 | 0 | 0 | 47.6903 | 94.1308 | 164.9087 | 264.4975 | 395.6159 | 558.0247 | 747.1922 | 953.0636 | 1159.6065 | 1344.9928 | 1484.2677 | 1553.2058 | 1534.3331 | 1422.9523 | 1230.9259 | 1001.3451 | 753.6053 | 513.9104 | 267.4155 | 175.9217 | 6.2601e-16 | 6.1882e-16 | 6.122e-16 | 6.061e-16 | 6.0048e-16 | 0 | 0 | 0 | 47.6903 | 141.2213 | 304.2502 | 564.4954 | 951.8795 | 1495.4873 | 2219.2844 | 3136.6806 | 4245.2794 | 5520.5488 | 6914.3549 | 8354.6896 | 9753.194 | 11018.2509 | 12071.5644 | 12875.8552 | 13425.5075 | 13738.2812 | 13812.4599 | 13805.9007 | 13635.7976 | 13479.1845 | 13334.9655 | 13202.1374 | 13079.7813 | 0 | 0 | 0 | 0.0011096150772277882 | 0.0022180477576242315 | 0.003938244236528118 | 0.006406094031098027 | 0.009723555985451418 | 0.013926209877896613 | 0.018943469874007187 | 0.02455757885515794 | 0.03037349259354642 | 0.035817563034966665 | 0.04018497802323342 | 0.042749250664954316 | 0.042927723138007495 | 0.04046661867048427 | 0.03557920843331948 | 0.029423612252955395 | 0.022500409369907062 | 0.015577206486858739 | 0.00822130342361989 | 0.005480868949079929 | 1.9746676677292356E-20 | 1.9746676677292356E-20 | 1.9746676677292356E-20 | 1.9746676677292356E-20 | 1.9746676677292356E-20 | 0 | 0 | 0 | 0.0011096150772277882 | 0.0033276628348520194 | 0.007265907071380137 | 0.013672001102478164 | 0.02339555708792958 | 0.03732176696582619 | 0.05626523683983339 | 0.08082281569499133 | 0.11119630828853776 | 0.1470138713235044 | 0.18719884934673783 | 0.22994810001169214 | 0.27287582314969966 | 0.3133424418201839 | 0.3489216502535033 | 0.37834526250645867 | 0.4008456718763657 | 0.41642287836322445 | 0.4246441817868443 | 0.4301250507359242 | 0.4301250507359242 | 0.4301250507359242 | 0.4301250507359242 | 0.4301250507359242 | 0.4301250507359242 | TRV installed on an existing hydronic or steam heated radiator | TRV installed on an existing hydronic or steam heated radiator | TRV installed on an existing hydronic or steam heated radiator | TRV installed on an existing hydronic or steam heated radiator | TRV installed on an existing hydronic or steam heated radiator | TRV installed on an existing hydronic or steam heated radiator | TRV installed on an existing hydronic or steam heated radiator | TRV installed on an existing hydronic or steam heated radiator | TRV installed on an existing hydronic or steam heated radiator | TRV installed on an existing hydronic or steam heated radiator | TRV installed on an existing hydronic or steam heated radiator | TRV installed on an existing hydronic or steam heated radiator | TRV installed on an existing hydronic or steam heated radiator | TRV installed on an existing hydronic or steam heated radiator | TRV installed on an existing hydronic or steam heated radiator | TRV installed on an existing hydronic or steam heated radiator | TRV installed on an existing hydronic or steam heated radiator | TRV installed on an existing hydronic or steam heated radiator | TRV installed on an existing hydronic or steam heated radiator | TRV installed on an existing hydronic or steam heated radiator | TRV installed on an existing hydronic or steam heated radiator | TRV installed on an existing hydronic or steam heated radiator | TRV installed on an existing hydronic or steam heated radiator | TRV installed on an existing hydronic or steam heated radiator | TRV installed on an existing hydronic or steam heated radiator | TRV installed on an existing hydronic or steam heated radiator | TRV installed on an existing hydronic or steam heated radiator | TRV installed on an existing hydronic or steam heated radiator | 69.6607 | 69.6607 | 69.6607 | 69.6607 | 69.6607 | 69.6607 | 69.6607 | 69.6607 | 69.6607 | 69.6607 | 69.6607 | 69.6607 | 69.6607 | 69.6607 | 69.6607 | 69.6607 | 69.6607 | 69.6607 | 69.6607 | 69.6607 | 69.6607 | 69.6607 | 69.6607 | 69.6607 | 69.6607 | 69.6607 | 69.6607 | 69.6607 | 50 | 50 | 50 | 50 | 50 | 50 | 50 | 50 | 50 | 50 | 50 | 50 | 50 | 50 | 50 | 50 | 50 | 50 | 50 | 50 | 50 | 50 | 50 | 50 | 50 | 50 | 50 | 50 | 0 | 0 | 0 | 40.777 | 80.9823 | 142.7849 | 230.5402 | 347.2069 | 493.2508 | 665.3733 | 855.2585 | 1048.8923 | 1226.5847 | 1364.8842 | 1440.3822 | 1435.1718 | 1342.7371 | 1172.0334 | 962.3417 | 730.8991 | 502.7612 | 263.763 | 174.8672 | 0 | 0 | 0 | 0 | 0 | 0 | 0 | 0 | 40.777 | 121.495 | 263.4325 | 492.0231 | 835.404 | 1321.8953 | 1976.2686 | 2814.7888 | 3839.9585 | 5034.5402 | 6358.2154 | 7747.8118 | 9122.8615 | 10397.1256 | 11494.0114 | 12374.3282 | 13020.9956 | 13440.2315 | 13623.8061 | 13723.1424 | 13652.8533 | 13588.5428 | 13529.8288 | 13476.2487 | 13427.3617 | 0 | 0 | 0 | 0.0009431728156436199 | 0.0018853405939805966 | 0.0033475076010489 | 0.005445179926433323 | 0.008265022587633706 | 0.01183727839621212 | 0.01610194939290611 | 0.02087394202688425 | 0.025817468704514453 | 0.030444928579721663 | 0.0341572313197484 | 0.03633686306521117 | 0.036488564667306364 | 0.03439662586991163 | 0.030242327168321557 | 0.025010070415012086 | 0.019125347964421002 | 0.013240625513829927 | 0.006988107910076904 | 0.004658738606717939 | 0 | 0 | 0 | 0 | 0 | 0 | 0 | 0 | 0.0009431728156436199 | 0.0028285134096242164 | 0.006176021010673116 | 0.011621200937106438 | 0.019886223524740145 | 0.03172350192095227 | 0.047825451313858375 | 0.06869939334074264 | 0.09451686204525708 | 0.12496179062497874 | 0.15911902194472716 | 0.1954558850099383 | 0.23194444967724467 | 0.2663410755471563 | 0.29658340271547784 | 0.32159347313048997 | 0.340718821094911 | 0.3539594466087409 | 0.36094755451881777 | 0.3656062931255357 | 0.3656062931255357 | 0.3656062931255357 | 0.3656062931255357 | 0.3656062931255357 | 0.3656062931255357 | TRV installed on an existing hydronic or steam heated radiator | TRV installed on an existing hydronic or steam heated radiator | TRV installed on an existing hydronic or steam heated radiator | TRV installed on an existing hydronic or steam heated radiator | TRV installed on an existing hydronic or steam heated radiator | TRV installed on an existing hydronic or steam heated radiator | TRV installed on an existing hydronic or steam heated radiator | TRV installed on an existing hydronic or steam heated radiator | TRV installed on an existing hydronic or steam heated radiator | TRV installed on an existing hydronic or steam heated radiator | TRV installed on an existing hydronic or steam heated radiator | TRV installed on an existing hydronic or steam heated radiator | TRV installed on an existing hydronic or steam heated radiator | TRV installed on an existing hydronic or steam heated radiator | TRV installed on an existing hydronic or steam heated radiator | TRV installed on an existing hydronic or steam heated radiator | TRV installed on an existing hydronic or steam heated radiator | TRV installed on an existing hydronic or steam heated radiator | TRV installed on an existing hydronic or steam heated radiator | TRV installed on an existing hydronic or steam heated radiator | TRV installed on an existing hydronic or steam heated radiator | TRV installed on an existing hydronic or steam heated radiator | TRV installed on an existing hydronic or steam heated radiator | TRV installed on an existing hydronic or steam heated radiator | TRV installed on an existing hydronic or steam heated radiator | TRV installed on an existing hydronic or steam heated radiator | TRV installed on an existing hydronic or steam heated radiator | TRV installed on an existing hydronic or steam heated radiator | 69.6607 | 69.6607 | 69.6607 | 69.6607 | 69.6607 | 69.6607 | 69.6607 | 69.6607 | 69.6607 | 69.6607 | 69.6607 | 69.6607 | 69.6607 | 69.6607 | 69.6607 | 69.6607 | 69.6607 | 69.6607 | 69.6607 | 69.6607 | 69.6607 | 69.6607 | 69.6607 | 69.6607 | 69.6607 | 69.6607 | 69.6607 | 69.6607 | 50 | 50 | 50 | 50 | 50 | 50 | 50 | 50 | 50 | 50 | 50 | 50 | 50 | 50 | 50 | 50 | 50 | 50 | 50 | 50 | 50 | 50 | 50 | 50 | 50 | 50 | 50 | 50 | 0 | 0 | 0 | 40.777 | 80.9823 | 142.7849 | 230.5402 | 347.2069 | 493.2508 | 665.3733 | 855.2585 | 1048.8923 | 1226.5847 | 1364.8842 | 1440.3822 | 1435.1718 | 1342.7371 | 1172.0334 | 962.3417 | 730.8991 | 502.7612 | 263.763 | 174.8672 | 0 | 0 | 0 | 0 | 0 | 0 | 0 | 0 | 40.777 | 121.495 | 263.4325 | 492.0231 | 835.404 | 1321.8953 | 1976.2686 | 2814.7888 | 3839.9585 | 5034.5402 | 6358.2154 | 7747.8118 | 9122.8615 | 10397.1256 | 11494.0114 | 12374.3282 | 13020.9956 | 13440.2315 | 13623.8061 | 13723.1424 | 13652.8533 | 13588.5428 | 13529.8288 | 13476.2487 | 13427.3617 | 0 | 0 | 0 | 0.00094317 | 0.0018853 | 0.0033475076010489 | 0.005445179926433323 | 0.008265022587633706 | 0.01183727839621212 | 0.01610194939290611 | 0.02087394202688425 | 0.025817468704514453 | 0.030444928579721663 | 0.0341572313197484 | 0.03633686306521117 | 0.036488564667306364 | 0.03439662586991163 | 0.030242327168321557 | 0.025010070415012086 | 0.019125347964421002 | 0.013240625513829927 | 0.006988107910076904 | 0.004658738606717939 | 0 | 0 | 0 | 0 | 0 | 0 | 0
Gas Boiler - Thermostatic Radiator Valves_Restaurant_Existing_TRV installed on an existing hydronic or steam heated radiator | Gas Boiler - Thermostatic Radiator Valves_Restaurant_Existing | Gas Boiler - Thermostatic Radiator Valves_Commercial_Existing_existing hydronic or steam heated radiator without a TRV installed_TRV installed on an existing hydronic or steam heated radiator | Commercial | Restaurant | Existing | Space Heating | Natural Gas | Gas Boiler - Thermostatic Radiator Valves | NEQ | existing hydronic or steam heated radiator without a TRV installed | 15 | 15 | 15 | 50 | 0 | 0 | 0 | 0.05 | Retro1Slow | 0.012666666666666666 | TBD | A | WCM125 | 0.7 | 0.42 | radiator | 0.0321 | 169.29640246665784 | 169.2964 | 133.52955687511042 | 133.5296 | IL TRM v12 - 5.3.19 - Thermostatic Radiator Valves - Provisional Measure - RS-HVC-TRVS-V01-210101 | AEG Market Research 2024 | IL TRM v12 - 5.3.19 - Thermostatic Radiator Valves - Provisional Measure - RS-HVC-TRVS-V01-210101 | 0 | 0 | 69.6607 | existing hydronic or steam heated radiator without a TRV installed | existing hydronic or steam heated radiator without a TRV installed | existing hydronic or steam heated radiator without a TRV installed | existing hydronic or steam heated radiator without a TRV installed | existing hydronic or steam heated radiator without a TRV installed | existing hydronic or steam heated radiator without a TRV installed | existing hydronic or steam heated radiator without a TRV installed | existing hydronic or steam heated radiator without a TRV installed | existing hydronic or steam heated radiator without a TRV installed | existing hydronic or steam heated radiator without a TRV installed | existing hydronic or steam heated radiator without a TRV installed | existing hydronic or steam heated radiator without a TRV installed | existing hydronic or steam heated radiator without a TRV installed | existing hydronic or steam heated radiator without a TRV installed | existing hydronic or steam heated radiator without a TRV installed | existing hydronic or steam heated radiator without a TRV installed | existing hydronic or steam heated radiator without a TRV installed | existing hydronic or steam heated radiator without a TRV installed | existing hydronic or steam heated radiator without a TRV installed | existing hydronic or steam heated radiator without a TRV installed | existing hydronic or steam heated radiator without a TRV installed | existing hydronic or steam heated radiator without a TRV installed | existing hydronic or steam heated radiator without a TRV installed | existing hydronic or steam heated radiator without a TRV installed | existing hydronic or steam heated radiator without a TRV installed | existing hydronic or steam heated radiator without a TRV installed | existing hydronic or steam heated radiator without a TRV installed | existing hydronic or steam heated radiator without a TRV installed | 0 | 0 | 0 | 3.9114 | 7.6753 | 13.3617 | 21.2848 | 31.6029 | 44.2259 | 58.7197 | 74.2252 | 89.4382 | 102.6646 | 112.0385 | 115.8512 | 112.9963 | 103.3848 | 88.1578 | 70.6412 | 52.3644 | 35.1612 | 18.0266 | 11.6915 | 0 | 0 | 0 | 0 | 0 | 0 | 0 | 0 | 3.9114 | 11.515 | 24.6517 | 45.4265 | 76.0388 | 118.524 | 174.4073 | 244.2866 | 327.4302 | 421.3886 | 521.9233 | 623.1634 | 718.2761 | 800.5327 | 864.5543 | 908.3447 | 932.8743 | 939.9576 | 931.1034 | 917.5226 | 893.9454 | 872.2241 | 852.21 | 833.7665 | 816.7684 | 0 | 0 | 0 | 0.0001634829133983357 | 0.00032679162072940684 | 0.0005802333211534494 | 0.0009438290243172331 | 0.0014326006321623667 | 0.0020517902200132463 | 0.0027909981654300657 | 0.0036181416597914663 | 0.004475017653582571 | 0.005277108860501562 | 0.005920573194174124 | 0.006298375164262279 | 0.006324670048366624 | 0.005962068154443586 | 0.005241991363002759 | 0.004335068937449775 | 0.0033150527168733564 | 0.0022950364962969383 | 0.0012112692619344954 | 0.0008075128412896636 | 0 | 0 | 0 | 0 | 0 | 0 | 0 | 0 | 0.0001634829133983357 | 0.0004902745341277425 | 0.0010705078552811918 | 0.0020143368795984247 | 0.003446937511760792 | 0.005498727731774038 | 0.008289725897204104 | 0.01190786755699557 | 0.016382885210578138 | 0.021659994071079703 | 0.02758056726525383 | 0.033878942429516105 | 0.040203612477882726 | 0.04616568063232631 | 0.051407671995329064 | 0.05574274093277884 | 0.05905779364965219 | 0.06135283014594914 | 0.06256409940788363 | 0.0633716122491733 | 0.0633716122491733 | 0.0633716122491733 | 0.0633716122491733 | 0.0633716122491733 | 0.0633716122491733 | TRV installed on an existing hydronic or steam heated radiator | TRV installed on an existing hydronic or steam heated radiator | TRV installed on an existing hydronic or steam heated radiator | TRV installed on an existing hydronic or steam heated radiator | TRV installed on an existing hydronic or steam heated radiator | TRV installed on an existing hydronic or steam heated radiator | TRV installed on an existing hydronic or steam heated radiator | TRV installed on an existing hydronic or steam heated radiator | TRV installed on an existing hydronic or steam heated radiator | TRV installed on an existing hydronic or steam heated radiator | TRV installed on an existing hydronic or steam heated radiator | TRV installed on an existing hydronic or steam heated radiator | TRV installed on an existing hydronic or steam heated radiator | TRV installed on an existing hydronic or steam heated radiator | TRV installed on an existing hydronic or steam heated radiator | TRV installed on an existing hydronic or steam heated radiator | TRV installed on an existing hydronic or steam heated radiator | TRV installed on an existing hydronic or steam heated radiator | TRV installed on an existing hydronic or steam heated radiator | TRV installed on an existing hydronic or steam heated radiator | TRV installed on an existing hydronic or steam heated radiator | TRV installed on an existing hydronic or steam heated radiator | TRV installed on an existing hydronic or steam heated radiator | TRV installed on an existing hydronic or steam heated radiator | TRV installed on an existing hydronic or steam heated radiator | TRV installed on an existing hydronic or steam heated radiator | TRV installed on an existing hydronic or steam heated radiator | TRV installed on an existing hydronic or steam heated radiator | 69.6607 | 69.6607 | 69.6607 | 69.6607 | 69.6607 | 69.6607 | 69.6607 | 69.6607 | 69.6607 | 69.6607 | 69.6607 | 69.6607 | 69.6607 | 69.6607 | 69.6607 | 69.6607 | 69.6607 | 69.6607 | 69.6607 | 69.6607 | 69.6607 | 69.6607 | 69.6607 | 69.6607 | 69.6607 | 69.6607 | 69.6607 | 69.6607 | 50 | 50 | 50 | 50 | 50 | 50 | 50 | 50 | 50 | 50 | 50 | 50 | 50 | 50 | 50 | 50 | 50 | 50 | 50 | 50 | 50 | 50 | 50 | 50 | 50 | 50 | 50 | 50 | 0 | 0 | 0 | 3.3634 | 6.6828 | 11.7907 | 19.0529 | 28.7268 | 40.8618 | 55.1974 | 71.0561 | 87.2936 | 102.2624 | 113.9983 | 120.5255 | 120.3137 | 112.7769 | 98.626 | 81.1432 | 61.752 | 42.5611 | 22.3707 | 14.8575 | 4.6616e-16 | 4.6469e-16 | 4.6335e-16 | 4.6214e-16 | 4.6103e-16 | 0 | 0 | 0 | 3.3634 | 10.026 | 21.7533 | 40.663 | 69.1188 | 109.5081 | 163.9453 | 233.8568 | 319.5788 | 419.738 | 531.053 | 648.3064 | 764.7903 | 873.2581 | 967.2153 | 1043.3853 | 1100.1135 | 1137.7797 | 1155.4842 | 1165.9809 | 1161.9486 | 1158.2784 | 1154.9454 | 1151.9224 | 1149.1709 | 0 | 0 | 0 | 0.00013896047638858533 | 0.00027777287761999585 | 0.0004931983229804319 | 0.000802254670669648 | 0.0012177105373380114 | 0.0017440216870112594 | 0.0023723484406155564 | 0.0030754204108227466 | 0.0038037650055451847 | 0.004485542531426329 | 0.005032487215048005 | 0.005353618889622937 | 0.005375969541111631 | 0.005067757931277049 | 0.004455692658552345 | 0.0036848085968323083 | 0.0028177948093423533 | 0.0019507810218523985 | 0.0010295788726443216 | 0.0006863859150962142 | 2.1610378787695114E-20 | 2.1610378787695114E-20 | 2.1610378787695114E-20 | 2.1610378787695114E-20 | 2.1610378787695114E-20 | 0 | 0 | 0 | 0.00013896047638858533 | 0.0004167333540085812 | 0.0009099316769890131 | 0.001712186347658661 | 0.0029298968849966727 | 0.004673918572007932 | 0.007046267012623488 | 0.010121687423446235 | 0.013925452428991418 | 0.01841099496041775 | 0.02344348217546575 | 0.02879710106508869 | 0.034173070606200326 | 0.039240828537477374 | 0.043696521196029715 | 0.047381329792862026 | 0.05019912460220438 | 0.052149905624056775 | 0.053179484496701096 | 0.05386587041179731 | 0.05386587041179731 | 0.05386587041179731 | 0.05386587041179731 | 0.05386587041179731 | 0.05386587041179731 | TRV installed on an existing hydronic or steam heated radiator | TRV installed on an existing hydronic or steam heated radiator | TRV installed on an existing hydronic or steam heated radiator | TRV installed on an existing hydronic or steam heated radiator | TRV installed on an existing hydronic or steam heated radiator | TRV installed on an existing hydronic or steam heated radiator | TRV installed on an existing hydronic or steam heated radiator | TRV installed on an existing hydronic or steam heated radiator | TRV installed on an existing hydronic or steam heated radiator | TRV installed on an existing hydronic or steam heated radiator | TRV installed on an existing hydronic or steam heated radiator | TRV installed on an existing hydronic or steam heated radiator | TRV installed on an existing hydronic or steam heated radiator | TRV installed on an existing hydronic or steam heated radiator | TRV installed on an existing hydronic or steam heated radiator | TRV installed on an existing hydronic or steam heated radiator | TRV installed on an existing hydronic or steam heated radiator | TRV installed on an existing hydronic or steam heated radiator | TRV installed on an existing hydronic or steam heated radiator | TRV installed on an existing hydronic or steam heated radiator | TRV installed on an existing hydronic or steam heated radiator | TRV installed on an existing hydronic or steam heated radiator | TRV installed on an existing hydronic or steam heated radiator | TRV installed on an existing hydronic or steam heated radiator | TRV installed on an existing hydronic or steam heated radiator | TRV installed on an existing hydronic or steam heated radiator | TRV installed on an existing hydronic or steam heated radiator | TRV installed on an existing hydronic or steam heated radiator | 69.6607 | 69.6607 | 69.6607 | 69.6607 | 69.6607 | 69.6607 | 69.6607 | 69.6607 | 69.6607 | 69.6607 | 69.6607 | 69.6607 | 69.6607 | 69.6607 | 69.6607 | 69.6607 | 69.6607 | 69.6607 | 69.6607 | 69.6607 | 69.6607 | 69.6607 | 69.6607 | 69.6607 | 69.6607 | 69.6607 | 69.6607 | 69.6607 | 50 | 50 | 50 | 50 | 50 | 50 | 50 | 50 | 50 | 50 | 50 | 50 | 50 | 50 | 50 | 50 | 50 | 50 | 50 | 50 | 50 | 50 | 50 | 50 | 50 | 50 | 50 | 50 | 0 | 0 | 0 | 3.3634 | 6.6828 | 11.7907 | 19.0529 | 28.7229 | 40.8501 | 55.173 | 71.0131 | 87.2098 | 102.1268 | 113.8041 | 120.2734 | 120.0141 | 112.4501 | 98.2991 | 80.8399 | 61.4944 | 42.365 | 22.2581 | 14.7766 | 4.6343e-16 | 4.6179e-16 | 4.6028e-16 | 4.589e-16 | 4.5763e-16 | 0 | 0 | 0 | 3.3634 | 10.026 | 21.7533 | 40.663 | 69.1093 | 109.4769 | 163.8729 | 233.715 | 319.2721 | 419.1814 | 530.1483 | 646.9502 | 762.8858 | 870.7273 | 964.0095 | 1039.4841 | 1095.5251 | 1132.5355 | 1149.6682 | 1159.6311 | 1155.1525 | 1151.0463 | 1147.2851 | 1143.8397 | 1140.6831 | 0 | 0 | 0 | 0.00013896 | 0.00027777 | 0.0004931983229804319 | 0.000802254670669648 | 0.0012177105373380114 | 0.0017440216870112594 | 0.0023723484406155564 | 0.0030754204108227466 | 0.0038037650055451847 | 0.004485542531426329 | 0.005032487215048005 | 0.005353618889622937 | 0.005375969541111631 | 0.005067757931277049 | 0.004455692658552345 | 0.0036848085968323083 | 0.0028177948093423533 | 0.0019507810218523985 | 0.0010295788726443216 | 0.0006863859150962142 | 2.1610378787695114E-20 | 2.1610378787695114E-20 | 2.1610378787695114E-20 | 2.1610378787695114E-20 | 2.1610378787695114E-20 | 0 | 0
Gas Boiler - Thermostatic Radiator Valves_Healthcare_Existing_TRV installed on an existing hydronic or steam heated radiator | Gas Boiler - Thermostatic Radiator Valves_Healthcare_Existing | Gas Boiler - Thermostatic Radiator Valves_Commercial_Existing_existing hydronic or steam heated radiator without a TRV installed_TRV installed on an existing hydronic or steam heated radiator | Commercial | Healthcare | Existing | Space Heating | Natural Gas | Gas Boiler - Thermostatic Radiator Valves | NEQ | existing hydronic or steam heated radiator without a TRV installed | 15 | 15 | 15 | 50 | 0 | 0 | 0 | 0.05 | Retro1Slow | 0.012666666666666666 | TBD | A | WCM525 | 0.7 | 0.42 | radiator | 0.0321 | 170.11456924116825 | 170.1146 | 134.17487151416088 | 134.1749 | IL TRM v12 - 5.3.19 - Thermostatic Radiator Valves - Provisional Measure - RS-HVC-TRVS-V01-210101 | AEG Market Research 2024 | IL TRM v12 - 5.3.19 - Thermostatic Radiator Valves - Provisional Measure - RS-HVC-TRVS-V01-210101 | 0 | 0 | 69.6607 | existing hydronic or steam heated radiator without a TRV installed | existing hydronic or steam heated radiator without a TRV installed | existing hydronic or steam heated radiator without a TRV installed | existing hydronic or steam heated radiator without a TRV installed | existing hydronic or steam heated radiator without a TRV installed | existing hydronic or steam heated radiator without a TRV installed | existing hydronic or steam heated radiator without a TRV installed | existing hydronic or steam heated radiator without a TRV installed | existing hydronic or steam heated radiator without a TRV installed | existing hydronic or steam heated radiator without a TRV installed | existing hydronic or steam heated radiator without a TRV installed | existing hydronic or steam heated radiator without a TRV installed | existing hydronic or steam heated radiator without a TRV installed | existing hydronic or steam heated radiator without a TRV installed | existing hydronic or steam heated radiator without a TRV installed | existing hydronic or steam heated radiator without a TRV installed | existing hydronic or steam heated radiator without a TRV installed | existing hydronic or steam heated radiator without a TRV installed | existing hydronic or steam heated radiator without a TRV installed | existing hydronic or steam heated radiator without a TRV installed | existing hydronic or steam heated radiator without a TRV installed | existing hydronic or steam heated radiator without a TRV installed | existing hydronic or steam heated radiator without a TRV installed | existing hydronic or steam heated radiator without a TRV installed | existing hydronic or steam heated radiator without a TRV installed | existing hydronic or steam heated radiator without a TRV installed | existing hydronic or steam heated radiator without a TRV installed | existing hydronic or steam heated radiator without a TRV installed | 0 | 0 | 0 | 32.9838 | 65.0077 | 113.7261 | 182.1288 | 271.9711 | 382.9528 | 511.8149 | 651.5362 | 790.963 | 915.1704 | 1007.1467 | 1050.707 | 1034.4837 | 956.0098 | 823.8862 | 667.6802 | 500.5875 | 339.9834 | 176.2283 | 115.5066 | 0 | 0 | 0 | 0 | 0 | 0 | 0 | 0 | 32.9838 | 97.5288 | 209.8202 | 388.7026 | 654.3815 | 1026.3004 | 1520.1748 | 2144.3071 | 2895.6883 | 3756.3345 | 4691.721 | 5651.7498 | 6575.8342 | 7402.6062 | 8079.7678 | 8585.406 | 8917.9856 | 9088.7192 | 9102.4896 | 9064.672 | 8921.5155 | 8789.3739 | 8667.4667 | 8554.9962 | 8451.2312 | 0 | 0 | 0 | 0.0013247809734364558 | 0.002648150271006782 | 0.004701910725954556 | 0.007648302245176981 | 0.011609054552370516 | 0.016626646714654282 | 0.022616805570675913 | 0.02931954863325999 | 0.03626322849295881 | 0.042762960775670766 | 0.0479772629226929 | 0.051038774681295376 | 0.051251854821819154 | 0.04831351661866501 | 0.04247838673943637 | 0.035129156481788756 | 0.02686347260372082 | 0.018597788725652875 | 0.009815499605205684 | 0.006543666403470457 | 0 | 0 | 0 | 0 | 0 | 0 | 0 | 0 | 0.0013247809734364558 | 0.003972931244443238 | 0.008674841970397794 | 0.016323144215574775 | 0.02793219876794529 | 0.04455884548259957 | 0.06717565105327548 | 0.09649519968653547 | 0.1327584281794943 | 0.17552138895516506 | 0.22349865187785795 | 0.27453742655915336 | 0.3257892813809725 | 0.37410279799963747 | 0.41658118473907385 | 0.45171034122086257 | 0.4785738138245834 | 0.4971716025502363 | 0.506987102155442 | 0.5135307685589124 | 0.5135307685589124 | 0.5135307685589124 | 0.5135307685589124 | 0.5135307685589124 | 0.5135307685589124 | TRV installed on an existing hydronic or steam heated radiator | TRV installed on an existing hydronic or steam heated radiator | TRV installed on an existing hydronic or steam heated radiator | TRV installed on an existing hydronic or steam heated radiator | TRV installed on an existing hydronic or steam heated radiator | TRV installed on an existing hydronic or steam heated radiator | TRV installed on an existing hydronic or steam heated radiator | TRV installed on an existing hydronic or steam heated radiator | TRV installed on an existing hydronic or steam heated radiator | TRV installed on an existing hydronic or steam heated radiator | TRV installed on an existing hydronic or steam heated radiator | TRV installed on an existing hydronic or steam heated radiator | TRV installed on an existing hydronic or steam heated radiator | TRV installed on an existing hydronic or steam heated radiator | TRV installed on an existing hydronic or steam heated radiator | TRV installed on an existing hydronic or steam heated radiator | TRV installed on an existing hydronic or steam heated radiator | TRV installed on an existing hydronic or steam heated radiator | TRV installed on an existing hydronic or steam heated radiator | TRV installed on an existing hydronic or steam heated radiator | TRV installed on an existing hydronic or steam heated radiator | TRV installed on an existing hydronic or steam heated radiator | TRV installed on an existing hydronic or steam heated radiator | TRV installed on an existing hydronic or steam heated radiator | TRV installed on an existing hydronic or steam heated radiator | TRV installed on an existing hydronic or steam heated radiator | TRV installed on an existing hydronic or steam heated radiator | TRV installed on an existing hydronic or steam heated radiator | 69.6607 | 69.6607 | 69.6607 | 69.6607 | 69.6607 | 69.6607 | 69.6607 | 69.6607 | 69.6607 | 69.6607 | 69.6607 | 69.6607 | 69.6607 | 69.6607 | 69.6607 | 69.6607 | 69.6607 | 69.6607 | 69.6607 | 69.6607 | 69.6607 | 69.6607 | 69.6607 | 69.6607 | 69.6607 | 69.6607 | 69.6607 | 69.6607 | 50 | 50 | 50 | 50 | 50 | 50 | 50 | 50 | 50 | 50 | 50 | 50 | 50 | 50 | 50 | 50 | 50 | 50 | 50 | 50 | 50 | 50 | 50 | 50 | 50 | 50 | 50 | 50 | 0 | 0 | 0 | 28.2351 | 56.0688 | 98.8597 | 159.6405 | 240.4898 | 341.7746 | 461.2571 | 593.2263 | 727.9434 | 851.751 | 948.3308 | 1001.3702 | 998.3271 | 934.6433 | 816.3558 | 670.8382 | 509.907 | 351.0175 | 184.2844 | 122.252 | 6.6986e-16 | 6.6702e-16 | 6.6441e-16 | 6.62e-16 | 6.5978e-16 | 0 | 0 | 0 | 28.2351 | 84.1182 | 182.3924 | 340.7077 | 578.6353 | 915.9442 | 1370.0099 | 1952.4 | 2664.9757 | 3496.0284 | 4417.7315 | 5386.3678 | 6345.9998 | 7237.1603 | 8005.9175 | 8626.0124 | 9084.0129 | 9383.6922 | 9518.5976 | 9594.036 | 9550.274 | 9509.7929 | 9472.4994 | 9438.1674 | 9406.582 | 0 | 0 | 0 | 0.0011260638274209873 | 0.0022509277303557644 | 0.003996624117061373 | 0.006501056908400434 | 0.009867696369514936 | 0.01413264970745614 | 0.019224284735074527 | 0.024921616338270988 | 0.030823744219014987 | 0.03634851665932015 | 0.040780673484288966 | 0.04338295847910107 | 0.04356407659854628 | 0.04106648912586526 | 0.03610662872852092 | 0.029859783009520444 | 0.022833951713162697 | 0.015808120416804943 | 0.008343174664424835 | 0.005562116442949889 | 3.06165264222858E-20 | 3.06165264222858E-20 | 3.06165264222858E-20 | 3.06165264222858E-20 | 3.06165264222858E-20 | 0 | 0 | 0 | 0.0011260638274209873 | 0.0033769915577767516 | 0.007373615674838124 | 0.013874672583238557 | 0.023742368952753494 | 0.03787501866020963 | 0.05709930339528416 | 0.08202091973355514 | 0.11284466395257013 | 0.1491931806118903 | 0.18997385409617926 | 0.23335681257528032 | 0.2769208891738266 | 0.31798737829969187 | 0.3540940070282128 | 0.3839537900377332 | 0.40678774175089594 | 0.42259586216770084 | 0.4309390368321257 | 0.4365011532750756 | 0.4365011532750756 | 0.4365011532750756 | 0.4365011532750756 | 0.4365011532750756 | 0.4365011532750756 | TRV installed on an existing hydronic or steam heated radiator | TRV installed on an existing hydronic or steam heated radiator | TRV installed on an existing hydronic or steam heated radiator | TRV installed on an existing hydronic or steam heated radiator | TRV installed on an existing hydronic or steam heated radiator | TRV installed on an existing hydronic or steam heated radiator | TRV installed on an existing hydronic or steam heated radiator | TRV installed on an existing hydronic or steam heated radiator | TRV installed on an existing hydronic or steam heated radiator | TRV installed on an existing hydronic or steam heated radiator | TRV installed on an existing hydronic or steam heated radiator | TRV installed on an existing hydronic or steam heated radiator | TRV installed on an existing hydronic or steam heated radiator | TRV installed on an existing hydronic or steam heated radiator | TRV installed on an existing hydronic or steam heated radiator | TRV installed on an existing hydronic or steam heated radiator | TRV installed on an existing hydronic or steam heated radiator | TRV installed on an existing hydronic or steam heated radiator | TRV installed on an existing hydronic or steam heated radiator | TRV installed on an existing hydronic or steam heated radiator | TRV installed on an existing hydronic or steam heated radiator | TRV installed on an existing hydronic or steam heated radiator | TRV installed on an existing hydronic or steam heated radiator | TRV installed on an existing hydronic or steam heated radiator | TRV installed on an existing hydronic or steam heated radiator | TRV installed on an existing hydronic or steam heated radiator | TRV installed on an existing hydronic or steam heated radiator | TRV installed on an existing hydronic or steam heated radiator | 69.6607 | 69.6607 | 69.6607 | 69.6607 | 69.6607 | 69.6607 | 69.6607 | 69.6607 | 69.6607 | 69.6607 | 69.6607 | 69.6607 | 69.6607 | 69.6607 | 69.6607 | 69.6607 | 69.6607 | 69.6607 | 69.6607 | 69.6607 | 69.6607 | 69.6607 | 69.6607 | 69.6607 | 69.6607 | 69.6607 | 69.6607 | 69.6607 | 50 | 50 | 50 | 50 | 50 | 50 | 50 | 50 | 50 | 50 | 50 | 50 | 50 | 50 | 50 | 50 | 50 | 50 | 50 | 50 | 50 | 50 | 50 | 50 | 50 | 50 | 50 | 50 | 0 | 0 | 0 | 28.2343 | 56.0626 | 98.83 | 159.5296 | 240.147 | 340.8672 | 459.1565 | 588.9091 | 719.9814 | 838.4735 | 928.2052 | 973.5554 | 963.2355 | 894.2432 | 774.0047 | 629.9135 | 474.1758 | 323.2661 | 168.0762 | 110.4227 | 5.9919e-16 | 5.9089e-16 | 5.829e-16 | 5.7522e-16 | 5.6785e-16 | 0 | 0 | 0 | 28.2343 | 84.1088 | 182.3375 | 340.471 | 577.8104 | 913.5126 | 1363.7707 | 1938.1915 | 2635.827 | 3441.5306 | 4323.9776 | 5236.7517 | 6122.9357 | 6924.3334 | 7590.5843 | 8099.7799 | 8447.4599 | 8641.8187 | 8681.4206 | 8665.698 | 8542.7283 | 8424.3739 | 8310.4973 | 8200.9901 | 8095.8893 | 0 | 0 | 0 | 0.0011261 | 0.0022509 | 0.003996624117061373 | 0.006501056908400434 | 0.009867696369514936 | 0.01413264970745614 | 0.019224284735074527 | 0.024921616338270988 | 0.030823744219014987 | 0.03634851665932015 | 0.040780673484288966 | 0.04338295847910107 | 0.04356407659854628 | 0.04106648912586526 | 0.03610662872852092 | 0.029859783009520444 | 0.022833951713162697 | 0.015808120416804943 | 0.008343174664424835 | 0.005562116442949889 | 3.06165264222858E-20 | 3.06165264222858E-20 | 3.06165264222858E-20 | 3.06165264222858E-20 | 3.06165264222858E-20 | 0 | 0
Gas Boiler - Hot Water Reset_Miscellaneous_Existing_Boiler with boiler reset controls | Gas Boiler - Hot Water Reset_Miscellaneous_Existing | Gas Boiler - Hot Water Reset_Commercial_Existing_Existing boiler without boiler reset controls_Boiler with boiler reset controls | Commercial | Miscellaneous | Existing | Space Heating | Natural Gas | Gas Boiler - Hot Water Reset | NEQ | Existing boiler without boiler reset controls | 16 | 16 | 16 | 599.9274 | 0 | 0 | 0.35 | 0.55 | Retro5Med | 8.35569166605469E-06 | TBD | A | WCM818 | 0.7 | 0.42 | BoilerCtrl | 0.0321 | 196.99565750211258 | 196.9957 | 155.3768566213846 | 155.3769 | IL TRM v12 - 4.4.4 - Boiler Lockout/Reset Controls - CI-HVC-BLRC-V05-240101 | IL TRM v12 - 4.4.4 - Boiler Lockout/Reset Controls - CI-HVC-BLRC-V05-240101 | IL TRM v12 - 4.4.4 - Boiler Lockout/Reset Controls - CI-HVC-BLRC-V05-240101 | 0 | 0 | 1024.2592 | Existing boiler without boiler reset controls | Existing boiler without boiler reset controls | Existing boiler without boiler reset controls | Existing boiler without boiler reset controls | Existing boiler without boiler reset controls | Existing boiler without boiler reset controls | Existing boiler without boiler reset controls | Existing boiler without boiler reset controls | Existing boiler without boiler reset controls | Existing boiler without boiler reset controls | Existing boiler without boiler reset controls | Existing boiler without boiler reset controls | Existing boiler without boiler reset controls | Existing boiler without boiler reset controls | Existing boiler without boiler reset controls | Existing boiler without boiler reset controls | Existing boiler without boiler reset controls | Existing boiler without boiler reset controls | Existing boiler without boiler reset controls | Existing boiler without boiler reset controls | Existing boiler without boiler reset controls | Existing boiler without boiler reset controls | Existing boiler without boiler reset controls | Existing boiler without boiler reset controls | Existing boiler without boiler reset controls | Existing boiler without boiler reset controls | Existing boiler without boiler reset controls | Existing boiler without boiler reset controls | 0 | 0 | 0 | 4262.2603 | 5163.8174 | 6229.6765 | 7123.815 | 7998.4646 | 9198.0452 | 9918.6819 | 9954.761 | 9213.4623 | 7776.4108 | 5908.5599 | 3839.6125 | 2189.1906 | 1035.0715 | 430.0464 | 153.5529 | 47.122 | 10.0979 | 0.9149 | 0.60091 | 1.1378e-17 | 1.1231e-17 | 1.1096e-17 | 1.0972e-17 | 1.0857e-17 | 0 | 0 | 0 | 4262.2603 | 9369.4266 | 15466.6577 | 22359.7929 | 30008.3746 | 38715.0453 | 47974.8817 | 57087.4686 | 65280.3894 | 71875.2836 | 76480.0999 | 78935.0448 | 79698.7401 | 79298.4608 | 78303.6741 | 77041.373 | 75737.6299 | 74475.5031 | 73304.1707 | 72220.5013 | 71225.5317 | 70308.6105 | 69463.5178 | 68684.5428 | 67966.4403 | 0 | 0 | 0 | 0.0005885039364423526 | 0.0007225889782523433 | 0.0008842374491922859 | 0.001026460354259917 | 0.0011708080177236107 | 0.0013688153072133984 | 0.0015016116490413174 | 0.0015340023687596806 | 0.0014456131355489582 | 0.001242626937681743 | 0.0009615971884132228 | 0.0006364054196411486 | 0.00036952572753357017 | 0.00017791979473838569 | 7.527375931239392E-05 | 2.7372276113597797E-05 | 8.549867574237868E-06 | 1.86348291861103E-06 | 1.7153572455250256E-07 | 1.1435714970166836E-07 | 2.195509399283147E-24 | 2.195509399283147E-24 | 2.195509399283147E-24 | 2.195509399283147E-24 | 2.195509399283147E-24 | 0 | 0 | 0 | 0.0005885039364423526 | 0.0013110929146946957 | 0.0021953303638869814 | 0.0032217907181468983 | 0.004392598735870509 | 0.005761414043083907 | 0.007263025692125225 | 0.008797028060884907 | 0.010242641196433866 | 0.011485268134115607 | 0.01244686532252883 | 0.013083270742169978 | 0.013452796469703548 | 0.013630716264441933 | 0.013705990023754326 | 0.013733362299867925 | 0.013741912167442161 | 0.013743775650360772 | 0.013743947186085324 | 0.013744061543235025 | 0.013744061543235025 | 0.013744061543235025 | 0.013744061543235025 | 0.013744061543235025 | 0.013744061543235025 | Boiler with boiler reset controls | Boiler with boiler reset controls | Boiler with boiler reset controls | Boiler with boiler reset controls | Boiler with boiler reset controls | Boiler with boiler reset controls | Boiler with boiler reset controls | Boiler with boiler reset controls | Boiler with boiler reset controls | Boiler with boiler reset controls | Boiler with boiler reset controls | Boiler with boiler reset controls | Boiler with boiler reset controls | Boiler with boiler reset controls | Boiler with boiler reset controls | Boiler with boiler reset controls | Boiler with boiler reset controls | Boiler with boiler reset controls | Boiler with boiler reset controls | Boiler with boiler reset controls | Boiler with boiler reset controls | Boiler with boiler reset controls | Boiler with boiler reset controls | Boiler with boiler reset controls | Boiler with boiler reset controls | Boiler with boiler reset controls | Boiler with boiler reset controls | Boiler with boiler reset controls | 1024.2592 | 1024.2592 | 1024.2592 | 1024.2592 | 1024.2592 | 1024.2592 | 1024.2592 | 1024.2592 | 1024.2592 | 1024.2592 | 1024.2592 | 1024.2592 | 1024.2592 | 1024.2592 | 1024.2592 | 1024.2592 | 1024.2592 | 1024.2592 | 1024.2592 | 1024.2592 | 1024.2592 | 1024.2592 | 1024.2592 | 1024.2592 | 1024.2592 | 1024.2592 | 1024.2592 | 1024.2592 | 599.9274 | 599.9274 | 599.9274 | 599.9274 | 599.9274 | 599.9274 | 599.9274 | 599.9274 | 599.9274 | 599.9274 | 599.9274 | 599.9274 | 599.9274 | 599.9274 | 599.9274 | 599.9274 | 599.9274 | 599.9274 | 599.9274 | 599.9274 | 599.9274 | 599.9274 | 599.9274 | 599.9274 | 599.9274 | 599.9274 | 599.9274 | 599.9274 | 0 | 0 | 0 | 3646.0238 | 4446.8746 | 5402.6179 | 6223.8612 | 7042.3489 | 8164.605 | 8879.5745 | 8991.6094 | 8399.4516 | 7157.8486 | 5492.5465 | 3605.6504 | 2077.326 | 992.7561 | 417.0332 | 150.609 | 46.7386 | 10.1251 | 0.9268 | 0.61465 | 6.9082e-18 | 6.8776e-18 | 6.8495e-18 | 6.8237e-18 | 6.8001e-18 | 0 | 0 | 0 | 3646.0238 | 8068.5783 | 13413.2875 | 19535.0734 | 26421.2512 | 34365.2423 | 42948.9061 | 51564.0923 | 59512.8575 | 66158.0784 | 71095.2443 | 74125.2341 | 75626.2456 | 76056.611 | 75934.2103 | 75564.3435 | 75121.3787 | 74675.6807 | 74258.1456 | 73871.9172 | 73518.1495 | 73192.5604 | 72893.4967 | 72619.0195 | 72367.2399 | 0 | 0 | 0 | 0.0005002283459759996 | 0.0006142006315144918 | 0.0007516018318134428 | 0.0008724913011209293 | 0.0009951868150650692 | 0.0011634930111313886 | 0.0012763699016851197 | 0.001303902013445729 | 0.0012287711652166143 | 0.0010562328970294813 | 0.0008173576101512391 | 0.0005409446066949763 | 0.0003140968684035345 | 0.00015123182552762777 | 6.398269541553482E-05 | 2.3266434696558104E-05 | 7.267387438102183E-06 | 1.583960480819375E-06 | 1.4580536586962731E-07 | 9.720357724641822E-08 | 1.0977546996415735E-24 | 1.0977546996415735E-24 | 1.0977546996415735E-24 | 1.0977546996415735E-24 | 1.0977546996415735E-24 | 0 | 0 | 0 | 0.0005002283459759996 | 0.0011144289774904915 | 0.0018660308093039345 | 0.0027385221104248634 | 0.0037337089254899326 | 0.004897201936621322 | 0.006173571838306442 | 0.00747747385175217 | 0.008706245016968785 | 0.009762477913998266 | 0.010579835524149504 | 0.01112078013084448 | 0.011434876999248014 | 0.011586108824775641 | 0.011650091520191176 | 0.011673357954887735 | 0.011680625342325838 | 0.011682209302806657 | 0.011682355108172527 | 0.011682452311749773 | 0.011682452311749773 | 0.011682452311749773 | 0.011682452311749773 | 0.011682452311749773 | 0.011682452311749773 | Boiler with boiler reset controls | Boiler with boiler reset controls | Boiler with boiler reset controls | Boiler with boiler reset controls | Boiler with boiler reset controls | Boiler with boiler reset controls | Boiler with boiler reset controls | Boiler with boiler reset controls | Boiler with boiler reset controls | Boiler with boiler reset controls | Boiler with boiler reset controls | Boiler with boiler reset controls | Boiler with boiler reset controls | Boiler with boiler reset controls | Boiler with boiler reset controls | Boiler with boiler reset controls | Boiler with boiler reset controls | Boiler with boiler reset controls | Boiler with boiler reset controls | Boiler with boiler reset controls | Boiler with boiler reset controls | Boiler with boiler reset controls | Boiler with boiler reset controls | Boiler with boiler reset controls | Boiler with boiler reset controls | Boiler with boiler reset controls | Boiler with boiler reset controls | Boiler with boiler reset controls | 1024.2592 | 1024.2592 | 1024.2592 | 1024.2592 | 1024.2592 | 1024.2592 | 1024.2592 | 1024.2592 | 1024.2592 | 1024.2592 | 1024.2592 | 1024.2592 | 1024.2592 | 1024.2592 | 1024.2592 | 1024.2592 | 1024.2592 | 1024.2592 | 1024.2592 | 1024.2592 | 1024.2592 | 1024.2592 | 1024.2592 | 1024.2592 | 1024.2592 | 1024.2592 | 1024.2592 | 1024.2592 | 599.9274 | 599.9274 | 599.9274 | 599.9274 | 599.9274 | 599.9274 | 599.9274 | 599.9274 | 599.9274 | 599.9274 | 599.9274 | 599.9274 | 599.9274 | 599.9274 | 599.9274 | 599.9274 | 599.9274 | 599.9274 | 599.9274 | 599.9274 | 599.9274 | 599.9274 | 599.9274 | 599.9274 | 599.9274 | 599.9274 | 599.9274 | 599.9274 | 0 | 0 | 0 | 3646.0155 | 4446.8365 | 5402.4914 | 6223.5235 | 7041.5641 | 8162.9102 | 8876.4133 | 8986.4957 | 8392.2751 | 7151.6916 | 5487.7905 | 3602.5079 | 2075.5039 | 991.8799 | 416.663 | 150.4745 | 46.6966 | 10.1159 | 0.92596 | 0.61409 | 6.9019e-18 | 6.8714e-18 | 6.8433e-18 | 6.8176e-18 | 6.7942e-18 | 0 | 0 | 0 | 3646.0155 | 8068.5093 | 13412.9733 | 19534.0134 | 26418.3068 | 34358.1088 | 42933.6161 | 51534.7669 | 59462.0101 | 66101.1711 | 71033.6825 | 74060.629 | 75559.9121 | 75989.4877 | 75866.7958 | 75496.8669 | 75053.9247 | 74608.2741 | 74190.8011 | 73804.6688 | 73451.0807 | 73125.8496 | 72827.4694 | 72554.2117 | 72304.458 | 0 | 0 | 0 | 0.00050023 | 0.0006142 | 0.0007516018318134428 | 0.0008724913011209293 | 0.0009951868150650692 | 0.0011634930111313886 | 0.0012763699016851197 | 0.001303902013445729 | 0.0012287711652166143 | 0.0010562328970294813 | 0.0008173576101512391 | 0.0005409446066949763 | 0.0003140968684035345 | 0.00015123182552762777 | 6.398269541553482E-05 | 2.3266434696558104E-05 | 7.267387438102183E-06 | 1.583960480819375E-06 | 1.4580536586962731E-07 | 9.720357724641822E-08 | 1.0977546996415735E-24 | 1.0977546996415735E-24 | 1.0977546996415735E-24 | 1.0977546996415735E-24 | 1.0977546996415735E-24 | 0 | 0
Commercial Laundry - Dryer Efficiency Retrofit_Healthcare_Existing_Commercial gas dryer retrofitted with a two-stage modulating gas valve kit | Commercial Laundry - Dryer Efficiency Retrofit_Healthcare_Existing | Commercial Laundry - Dryer Efficiency Retrofit_Commercial_Existing_Commercial gas dryer with no modulating capabilities_Commercial gas dryer retrofitted with a two-stage modulating gas valve kit | Commercial | Healthcare | Existing | Miscellaneous | Natural Gas | Commercial Laundry - Dryer Efficiency Retrofit | NEQ | Commercial gas dryer with no modulating capabilities | 10 | 10 | 10 | 613.19 | 0 | 0 | 0.042 | 0.07 | Retro5Med | 8.35569166605469E-06 | TBD | A | WCM540 | 0.7 | 0.42 | Washer | 0.0321 | 208.09536114609742 | 208.0954 | 164.13155245325996 | 164.1316 | IL TRM v13 - 4.9.3 - Modulating Commercial Gas Clothes Dryer - CI-MSC-MODD-V02-230101 ¦ IL TRM v13 - 4.9.9 - Commercial Clothes Dryer Moisture Sensor - CI-MSC-CDMS-V02-230101 | IL TRM v13 - 4.9.3 - Modulating Commercial Gas Clothes Dryer - CI-MSC-MODD-V02-230101 ¦ IL TRM v13 - 4.9.9 - Commercial Clothes Dryer Moisture Sensor - CI-MSC-CDMS-V02-230101 | IL TRM v13 - 4.9.3 - Modulating Commercial Gas Clothes Dryer - CI-MSC-MODD-V02-230101 ¦ IL TRM v13 - 4.9.9 - Commercial Clothes Dryer Moisture Sensor - CI-MSC-CDMS-V02-230101 | 0 | 0 | 799.6811 | Commercial gas dryer with no modulating capabilities | Commercial gas dryer with no modulating capabilities | Commercial gas dryer with no modulating capabilities | Commercial gas dryer with no modulating capabilities | Commercial gas dryer with no modulating capabilities | Commercial gas dryer with no modulating capabilities | Commercial gas dryer with no modulating capabilities | Commercial gas dryer with no modulating capabilities | Commercial gas dryer with no modulating capabilities | Commercial gas dryer with no modulating capabilities | Commercial gas dryer with no modulating capabilities | Commercial gas dryer with no modulating capabilities | Commercial gas dryer with no modulating capabilities | Commercial gas dryer with no modulating capabilities | Commercial gas dryer with no modulating capabilities | Commercial gas dryer with no modulating capabilities | Commercial gas dryer with no modulating capabilities | Commercial gas dryer with no modulating capabilities | Commercial gas dryer with no modulating capabilities | Commercial gas dryer with no modulating capabilities | Commercial gas dryer with no modulating capabilities | Commercial gas dryer with no modulating capabilities | Commercial gas dryer with no modulating capabilities | Commercial gas dryer with no modulating capabilities | Commercial gas dryer with no modulating capabilities | Commercial gas dryer with no modulating capabilities | Commercial gas dryer with no modulating capabilities | Commercial gas dryer with no modulating capabilities | 0 | 0 | 0 | 1.5409 | 1.8771 | 2.2807 | 2.6274 | 2.9727 | 3.4458 | 3.7463 | 3.795 | 3.5473 | 3.0284 | 2.3301 | 1.5345 | 0.88718 | 0.42558 | 0.17922 | 0.064895 | 0.020238 | 0.0044052 | 0.00040489 | 0.00026957 | 0 | 0 | 0 | 0 | 0 | 0 | 0 | 0 | 1.5409 | 3.4059 | 5.6625 | 8.2468 | 11.1528 | 14.5035 | 18.1203 | 21.7629 | 25.1341 | 27.9906 | 30.1605 | 31.5458 | 32.2982 | 32.6047 | 32.6335 | 32.5595 | 32.5285 | 32.4901 | 32.4406 | 32.3982 | 32.3615 | 32.3301 | 32.3031 | 32.28 | 32.2602 | 0 | 0 | 0 | 4.509851224566462E-10 | 5.53737806433309E-10 | 6.776130279016383E-10 | 7.866019577732204E-10 | 8.972191425571346E-10 | 1.048957025973328E-09 | 1.1507221472792326E-09 | 1.175543956946221E-09 | 1.1078091013318926E-09 | 9.522557572785641E-10 | 7.36895709469879E-10 | 4.876932138193967E-10 | 2.831767047983593E-10 | 1.3634433934735816E-10 | 5.768414357003615E-11 | 2.097605220728588E-11 | 6.55197499317573E-12 | 1.428033051615766E-12 | 1.3145206846135995E-13 | 8.763471230757329E-14 | 0 | 0 | 0 | 0 | 0 | 0 | 0 | 0 | 4.509851224566462E-10 | 1.0047229288899553E-09 | 1.6823359567915937E-09 | 2.468937914564814E-09 | 3.3661570571219487E-09 | 4.415114083095276E-09 | 5.5658362303745096E-09 | 6.74138018732073E-09 | 7.849189288652623E-09 | 8.801445045931187E-09 | 9.538340755401067E-09 | 1.0026033969220463E-08 | 1.0309210674018824E-08 | 1.0445555013366182E-08 | 1.0503239156936218E-08 | 1.0524215209143504E-08 | 1.053076718413668E-08 | 1.0532195217188296E-08 | 1.0532326669256757E-08 | 1.0532414303969065E-08 | 1.0532414303969065E-08 | 1.0532414303969065E-08 | 1.0532414303969065E-08 | 1.0532414303969065E-08 | 1.0532414303969065E-08 | Commercial gas dryer retrofitted with a two-stage modulating gas valve kit | Commercial gas dryer retrofitted with a two-stage modulating gas valve kit | Commercial gas dryer retrofitted with a two-stage modulating gas valve kit | Commercial gas dryer retrofitted with a two-stage modulating gas valve kit | Commercial gas dryer retrofitted with a two-stage modulating gas valve kit | Commercial gas dryer retrofitted with a two-stage modulating gas valve kit | Commercial gas dryer retrofitted with a two-stage modulating gas valve kit | Commercial gas dryer retrofitted with a two-stage modulating gas valve kit | Commercial gas dryer retrofitted with a two-stage modulating gas valve kit | Commercial gas dryer retrofitted with a two-stage modulating gas valve kit | Commercial gas dryer retrofitted with a two-stage modulating gas valve kit | Commercial gas dryer retrofitted with a two-stage modulating gas valve kit | Commercial gas dryer retrofitted with a two-stage modulating gas valve kit | Commercial gas dryer retrofitted with a two-stage modulating gas valve kit | Commercial gas dryer retrofitted with a two-stage modulating gas valve kit | Commercial gas dryer retrofitted with a two-stage modulating gas valve kit | Commercial gas dryer retrofitted with a two-stage modulating gas valve kit | Commercial gas dryer retrofitted with a two-stage modulating gas valve kit | Commercial gas dryer retrofitted with a two-stage modulating gas valve kit | Commercial gas dryer retrofitted with a two-stage modulating gas valve kit | Commercial gas dryer retrofitted with a two-stage modulating gas valve kit | Commercial gas dryer retrofitted with a two-stage modulating gas valve kit | Commercial gas dryer retrofitted with a two-stage modulating gas valve kit | Commercial gas dryer retrofitted with a two-stage modulating gas valve kit | Commercial gas dryer retrofitted with a two-stage modulating gas valve kit | Commercial gas dryer retrofitted with a two-stage modulating gas valve kit | Commercial gas dryer retrofitted with a two-stage modulating gas valve kit | Commercial gas dryer retrofitted with a two-stage modulating gas valve kit | 799.6811 | 799.6811 | 799.6811 | 799.6811 | 799.6811 | 799.6811 | 799.6811 | 799.6811 | 799.6811 | 799.6811 | 799.6811 | 799.6811 | 799.6811 | 799.6811 | 799.6811 | 799.6811 | 799.6811 | 799.6811 | 799.6811 | 799.6811 | 799.6811 | 799.6811 | 799.6811 | 799.6811 | 799.6811 | 799.6811 | 799.6811 | 799.6811 | 613.19 | 613.19 | 613.19 | 613.19 | 613.19 | 613.19 | 613.19 | 613.19 | 613.19 | 613.19 | 613.19 | 613.19 | 613.19 | 613.19 | 613.19 | 613.19 | 613.19 | 613.19 | 613.19 | 613.19 | 613.19 | 613.19 | 613.19 | 613.19 | 613.19 | 613.19 | 613.19 | 613.19 | 0 | 0 | 0 | 1.319 | 1.6194 | 1.9812 | 2.299 | 2.6204 | 3.0598 | 3.3504 | 3.4144 | 3.208 | 2.7477 | 2.1175 | 1.3949 | 0.80577 | 0.38583 | 0.16213 | 0.058542 | 0.018158 | 0.0039309 | 0.00035953 | 0.00023827 | 0 | 0 | 0 | 0 | 0 | 0 | 0 | 0 | 1.319 | 2.9382 | 4.9189 | 7.216 | 9.8312 | 12.879 | 16.2053 | 19.5805 | 22.73 | 25.3964 | 27.4087 | 28.6756 | 29.3344 | 29.5592 | 29.5207 | 29.3722 | 29.1851 | 28.9914 | 28.8067 | 28.6368 | 28.4836 | 28.3494 | 28.2349 | 28.1435 | 28.0716 | 0 | 0 | 0 | 3.8333735408814923E-10 | 4.706771354683128E-10 | 5.759710737163925E-10 | 6.686116641072372E-10 | 7.626362711735646E-10 | 8.916134720773289E-10 | 9.781138251873477E-10 | 9.99212363404288E-10 | 9.416377361321086E-10 | 8.094173936867798E-10 | 6.26361353049397E-10 | 4.145392317464871E-10 | 2.4070019907860534E-10 | 1.158926884452544E-10 | 4.903152203453072E-11 | 1.7829644376193E-11 | 5.569178744199372E-12 | 1.2138280938734012E-12 | 1.1173425819215598E-13 | 7.448950546143732E-14 | 0 | 0 | 0 | 0 | 0 | 0 | 0 | 0 | 3.8333735408814923E-10 | 8.540144895564619E-10 | 1.4299855632728543E-09 | 2.0985972273800916E-09 | 2.8612334985536564E-09 | 3.752846970630985E-09 | 4.730960795818333E-09 | 5.730173159222621E-09 | 6.671810895354729E-09 | 7.481228289041509E-09 | 8.107589642090906E-09 | 8.522128873837394E-09 | 8.762829072915998E-09 | 8.878721761361252E-09 | 8.927753283395783E-09 | 8.945582927771976E-09 | 8.951152106516176E-09 | 8.952365934610048E-09 | 8.952477668868242E-09 | 8.952552158373703E-09 | 8.952552158373703E-09 | 8.952552158373703E-09 | 8.952552158373703E-09 | 8.952552158373703E-09 | 8.952552158373703E-09 | Commercial gas dryer retrofitted with a two-stage modulating gas valve kit | Commercial gas dryer retrofitted with a two-stage modulating gas valve kit | Commercial gas dryer retrofitted with a two-stage modulating gas valve kit | Commercial gas dryer retrofitted with a two-stage modulating gas valve kit | Commercial gas dryer retrofitted with a two-stage modulating gas valve kit | Commercial gas dryer retrofitted with a two-stage modulating gas valve kit | Commercial gas dryer retrofitted with a two-stage modulating gas valve kit | Commercial gas dryer retrofitted with a two-stage modulating gas valve kit | Commercial gas dryer retrofitted with a two-stage modulating gas valve kit | Commercial gas dryer retrofitted with a two-stage modulating gas valve kit | Commercial gas dryer retrofitted with a two-stage modulating gas valve kit | Commercial gas dryer retrofitted with a two-stage modulating gas valve kit | Commercial gas dryer retrofitted with a two-stage modulating gas valve kit | Commercial gas dryer retrofitted with a two-stage modulating gas valve kit | Commercial gas dryer retrofitted with a two-stage modulating gas valve kit | Commercial gas dryer retrofitted with a two-stage modulating gas valve kit | Commercial gas dryer retrofitted with a two-stage modulating gas valve kit | Commercial gas dryer retrofitted with a two-stage modulating gas valve kit | Commercial gas dryer retrofitted with a two-stage modulating gas valve kit | Commercial gas dryer retrofitted with a two-stage modulating gas valve kit | Commercial gas dryer retrofitted with a two-stage modulating gas valve kit | Commercial gas dryer retrofitted with a two-stage modulating gas valve kit | Commercial gas dryer retrofitted with a two-stage modulating gas valve kit | Commercial gas dryer retrofitted with a two-stage modulating gas valve kit | Commercial gas dryer retrofitted with a two-stage modulating gas valve kit | Commercial gas dryer retrofitted with a two-stage modulating gas valve kit | Commercial gas dryer retrofitted with a two-stage modulating gas valve kit | Commercial gas dryer retrofitted with a two-stage modulating gas valve kit | 799.6811 | 799.6811 | 799.6811 | 799.6811 | 799.6811 | 799.6811 | 799.6811 | 799.6811 | 799.6811 | 799.6811 | 799.6811 | 799.6811 | 799.6811 | 799.6811 | 799.6811 | 799.6811 | 799.6811 | 799.6811 | 799.6811 | 799.6811 | 799.6811 | 799.6811 | 799.6811 | 799.6811 | 799.6811 | 799.6811 | 799.6811 | 799.6811 | 613.19 | 613.19 | 613.19 | 613.19 | 613.19 | 613.19 | 613.19 | 613.19 | 613.19 | 613.19 | 613.19 | 613.19 | 613.19 | 613.19 | 613.19 | 613.19 | 613.19 | 613.19 | 613.19 | 613.19 | 613.19 | 613.19 | 613.19 | 613.19 | 613.19 | 613.19 | 613.19 | 613.19 | 0 | 0 | 0 | 1.319 | 1.6194 | 1.9812 | 2.299 | 2.6204 | 3.0598 | 3.3504 | 3.4144 | 3.208 | 2.7477 | 2.1175 | 1.3949 | 0.80577 | 0.38583 | 0.16213 | 0.058542 | 0.018158 | 0.0039309 | 0.00035953 | 0.00023827 | 0 | 0 | 0 | 0 | 0 | 0 | 0 | 0 | 1.319 | 2.9382 | 4.9189 | 7.216 | 9.8312 | 12.879 | 16.2053 | 19.5805 | 22.73 | 25.3964 | 27.4087 | 28.6756 | 29.3344 | 29.5592 | 29.5207 | 29.3722 | 29.1851 | 28.9914 | 28.8067 | 28.6368 | 28.4836 | 28.3494 | 28.2349 | 28.1435 | 28.0716 | 0 | 0 | 0 | 3.8334e-10 | 4.7068e-10 | 5.759710737163925E-10 | 6.686116641072372E-10 | 7.626362711735646E-10 | 8.916134720773289E-10 | 9.781138251873477E-10 | 9.99212363404288E-10 | 9.416377361321086E-10 | 8.094173936867798E-10 | 6.26361353049397E-10 | 4.145392317464871E-10 | 2.4070019907860534E-10 | 1.158926884452544E-10 | 4.903152203453072E-11 | 1.7829644376193E-11 | 5.569178744199372E-12 | 1.2138280938734012E-12 | 1.1173425819215598E-13 | 7.448950546143732E-14 | 0 | 0 | 0 | 0 | 0 | 0 | 0
Retrocommissioning_Restaurant_Existing_Retrocommisioned facility | Retrocommissioning_Restaurant_Existing | Retrocommissioning_Commercial_Existing_Existing facility with energy system deficiences_Retrocommisioned facility | Commercial | Restaurant | Existing | Water Heating | Natural Gas | Retrocommissioning | NEQ | Existing facility with energy system deficiences | 3 | 3 | 3 | 0.0044282 | 0 | 0 | 0.31 | 0.35 | RetroEven20 | 0.03333333333333333 | TBD | A | WCM150 | 0.7 | 0.42 | Therm Saved | 0.0321 | 221.92522559840413 | 221.9252 | 175.03961455648772 | 175.0396 | CPUC - 2023 Potential and Goals Study - BROs Measure Database - RCx | CPUC - 2023 Potential and Goals Study - BROs Measure Database - RCx | CPUC - 2023 Potential and Goals Study - BROs Measure Database - RCx | 0 | 0 | 0.0038938 | Existing facility with energy system deficiences | Existing facility with energy system deficiences | Existing facility with energy system deficiences | Existing facility with energy system deficiences | Existing facility with energy system deficiences | Existing facility with energy system deficiences | Existing facility with energy system deficiences | Existing facility with energy system deficiences | Existing facility with energy system deficiences | Existing facility with energy system deficiences | Existing facility with energy system deficiences | Existing facility with energy system deficiences | Existing facility with energy system deficiences | Existing facility with energy system deficiences | Existing facility with energy system deficiences | Existing facility with energy system deficiences | Existing facility with energy system deficiences | Existing facility with energy system deficiences | Existing facility with energy system deficiences | Existing facility with energy system deficiences | Existing facility with energy system deficiences | Existing facility with energy system deficiences | Existing facility with energy system deficiences | Existing facility with energy system deficiences | Existing facility with energy system deficiences | Existing facility with energy system deficiences | Existing facility with energy system deficiences | Existing facility with energy system deficiences | 0 | 0 | 0 | 62.5564 | 61.8971 | 61.1704 | 60.3867 | 59.5538 | 58.6783 | 57.7653 | 56.95 | 56.1871 | 55.5769 | 55.0887 | 54.6981 | 54.2742 | 53.9017 | 53.7485 | 53.626 | 53.528 | 53.4495 | 53.3868 | 35.5577 | 0 | 0 | 0 | 0 | 0 | 0 | 0 | 0 | 62.5564 | 123.7941 | 183.5113 | 241.5466 | 297.7689 | 352.0696 | 404.3573 | 455.5996 | 505.6842 | 555.7687 | 605.9754 | 656.3773 | 705.5649 | 754.6235 | 806.2277 | 858.0157 | 909.9752 | 962.0916 | 1014.3491 | 1048.9533 | 1048.1636 | 1047.5319 | 1047.0265 | 1046.6222 | 1046.2988 | 0 | 0 | 0 | 14229.129062286356 | 14229.129062286354 | 14229.129062286354 | 14229.129062286358 | 14229.129062286356 | 14229.129062286354 | 14229.129062286356 | 14229.129062286354 | 14229.129062286356 | 14229.129062286354 | 14229.129062286356 | 14229.129062286358 | 14229.129062286356 | 14229.129062286356 | 14229.129062286356 | 14229.129062286356 | 14229.129062286356 | 14229.129062286358 | 14229.12906228636 | 9486.086041524237 | 0 | 0 | 0 | 0 | 0 | 0 | 0 | 0 | 14229.129062286356 | 28458.258124572712 | 42687.387186859065 | 56916.516249145425 | 71145.64531143178 | 85374.77437371814 | 99603.9034360045 | 113833.03249829086 | 128062.16156057722 | 142291.29062286357 | 156520.41968514991 | 170749.54874743626 | 184978.6778097226 | 199207.80687200895 | 213436.9359342953 | 227666.06499658164 | 241895.194058868 | 256124.32312115433 | 270353.4521834407 | 279839.5382249649 | 279839.5382249649 | 279839.5382249649 | 279839.5382249649 | 279839.5382249649 | 279839.5382249649 | Retrocommisioned facility | Retrocommisioned facility | Retrocommisioned facility | Retrocommisioned facility | Retrocommisioned facility | Retrocommisioned facility | Retrocommisioned facility | Retrocommisioned facility | Retrocommisioned facility | Retrocommisioned facility | Retrocommisioned facility | Retrocommisioned facility | Retrocommisioned facility | Retrocommisioned facility | Retrocommisioned facility | Retrocommisioned facility | Retrocommisioned facility | Retrocommisioned facility | Retrocommisioned facility | Retrocommisioned facility | Retrocommisioned facility | Retrocommisioned facility | Retrocommisioned facility | Retrocommisioned facility | Retrocommisioned facility | Retrocommisioned facility | Retrocommisioned facility | Retrocommisioned facility | 0.0039 | 0.0039 | 0.0039 | 0.0039 | 0.0039 | 0.0039 | 0.0039 | 0.0039 | 0.0039 | 0.0039 | 0.0039 | 0.0039 | 0.0039 | 0.0039 | 0.0039 | 0.0039 | 0.0039 | 0.0039 | 0.0039 | 0.0039 | 0.0039 | 0.0039 | 0.0039 | 0.0039 | 0.0039 | 0.0039 | 0.0039 | 0.0039 | 0.0044 | 0.0044 | 0.0044 | 0.0044 | 0.0044 | 0.0044 | 0.0044 | 0.0044 | 0.0044 | 0.0044 | 0.0044 | 0.0044 | 0.0044 | 0.0044 | 0.0044 | 0.0044 | 0.0044 | 0.0044 | 0.0044 | 0.0044 | 0.0044 | 0.0044 | 0.0044 | 0.0044 | 0.0044 | 0.0044 | 0.0044 | 0.0044 | 0 | 0 | 0 | 53.7267 | 53.7846 | 53.8299 | 53.8512 | 53.8336 | 53.7612 | 53.618 | 53.4271 | 53.1852 | 52.8896 | 52.5391 | 52.1358 | 51.6185 | 51.0515 | 50.4539 | 49.845 | 49.2558 | 48.7059 | 48.207 | 31.8435 | 1.5823e-30 | 1.572e-30 | 1.5635e-30 | 1.5565e-30 | 1.5508e-30 | 0 | 0 | 0 | 53.7267 | 107.5691 | 161.4898 | 215.4046 | 269.1682 | 322.5672 | 375.3261 | 427.4166 | 478.6668 | 528.8957 | 577.9304 | 625.6293 | 671.0404 | 714.7211 | 756.809 | 797.5199 | 837.3482 | 876.7058 | 915.9339 | 939.3833 | 931.8664 | 925.7652 | 920.767 | 916.6613 | 913.2958 | 0 | 0 | 0 | 12094.759702943402 | 12094.7597029434 | 12094.7597029434 | 12094.759702943404 | 12094.759702943402 | 12094.7597029434 | 12094.759702943402 | 12094.7597029434 | 12094.759702943402 | 12094.7597029434 | 12094.759702943402 | 12094.759702943404 | 12094.759702943402 | 12094.759702943402 | 12094.759702943402 | 12094.759702943402 | 12094.759702943402 | 12094.759702943404 | 12094.759702943406 | 8063.1731352956 | 4.0389678347315804E-28 | 4.0389678347315804E-28 | 4.0389678347315804E-28 | 4.0389678347315804E-28 | 4.0389678347315804E-28 | 0 | 0 | 0 | 12094.759702943402 | 24189.5194058868 | 36284.279108830204 | 48379.03881177361 | 60473.79851471701 | 72568.55821766041 | 84663.3179206038 | 96758.0776235472 | 108852.8373264906 | 120947.597029434 | 133042.3567323774 | 145137.11643532082 | 157231.87613826423 | 169326.63584120764 | 181421.39554415105 | 193516.15524709446 | 205610.91495003787 | 217705.67465298128 | 229800.4343559247 | 237863.6074912203 | 237863.6074912203 | 237863.6074912203 | 237863.6074912203 | 237863.6074912203 | 237863.6074912203 | Retrocommisioned facility | Retrocommisioned facility | Retrocommisioned facility | Retrocommisioned facility | Retrocommisioned facility | Retrocommisioned facility | Retrocommisioned facility | Retrocommisioned facility | Retrocommisioned facility | Retrocommisioned facility | Retrocommisioned facility | Retrocommisioned facility | Retrocommisioned facility | Retrocommisioned facility | Retrocommisioned facility | Retrocommisioned facility | Retrocommisioned facility | Retrocommisioned facility | Retrocommisioned facility | Retrocommisioned facility | Retrocommisioned facility | Retrocommisioned facility | Retrocommisioned facility | Retrocommisioned facility | Retrocommisioned facility | Retrocommisioned facility | Retrocommisioned facility | Retrocommisioned facility | 0.0039 | 0.0039 | 0.0039 | 0.0039 | 0.0039 | 0.0039 | 0.0039 | 0.0039 | 0.0039 | 0.0039 | 0.0039 | 0.0039 | 0.0039 | 0.0039 | 0.0039 | 0.0039 | 0.0039 | 0.0039 | 0.0039 | 0.0039 | 0.0039 | 0.0039 | 0.0039 | 0.0039 | 0.0039 | 0.0039 | 0.0039 | 0.0039 | 0.0044 | 0.0044 | 0.0044 | 0.0044 | 0.0044 | 0.0044 | 0.0044 | 0.0044 | 0.0044 | 0.0044 | 0.0044 | 0.0044 | 0.0044 | 0.0044 | 0.0044 | 0.0044 | 0.0044 | 0.0044 | 0.0044 | 0.0044 | 0.0044 | 0.0044 | 0.0044 | 0.0044 | 0.0044 | 0.0044 | 0.0044 | 0.0044 | 0 | 0 | 0 | 53.7267 | 53.7846 | 53.8299 | 53.8512 | 53.8336 | 53.7612 | 53.618 | 53.4271 | 53.1852 | 52.8896 | 52.5391 | 52.1358 | 51.6185 | 51.0515 | 50.4539 | 49.845 | 49.2558 | 48.7059 | 48.207 | 31.8435 | 1.5823e-30 | 1.572e-30 | 1.5635e-30 | 1.5565e-30 | 1.5508e-30 | 0 | 0 | 0 | 53.7267 | 107.5691 | 161.4898 | 215.4046 | 269.1682 | 322.5672 | 375.3261 | 427.4166 | 478.6668 | 528.8957 | 577.9304 | 625.6293 | 671.0404 | 714.7211 | 756.809 | 797.5199 | 837.3482 | 876.7058 | 915.9339 | 939.3833 | 931.8664 | 925.7652 | 920.767 | 916.6613 | 913.2958 | 0 | 0 | 0 | 12094.7597 | 12094.7597 | 12094.7597029434 | 12094.759702943404 | 12094.759702943402 | 12094.7597029434 | 12094.759702943402 | 12094.7597029434 | 12094.759702943402 | 12094.7597029434 | 12094.759702943402 | 12094.759702943404 | 12094.759702943402 | 12094.759702943402 | 12094.759702943402 | 12094.759702943402 | 12094.759702943402 | 12094.759702943404 | 12094.759702943406 | 8063.1731352956 | 4.0389678347315804E-28 | 4.0389678347315804E-28 | 4.0389678347315804E-28 | 4.0389678347315804E-28 | 4.0389678347315804E-28 | 0 | 0
Retrocommissioning_Restaurant_Existing_Retrocommisioned facility | Retrocommissioning_Restaurant_Existing | Retrocommissioning_Commercial_Existing_Existing facility with energy system deficiences_Retrocommisioned facility | Commercial | Restaurant | Existing | Space Heating | Natural Gas | Retrocommissioning | NEQ | Existing facility with energy system deficiences | 3 | 3 | 3 | 0.0042536 | 0 | 0 | 0.31 | 0.35 | RetroEven20 | 0.03333333333333333 | TBD | A | WCM149 | 0.7 | 0.42 | Therm Saved | 0.0321 | 221.92522559840413 | 221.9252 | 175.03961455648772 | 175.0396 | CPUC - 2023 Potential and Goals Study - BROs Measure Database - RCx | CPUC - 2023 Potential and Goals Study - BROs Measure Database - RCx | CPUC - 2023 Potential and Goals Study - BROs Measure Database - RCx | 0 | 0 | 0.0038938 | Existing facility with energy system deficiences | Existing facility with energy system deficiences | Existing facility with energy system deficiences | Existing facility with energy system deficiences | Existing facility with energy system deficiences | Existing facility with energy system deficiences | Existing facility with energy system deficiences | Existing facility with energy system deficiences | Existing facility with energy system deficiences | Existing facility with energy system deficiences | Existing facility with energy system deficiences | Existing facility with energy system deficiences | Existing facility with energy system deficiences | Existing facility with energy system deficiences | Existing facility with energy system deficiences | Existing facility with energy system deficiences | Existing facility with energy system deficiences | Existing facility with energy system deficiences | Existing facility with energy system deficiences | Existing facility with energy system deficiences | Existing facility with energy system deficiences | Existing facility with energy system deficiences | Existing facility with energy system deficiences | Existing facility with energy system deficiences | Existing facility with energy system deficiences | Existing facility with energy system deficiences | Existing facility with energy system deficiences | Existing facility with energy system deficiences | 0 | 0 | 0 | 76.5507 | 75.2271 | 73.8381 | 72.3918 | 70.8952 | 69.354 | 67.7752 | 66.166 | 64.5388 | 62.8985 | 61.2548 | 59.6111 | 57.9692 | 56.3307 | 54.6968 | 53.0603 | 51.4927 | 49.9961 | 48.615 | 31.5598 | 0 | 0 | 0 | 0 | 0 | 0 | 0 | 0 | 76.5507 | 150.4542 | 221.5143 | 289.5672 | 354.4761 | 416.124 | 474.4265 | 529.3277 | 580.8495 | 628.9849 | 673.803 | 715.3336 | 753.6002 | 788.6299 | 820.4518 | 848.9641 | 875.3766 | 899.9305 | 923.6853 | 931.0126 | 907.8847 | 886.5462 | 866.8581 | 848.6921 | 831.93 | 0 | 0 | 0 | 18439.52783618041 | 18439.527836180412 | 18439.527836180416 | 18439.527836180416 | 18439.527836180416 | 18439.527836180416 | 18439.527836180412 | 18439.527836180412 | 18439.527836180416 | 18439.527836180412 | 18439.52783618041 | 18439.527836180412 | 18439.527836180416 | 18439.527836180412 | 18439.52783618041 | 18439.527836180412 | 18439.527836180412 | 18439.527836180412 | 18439.527836180412 | 12293.018557453603 | 0 | 0 | 0 | 0 | 0 | 0 | 0 | 0 | 18439.52783618041 | 36879.05567236082 | 55318.58350854123 | 73758.11134472165 | 92197.63918090207 | 110637.16701708248 | 129076.69485326289 | 147516.2226894433 | 165955.7505256237 | 184395.2783618041 | 202834.80619798452 | 221274.33403416493 | 239713.86187034534 | 258153.38970652575 | 276592.9175427061 | 295032.44537888654 | 313471.97321506694 | 331911.50105124735 | 350351.02888742776 | 362644.04744488135 | 362644.04744488135 | 362644.04744488135 | 362644.04744488135 | 362644.04744488135 | 362644.04744488135 | Retrocommisioned facility | Retrocommisioned facility | Retrocommisioned facility | Retrocommisioned facility | Retrocommisioned facility | Retrocommisioned facility | Retrocommisioned facility | Retrocommisioned facility | Retrocommisioned facility | Retrocommisioned facility | Retrocommisioned facility | Retrocommisioned facility | Retrocommisioned facility | Retrocommisioned facility | Retrocommisioned facility | Retrocommisioned facility | Retrocommisioned facility | Retrocommisioned facility | Retrocommisioned facility | Retrocommisioned facility | Retrocommisioned facility | Retrocommisioned facility | Retrocommisioned facility | Retrocommisioned facility | Retrocommisioned facility | Retrocommisioned facility | Retrocommisioned facility | Retrocommisioned facility | 0.0039 | 0.0039 | 0.0039 | 0.0039 | 0.0039 | 0.0039 | 0.0039 | 0.0039 | 0.0039 | 0.0039 | 0.0039 | 0.0039 | 0.0039 | 0.0039 | 0.0039 | 0.0039 | 0.0039 | 0.0039 | 0.0039 | 0.0039 | 0.0039 | 0.0039 | 0.0039 | 0.0039 | 0.0039 | 0.0039 | 0.0039 | 0.0039 | 0.0043 | 0.0043 | 0.0043 | 0.0043 | 0.0043 | 0.0043 | 0.0043 | 0.0043 | 0.0043 | 0.0043 | 0.0043 | 0.0043 | 0.0043 | 0.0043 | 0.0043 | 0.0043 | 0.0043 | 0.0043 | 0.0043 | 0.0043 | 0.0043 | 0.0043 | 0.0043 | 0.0043 | 0.0043 | 0.0043 | 0.0043 | 0.0043 | 0 | 0 | 0 | 65.8247 | 65.4996 | 65.1567 | 64.801 | 64.4438 | 64.0791 | 63.7108 | 63.3426 | 62.9935 | 62.655 | 62.33 | 62.0208 | 61.7285 | 61.4542 | 61.1984 | 60.9558 | 60.7316 | 60.5261 | 60.3385 | 40.1113 | 0 | 0 | 0 | 0 | 0 | 0 | 0 | 0 | 65.8247 | 130.9992 | 195.4702 | 259.2041 | 322.2188 | 384.4748 | 445.9756 | 506.7411 | 566.9414 | 626.5502 | 685.6299 | 744.2493 | 802.4709 | 860.3586 | 917.9764 | 975.2924 | 1032.4376 | 1089.4704 | 1146.4306 | 1183.2829 | 1180.2252 | 1177.4555 | 1174.9545 | 1172.7004 | 1170.6595 | 0 | 0 | 0 | 15673.598660753345 | 15673.598660753349 | 15673.598660753352 | 15673.598660753352 | 15673.598660753352 | 15673.598660753352 | 15673.598660753349 | 15673.598660753349 | 15673.598660753352 | 15673.598660753349 | 15673.598660753345 | 15673.598660753349 | 15673.598660753352 | 15673.598660753349 | 15673.598660753345 | 15673.598660753349 | 15673.598660753349 | 15673.598660753349 | 15673.598660753349 | 10449.065773835564 | 0 | 0 | 0 | 0 | 0 | 0 | 0 | 0 | 15673.598660753345 | 31347.197321506694 | 47020.795982260046 | 62694.394643013395 | 78367.99330376675 | 94041.5919645201 | 109715.19062527345 | 125388.78928602679 | 141062.38794678013 | 156735.98660753347 | 172409.5852682868 | 188083.18392904015 | 203756.7825897935 | 219430.38125054684 | 235103.97991130018 | 250777.57857205352 | 266451.17723280686 | 282124.7758935602 | 297798.37455431354 | 308247.4403281491 | 308247.4403281491 | 308247.4403281491 | 308247.4403281491 | 308247.4403281491 | 308247.4403281491 | Retrocommisioned facility | Retrocommisioned facility | Retrocommisioned facility | Retrocommisioned facility | Retrocommisioned facility | Retrocommisioned facility | Retrocommisioned facility | Retrocommisioned facility | Retrocommisioned facility | Retrocommisioned facility | Retrocommisioned facility | Retrocommisioned facility | Retrocommisioned facility | Retrocommisioned facility | Retrocommisioned facility | Retrocommisioned facility | Retrocommisioned facility | Retrocommisioned facility | Retrocommisioned facility | Retrocommisioned facility | Retrocommisioned facility | Retrocommisioned facility | Retrocommisioned facility | Retrocommisioned facility | Retrocommisioned facility | Retrocommisioned facility | Retrocommisioned facility | Retrocommisioned facility | 0.0039 | 0.0039 | 0.0039 | 0.0039 | 0.0039 | 0.0039 | 0.0039 | 0.0039 | 0.0039 | 0.0039 | 0.0039 | 0.0039 | 0.0039 | 0.0039 | 0.0039 | 0.0039 | 0.0039 | 0.0039 | 0.0039 | 0.0039 | 0.0039 | 0.0039 | 0.0039 | 0.0039 | 0.0039 | 0.0039 | 0.0039 | 0.0039 | 0.0043 | 0.0043 | 0.0043 | 0.0043 | 0.0043 | 0.0043 | 0.0043 | 0.0043 | 0.0043 | 0.0043 | 0.0043 | 0.0043 | 0.0043 | 0.0043 | 0.0043 | 0.0043 | 0.0043 | 0.0043 | 0.0043 | 0.0043 | 0.0043 | 0.0043 | 0.0043 | 0.0043 | 0.0043 | 0.0043 | 0.0043 | 0.0043 | 0 | 0 | 0 | 65.8247 | 65.4996 | 65.1567 | 64.801 | 64.435 | 64.0609 | 63.6827 | 63.3043 | 62.933 | 62.5719 | 62.2238 | 61.891 | 61.5748 | 61.2761 | 60.9956 | 60.7279 | 60.4783 | 60.2472 | 60.0347 | 39.8928 | 0 | 0 | 0 | 0 | 0 | 0 | 0 | 0 | 65.8247 | 130.9992 | 195.4702 | 259.2041 | 322.1748 | 384.3652 | 445.7786 | 506.434 | 566.3973 | 625.7194 | 684.4619 | 742.6924 | 800.4725 | 857.8652 | 914.9338 | 971.6458 | 1028.1315 | 1084.4489 | 1140.6602 | 1176.8388 | 1173.3223 | 1170.1036 | 1167.1614 | 1164.4719 | 1162.0131 | 0 | 0 | 0 | 15673.5987 | 15673.5987 | 15673.598660753352 | 15673.598660753352 | 15673.598660753352 | 15673.598660753352 | 15673.598660753349 | 15673.598660753349 | 15673.598660753352 | 15673.598660753349 | 15673.598660753345 | 15673.598660753349 | 15673.598660753352 | 15673.598660753349 | 15673.598660753345 | 15673.598660753349 | 15673.598660753349 | 15673.598660753349 | 15673.598660753349 | 10449.065773835564 | 0 | 0 | 0 | 0 | 0 | 0 | 0
Retrocommissioning_Lodging_Existing_Retrocommisioned facility | Retrocommissioning_Lodging_Existing | Retrocommissioning_Commercial_Existing_Existing facility with energy system deficiences_Retrocommisioned facility | Commercial | Lodging | Existing | Water Heating | Natural Gas | Retrocommissioning | NEQ | Existing facility with energy system deficiences | 3 | 3 | 3 | 0.0035009 | 0 | 0 | 0.32 | 0.4 | RetroEven20 | 0.03333333333333333 | TBD | A | WCM650 | 0.7 | 0.42 | Therm Saved | 0.0321 | 222.61596622067094 | 222.616 | 175.5844240613743 | 175.5844 | CPUC - 2023 Potential and Goals Study - BROs Measure Database - RCx | CPUC - 2023 Potential and Goals Study - BROs Measure Database - RCx | CPUC - 2023 Potential and Goals Study - BROs Measure Database - RCx | 0 | 0 | 0.002938 | Existing facility with energy system deficiences | Existing facility with energy system deficiences | Existing facility with energy system deficiences | Existing facility with energy system deficiences | Existing facility with energy system deficiences | Existing facility with energy system deficiences | Existing facility with energy system deficiences | Existing facility with energy system deficiences | Existing facility with energy system deficiences | Existing facility with energy system deficiences | Existing facility with energy system deficiences | Existing facility with energy system deficiences | Existing facility with energy system deficiences | Existing facility with energy system deficiences | Existing facility with energy system deficiences | Existing facility with energy system deficiences | Existing facility with energy system deficiences | Existing facility with energy system deficiences | Existing facility with energy system deficiences | Existing facility with energy system deficiences | Existing facility with energy system deficiences | Existing facility with energy system deficiences | Existing facility with energy system deficiences | Existing facility with energy system deficiences | Existing facility with energy system deficiences | Existing facility with energy system deficiences | Existing facility with energy system deficiences | Existing facility with energy system deficiences | 0 | 0 | 0 | 235.7351 | 233.262 | 230.5356 | 227.5937 | 224.4664 | 221.178 | 217.7477 | 214.6837 | 211.8167 | 209.5231 | 207.6882 | 206.2203 | 204.6268 | 203.2263 | 202.6508 | 202.1904 | 201.8221 | 201.5274 | 201.2917 | 134.0687 | 0 | 0 | 0 | 0 | 0 | 0 | 0 | 0 | 235.7351 | 466.524 | 691.6069 | 910.3747 | 1122.3321 | 1327.0678 | 1524.2338 | 1717.4693 | 1906.3501 | 2095.231 | 2284.5706 | 2474.6441 | 2660.149 | 2845.1682 | 3039.7619 | 3235.0462 | 3430.9751 | 3627.4933 | 3824.5419 | 3955.0276 | 3952.0606 | 3949.687 | 3947.7881 | 3946.269 | 3945.0537 | 0 | 0 | 0 | 67816.906373055 | 67816.906373055 | 67816.906373055 | 67816.906373055 | 67816.906373055 | 67816.906373055 | 67816.906373055 | 67816.906373055 | 67816.90637305501 | 67816.90637305501 | 67816.906373055 | 67816.90637305501 | 67816.90637305501 | 67816.906373055 | 67816.90637305501 | 67816.90637305501 | 67816.90637305501 | 67816.906373055 | 67816.90637305503 | 45211.270915370005 | 0 | 0 | 0 | 0 | 0 | 0 | 0 | 0 | 67816.906373055 | 135633.81274611 | 203450.71911916498 | 271267.62549222 | 339084.531865275 | 406901.43823833 | 474718.344611385 | 542535.25098444 | 610352.157357495 | 678169.06373055 | 745985.970103605 | 813802.8764766599 | 881619.7828497149 | 949436.6892227698 | 1017253.5955958248 | 1085070.5019688797 | 1152887.4083419347 | 1220704.3147149896 | 1288521.2210880446 | 1333732.4920034145 | 1333732.4920034145 | 1333732.4920034145 | 1333732.4920034145 | 1333732.4920034145 | 1333732.4920034145 | Retrocommisioned facility | Retrocommisioned facility | Retrocommisioned facility | Retrocommisioned facility | Retrocommisioned facility | Retrocommisioned facility | Retrocommisioned facility | Retrocommisioned facility | Retrocommisioned facility | Retrocommisioned facility | Retrocommisioned facility | Retrocommisioned facility | Retrocommisioned facility | Retrocommisioned facility | Retrocommisioned facility | Retrocommisioned facility | Retrocommisioned facility | Retrocommisioned facility | Retrocommisioned facility | Retrocommisioned facility | Retrocommisioned facility | Retrocommisioned facility | Retrocommisioned facility | Retrocommisioned facility | Retrocommisioned facility | Retrocommisioned facility | Retrocommisioned facility | Retrocommisioned facility | 0.0029 | 0.0029 | 0.0029 | 0.0029 | 0.0029 | 0.0029 | 0.0029 | 0.0029 | 0.0029 | 0.0029 | 0.0029 | 0.0029 | 0.0029 | 0.0029 | 0.0029 | 0.0029 | 0.0029 | 0.0029 | 0.0029 | 0.0029 | 0.0029 | 0.0029 | 0.0029 | 0.0029 | 0.0029 | 0.0029 | 0.0029 | 0.0029 | 0.0035 | 0.0035 | 0.0035 | 0.0035 | 0.0035 | 0.0035 | 0.0035 | 0.0035 | 0.0035 | 0.0035 | 0.0035 | 0.0035 | 0.0035 | 0.0035 | 0.0035 | 0.0035 | 0.0035 | 0.0035 | 0.0035 | 0.0035 | 0.0035 | 0.0035 | 0.0035 | 0.0035 | 0.0035 | 0.0035 | 0.0035 | 0.0035 | 0 | 0 | 0 | 202.4581 | 202.6817 | 202.8582 | 202.9435 | 202.8826 | 202.6142 | 202.0789 | 201.3634 | 200.4556 | 199.3453 | 198.0284 | 196.5122 | 194.5672 | 192.4351 | 190.1878 | 187.8976 | 185.6815 | 183.6132 | 181.737 | 120.0502 | 0 | 0 | 0 | 0 | 0 | 0 | 0 | 0 | 202.4581 | 405.3633 | 608.5747 | 811.774 | 1014.4128 | 1215.6853 | 1414.5526 | 1610.907 | 1804.1006 | 1993.4529 | 2178.3123 | 2358.1464 | 2529.374 | 2694.0913 | 2852.8168 | 3006.3612 | 3156.5852 | 3305.0382 | 3453.0032 | 3541.4809 | 3513.2075 | 3490.259 | 3471.4591 | 3456.0163 | 3443.3573 | 0 | 0 | 0 | 57644.37041709675 | 57644.37041709675 | 57644.37041709675 | 57644.37041709675 | 57644.37041709675 | 57644.37041709675 | 57644.37041709675 | 57644.37041709675 | 57644.37041709676 | 57644.37041709676 | 57644.37041709675 | 57644.37041709676 | 57644.37041709676 | 57644.37041709675 | 57644.37041709676 | 57644.37041709676 | 57644.37041709676 | 57644.37041709675 | 57644.37041709677 | 38429.5802780645 | 0 | 0 | 0 | 0 | 0 | 0 | 0 | 0 | 57644.37041709675 | 115288.7408341935 | 172933.11125129025 | 230577.481668387 | 288221.8520854837 | 345866.2225025805 | 403510.59291967726 | 461154.96333677403 | 518799.3337538708 | 576443.7041709676 | 634088.0745880643 | 691732.4450051611 | 749376.8154222579 | 807021.1858393546 | 864665.5562564514 | 922309.9266735482 | 979954.297090645 | 1037598.6675077417 | 1095243.0379248385 | 1133672.618202903 | 1133672.618202903 | 1133672.618202903 | 1133672.618202903 | 1133672.618202903 | 1133672.618202903 | Retrocommisioned facility | Retrocommisioned facility | Retrocommisioned facility | Retrocommisioned facility | Retrocommisioned facility | Retrocommisioned facility | Retrocommisioned facility | Retrocommisioned facility | Retrocommisioned facility | Retrocommisioned facility | Retrocommisioned facility | Retrocommisioned facility | Retrocommisioned facility | Retrocommisioned facility | Retrocommisioned facility | Retrocommisioned facility | Retrocommisioned facility | Retrocommisioned facility | Retrocommisioned facility | Retrocommisioned facility | Retrocommisioned facility | Retrocommisioned facility | Retrocommisioned facility | Retrocommisioned facility | Retrocommisioned facility | Retrocommisioned facility | Retrocommisioned facility | Retrocommisioned facility | 0.0029 | 0.0029 | 0.0029 | 0.0029 | 0.0029 | 0.0029 | 0.0029 | 0.0029 | 0.0029 | 0.0029 | 0.0029 | 0.0029 | 0.0029 | 0.0029 | 0.0029 | 0.0029 | 0.0029 | 0.0029 | 0.0029 | 0.0029 | 0.0029 | 0.0029 | 0.0029 | 0.0029 | 0.0029 | 0.0029 | 0.0029 | 0.0029 | 0.0035 | 0.0035 | 0.0035 | 0.0035 | 0.0035 | 0.0035 | 0.0035 | 0.0035 | 0.0035 | 0.0035 | 0.0035 | 0.0035 | 0.0035 | 0.0035 | 0.0035 | 0.0035 | 0.0035 | 0.0035 | 0.0035 | 0.0035 | 0.0035 | 0.0035 | 0.0035 | 0.0035 | 0.0035 | 0.0035 | 0.0035 | 0.0035 | 0 | 0 | 0 | 202.4581 | 202.6817 | 202.8582 | 202.9435 | 202.8826 | 202.6142 | 202.0789 | 201.3634 | 200.4556 | 199.3453 | 198.0284 | 196.5122 | 194.5672 | 192.4351 | 190.1878 | 187.8976 | 185.6815 | 183.6132 | 181.737 | 120.0502 | 0 | 0 | 0 | 0 | 0 | 0 | 0 | 0 | 202.4581 | 405.3633 | 608.5747 | 811.774 | 1014.4128 | 1215.6853 | 1414.5526 | 1610.907 | 1804.1006 | 1993.4529 | 2178.3123 | 2358.1464 | 2529.374 | 2694.0913 | 2852.8168 | 3006.3612 | 3156.5852 | 3305.0382 | 3453.0032 | 3541.4809 | 3513.2075 | 3490.259 | 3471.4591 | 3456.0163 | 3443.3573 | 0 | 0 | 0 | 57644.3704 | 57644.3704 | 57644.37041709675 | 57644.37041709675 | 57644.37041709675 | 57644.37041709675 | 57644.37041709675 | 57644.37041709675 | 57644.37041709676 | 57644.37041709676 | 57644.37041709675 | 57644.37041709676 | 57644.37041709676 | 57644.37041709675 | 57644.37041709676 | 57644.37041709676 | 57644.37041709676 | 57644.37041709675 | 57644.37041709677 | 38429.5802780645 | 0 | 0 | 0 | 0 | 0 | 0 | 0
Retrocommissioning_Lodging_Existing_Retrocommisioned facility | Retrocommissioning_Lodging_Existing | Retrocommissioning_Commercial_Existing_Existing facility with energy system deficiences_Retrocommisioned facility | Commercial | Lodging | Existing | Space Heating | Natural Gas | Retrocommissioning | NEQ | Existing facility with energy system deficiences | 3 | 3 | 3 | 0.0030497 | 0 | 0 | 0.32 | 0.4 | RetroEven20 | 0.03333333333333333 | TBD | A | WCM649 | 0.7 | 0.42 | Therm Saved | 0.0321 | 222.61596622067094 | 222.616 | 175.5844240613743 | 175.5844 | CPUC - 2023 Potential and Goals Study - BROs Measure Database - RCx | CPUC - 2023 Potential and Goals Study - BROs Measure Database - RCx | CPUC - 2023 Potential and Goals Study - BROs Measure Database - RCx | 0 | 0 | 0.002938 | Existing facility with energy system deficiences | Existing facility with energy system deficiences | Existing facility with energy system deficiences | Existing facility with energy system deficiences | Existing facility with energy system deficiences | Existing facility with energy system deficiences | Existing facility with energy system deficiences | Existing facility with energy system deficiences | Existing facility with energy system deficiences | Existing facility with energy system deficiences | Existing facility with energy system deficiences | Existing facility with energy system deficiences | Existing facility with energy system deficiences | Existing facility with energy system deficiences | Existing facility with energy system deficiences | Existing facility with energy system deficiences | Existing facility with energy system deficiences | Existing facility with energy system deficiences | Existing facility with energy system deficiences | Existing facility with energy system deficiences | Existing facility with energy system deficiences | Existing facility with energy system deficiences | Existing facility with energy system deficiences | Existing facility with energy system deficiences | Existing facility with energy system deficiences | Existing facility with energy system deficiences | Existing facility with energy system deficiences | Existing facility with energy system deficiences | 0 | 0 | 0 | 150.8239 | 148.5859 | 146.2332 | 143.7824 | 141.2457 | 138.6284 | 135.9498 | 133.2325 | 130.5075 | 127.7941 | 125.114 | 122.4769 | 119.8808 | 117.3221 | 114.7959 | 112.2893 | 109.8935 | 107.61 | 105.5009 | 69.0328 | 0 | 0 | 0 | 0 | 0 | 0 | 0 | 0 | 150.8239 | 297.1718 | 438.6997 | 575.1295 | 706.2287 | 831.7703 | 951.6485 | 1065.8601 | 1174.5675 | 1277.9408 | 1376.254 | 1469.7231 | 1558.4507 | 1642.5093 | 1721.9383 | 1796.6287 | 1868.189 | 1936.9801 | 2004.5176 | 2036.4678 | 2001.1133 | 1968.4918 | 1938.3911 | 1910.6156 | 1884.9852 | 0 | 0 | 0 | 50620.20508859362 | 50620.20508859361 | 50620.20508859361 | 50620.20508859361 | 50620.205088593626 | 50620.20508859362 | 50620.205088593626 | 50620.20508859361 | 50620.20508859363 | 50620.205088593626 | 50620.205088593626 | 50620.20508859361 | 50620.205088593626 | 50620.20508859362 | 50620.20508859361 | 50620.20508859362 | 50620.20508859362 | 50620.20508859362 | 50620.20508859362 | 33746.80339239575 | 0 | 0 | 0 | 0 | 0 | 0 | 0 | 0 | 50620.20508859362 | 101240.41017718724 | 151860.61526578086 | 202480.82035437447 | 253101.0254429681 | 303721.2305315617 | 354341.43562015536 | 404961.64070874895 | 455581.8457973426 | 506202.05088593625 | 556822.2559745299 | 607442.4610631235 | 658062.6661517172 | 708682.8712403108 | 759303.0763289045 | 809923.2814174981 | 860543.4865060918 | 911163.6915946854 | 961783.8966832791 | 995530.7000756748 | 995530.7000756748 | 995530.7000756748 | 995530.7000756748 | 995530.7000756748 | 995530.7000756748 | Retrocommisioned facility | Retrocommisioned facility | Retrocommisioned facility | Retrocommisioned facility | Retrocommisioned facility | Retrocommisioned facility | Retrocommisioned facility | Retrocommisioned facility | Retrocommisioned facility | Retrocommisioned facility | Retrocommisioned facility | Retrocommisioned facility | Retrocommisioned facility | Retrocommisioned facility | Retrocommisioned facility | Retrocommisioned facility | Retrocommisioned facility | Retrocommisioned facility | Retrocommisioned facility | Retrocommisioned facility | Retrocommisioned facility | Retrocommisioned facility | Retrocommisioned facility | Retrocommisioned facility | Retrocommisioned facility | Retrocommisioned facility | Retrocommisioned facility | Retrocommisioned facility | 0.0029 | 0.0029 | 0.0029 | 0.0029 | 0.0029 | 0.0029 | 0.0029 | 0.0029 | 0.0029 | 0.0029 | 0.0029 | 0.0029 | 0.0029 | 0.0029 | 0.0029 | 0.0029 | 0.0029 | 0.0029 | 0.0029 | 0.0029 | 0.0029 | 0.0029 | 0.0029 | 0.0029 | 0.0029 | 0.0029 | 0.0029 | 0.0029 | 0.003 | 0.003 | 0.003 | 0.003 | 0.003 | 0.003 | 0.003 | 0.003 | 0.003 | 0.003 | 0.003 | 0.003 | 0.003 | 0.003 | 0.003 | 0.003 | 0.003 | 0.003 | 0.003 | 0.003 | 0.003 | 0.003 | 0.003 | 0.003 | 0.003 | 0.003 | 0.003 | 0.003 | 0 | 0 | 0 | 129.2729 | 128.5106 | 127.6911 | 126.8409 | 125.9645 | 125.0622 | 124.1459 | 123.2307 | 122.3365 | 121.478 | 120.6665 | 119.9103 | 119.2079 | 118.5568 | 117.9812 | 117.4424 | 116.9469 | 116.4939 | 116.0813 | 77.1358 | 0 | 0 | 0 | 0 | 0 | 0 | 0 | 0 | 129.2729 | 257.0212 | 383.0733 | 507.3637 | 629.8226 | 750.3734 | 869.0214 | 985.8457 | 1101.0283 | 1214.7798 | 1327.3316 | 1438.9231 | 1549.7032 | 1659.7948 | 1769.7174 | 1879.0789 | 1988.0966 | 2096.8904 | 2205.5453 | 2275.5057 | 2268.777 | 2262.6372 | 2257.0464 | 2251.9577 | 2247.3282 | 0 | 0 | 0 | 43027.17432530458 | 43027.17432530457 | 43027.17432530457 | 43027.17432530457 | 43027.174325304586 | 43027.17432530458 | 43027.174325304586 | 43027.17432530457 | 43027.174325304586 | 43027.174325304586 | 43027.174325304586 | 43027.17432530457 | 43027.174325304586 | 43027.17432530458 | 43027.17432530457 | 43027.17432530458 | 43027.17432530458 | 43027.17432530458 | 43027.17432530458 | 28684.782883536376 | 0 | 0 | 0 | 0 | 0 | 0 | 0 | 0 | 43027.17432530458 | 86054.34865060914 | 129081.52297591371 | 172108.6973012183 | 215135.87162652286 | 258163.04595182743 | 301190.220277132 | 344217.3946024366 | 387244.56892774114 | 430271.7432530457 | 473298.9175783503 | 516326.09190365486 | 559353.2662289594 | 602380.440554264 | 645407.6148795686 | 688434.7892048731 | 731461.9635301777 | 774489.1378554823 | 817516.3121807869 | 846201.0950643233 | 846201.0950643233 | 846201.0950643233 | 846201.0950643233 | 846201.0950643233 | 846201.0950643233 | Retrocommisioned facility | Retrocommisioned facility | Retrocommisioned facility | Retrocommisioned facility | Retrocommisioned facility | Retrocommisioned facility | Retrocommisioned facility | Retrocommisioned facility | Retrocommisioned facility | Retrocommisioned facility | Retrocommisioned facility | Retrocommisioned facility | Retrocommisioned facility | Retrocommisioned facility | Retrocommisioned facility | Retrocommisioned facility | Retrocommisioned facility | Retrocommisioned facility | Retrocommisioned facility | Retrocommisioned facility | Retrocommisioned facility | Retrocommisioned facility | Retrocommisioned facility | Retrocommisioned facility | Retrocommisioned facility | Retrocommisioned facility | Retrocommisioned facility | Retrocommisioned facility | 0.0029 | 0.0029 | 0.0029 | 0.0029 | 0.0029 | 0.0029 | 0.0029 | 0.0029 | 0.0029 | 0.0029 | 0.0029 | 0.0029 | 0.0029 | 0.0029 | 0.0029 | 0.0029 | 0.0029 | 0.0029 | 0.0029 | 0.0029 | 0.0029 | 0.0029 | 0.0029 | 0.0029 | 0.0029 | 0.0029 | 0.0029 | 0.0029 | 0.003 | 0.003 | 0.003 | 0.003 | 0.003 | 0.003 | 0.003 | 0.003 | 0.003 | 0.003 | 0.003 | 0.003 | 0.003 | 0.003 | 0.003 | 0.003 | 0.003 | 0.003 | 0.003 | 0.003 | 0.003 | 0.003 | 0.003 | 0.003 | 0.003 | 0.003 | 0.003 | 0.003 | 0 | 0 | 0 | 129.2395 | 128.425 | 127.5388 | 126.6109 | 125.648 | 124.6534 | 123.6406 | 122.6257 | 121.6291 | 120.6658 | 119.7988 | 118.9858 | 118.2256 | 117.5154 | 116.8799 | 116.3413 | 115.8459 | 115.393 | 114.9805 | 76.4019 | 0 | 0 | 0 | 0 | 0 | 0 | 0 | 0 | 129.2395 | 256.8501 | 382.6165 | 506.4435 | 628.2402 | 747.9207 | 865.4845 | 981.0058 | 1094.6618 | 1206.6578 | 1317.7868 | 1427.8295 | 1536.9322 | 1645.2158 | 1753.1979 | 1861.461 | 1969.3798 | 2077.0742 | 2184.629 | 2253.8561 | 2247.1772 | 2241.1615 | 2235.7852 | 2231.0111 | 2226.8019 | 0 | 0 | 0 | 43027.1743 | 43027.1743 | 43027.17432530457 | 43027.17432530457 | 43027.174325304586 | 43027.17432530458 | 43027.174325304586 | 43027.17432530457 | 43027.174325304586 | 43027.174325304586 | 43027.174325304586 | 43027.17432530457 | 43027.174325304586 | 43027.17432530458 | 43027.17432530457 | 43027.17432530458 | 43027.17432530458 | 43027.17432530458 | 43027.17432530458 | 28684.782883536376 | 0 | 0 | 0 | 0 | 0 | 0 | 0
Retrocommissioning_Miscellaneous_Existing_Retrocommisioned facility | Retrocommissioning_Miscellaneous_Existing | Retrocommissioning_Commercial_Existing_Existing facility with energy system deficiences_Retrocommisioned facility | Commercial | Miscellaneous | Existing | Water Heating | Natural Gas | Retrocommissioning | NEQ | Existing facility with energy system deficiences | 3 | 3 | 3 | 0.002838 | 0 | 0 | 0.32 | 0.4 | RetroEven20 | 0.03333333333333333 | TBD | A | WCM850 | 0.7 | 0.42 | Therm Saved | 0.0321 | 223.79310347301055 | 223.7931 | 176.5128703449096 | 176.5129 | CPUC - 2023 Potential and Goals Study - BROs Measure Database - RCx | CPUC - 2023 Potential and Goals Study - BROs Measure Database - RCx | CPUC - 2023 Potential and Goals Study - BROs Measure Database - RCx | 0 | 0 | 0.0030411 | Existing facility with energy system deficiences | Existing facility with energy system deficiences | Existing facility with energy system deficiences | Existing facility with energy system deficiences | Existing facility with energy system deficiences | Existing facility with energy system deficiences | Existing facility with energy system deficiences | Existing facility with energy system deficiences | Existing facility with energy system deficiences | Existing facility with energy system deficiences | Existing facility with energy system deficiences | Existing facility with energy system deficiences | Existing facility with energy system deficiences | Existing facility with energy system deficiences | Existing facility with energy system deficiences | Existing facility with energy system deficiences | Existing facility with energy system deficiences | Existing facility with energy system deficiences | Existing facility with energy system deficiences | Existing facility with energy system deficiences | Existing facility with energy system deficiences | Existing facility with energy system deficiences | Existing facility with energy system deficiences | Existing facility with energy system deficiences | Existing facility with energy system deficiences | Existing facility with energy system deficiences | Existing facility with energy system deficiences | Existing facility with energy system deficiences | 0 | 0 | 0 | 489.6979 | 484.4905 | 478.7511 | 472.5593 | 465.979 | 459.0611 | 451.8466 | 445.4029 | 439.3742 | 434.5513 | 430.6929 | 427.6062 | 424.256 | 421.3115 | 420.1011 | 419.1327 | 418.3581 | 417.7384 | 417.2426 | 277.8973 | 0 | 0 | 0 | 0 | 0 | 0 | 0 | 0 | 489.6979 | 968.9811 | 1436.2532 | 1890.2372 | 2329.8948 | 2754.3668 | 3162.9264 | 3563.2234 | 3954.3681 | 4345.5129 | 4737.6222 | 5131.2749 | 5515.3275 | 5898.3604 | 6301.5159 | 6706.1239 | 7112.0876 | 7519.2907 | 7927.6093 | 8197.9708 | 8191.7307 | 8186.7385 | 8182.7448 | 8179.5498 | 8176.9938 | 0 | 0 | 0 | 173808.23441919804 | 173808.234419198 | 173808.234419198 | 173808.23441919798 | 173808.23441919804 | 173808.23441919804 | 173808.234419198 | 173808.234419198 | 173808.234419198 | 173808.23441919798 | 173808.234419198 | 173808.23441919804 | 173808.23441919795 | 173808.23441919798 | 173808.234419198 | 173808.234419198 | 173808.234419198 | 173808.234419198 | 173808.23441919798 | 115872.15627946529 | 0 | 0 | 0 | 0 | 0 | 0 | 0 | 0 | 173808.23441919804 | 347616.468838396 | 521424.703257594 | 695232.937676792 | 869041.17209599 | 1042849.406515188 | 1216657.640934386 | 1390465.875353584 | 1564274.109772782 | 1738082.34419198 | 1911890.578611178 | 2085698.813030376 | 2259507.047449574 | 2433315.2818687716 | 2607123.5162879694 | 2780931.750707167 | 2954739.985126365 | 3128548.2195455628 | 3302356.4539647605 | 3418228.6102442257 | 3418228.6102442257 | 3418228.6102442257 | 3418228.6102442257 | 3418228.6102442257 | 3418228.6102442257 | Retrocommisioned facility | Retrocommisioned facility | Retrocommisioned facility | Retrocommisioned facility | Retrocommisioned facility | Retrocommisioned facility | Retrocommisioned facility | Retrocommisioned facility | Retrocommisioned facility | Retrocommisioned facility | Retrocommisioned facility | Retrocommisioned facility | Retrocommisioned facility | Retrocommisioned facility | Retrocommisioned facility | Retrocommisioned facility | Retrocommisioned facility | Retrocommisioned facility | Retrocommisioned facility | Retrocommisioned facility | Retrocommisioned facility | Retrocommisioned facility | Retrocommisioned facility | Retrocommisioned facility | Retrocommisioned facility | Retrocommisioned facility | Retrocommisioned facility | Retrocommisioned facility | 0.003 | 0.003 | 0.003 | 0.003 | 0.003 | 0.003 | 0.003 | 0.003 | 0.003 | 0.003 | 0.003 | 0.003 | 0.003 | 0.003 | 0.003 | 0.003 | 0.003 | 0.003 | 0.003 | 0.003 | 0.003 | 0.003 | 0.003 | 0.003 | 0.003 | 0.003 | 0.003 | 0.003 | 0.0028 | 0.0028 | 0.0028 | 0.0028 | 0.0028 | 0.0028 | 0.0028 | 0.0028 | 0.0028 | 0.0028 | 0.0028 | 0.0028 | 0.0028 | 0.0028 | 0.0028 | 0.0028 | 0.0028 | 0.0028 | 0.0028 | 0.0028 | 0.0028 | 0.0028 | 0.0028 | 0.0028 | 0.0028 | 0.0028 | 0.0028 | 0.0028 | 0 | 0 | 0 | 420.6214 | 421.0826 | 421.4454 | 421.6168 | 421.4817 | 420.9119 | 419.7822 | 418.2746 | 416.3639 | 414.028 | 411.2585 | 408.0706 | 403.9819 | 399.5001 | 394.7765 | 389.9628 | 385.3051 | 380.9581 | 377.0148 | 249.0149 | 0 | 0 | 0 | 0 | 0 | 0 | 0 | 0 | 420.6214 | 842.1652 | 1264.3361 | 1686.4671 | 2107.4087 | 2525.4712 | 2938.4754 | 3346.1968 | 3747.2748 | 4140.2801 | 4523.8437 | 4896.8473 | 5251.7648 | 5593.0015 | 5921.647 | 6239.4053 | 6550.1862 | 6857.2463 | 7163.2815 | 7345.9401 | 7286.518 | 7238.2871 | 7198.7755 | 7166.3195 | 7139.7143 | 0 | 0 | 0 | 147736.99925631835 | 147736.99925631832 | 147736.99925631832 | 147736.9992563183 | 147736.99925631835 | 147736.99925631835 | 147736.99925631832 | 147736.99925631832 | 147736.99925631832 | 147736.9992563183 | 147736.99925631832 | 147736.99925631835 | 147736.99925631826 | 147736.9992563183 | 147736.99925631832 | 147736.99925631832 | 147736.99925631832 | 147736.99925631832 | 147736.9992563183 | 98491.33283754547 | 0 | 0 | 0 | 0 | 0 | 0 | 0 | 0 | 147736.99925631835 | 295473.99851263664 | 443210.99776895496 | 590947.9970252733 | 738684.9962815916 | 886421.9955379099 | 1034158.9947942282 | 1181895.9940505465 | 1329632.993306865 | 1477369.9925631832 | 1625106.9918195014 | 1772843.9910758198 | 1920580.990332138 | 2068317.9895884562 | 2216054.9888447747 | 2363791.988101093 | 2511528.9873574115 | 2659265.98661373 | 2807002.9858700484 | 2905494.3187075937 | 2905494.3187075937 | 2905494.3187075937 | 2905494.3187075937 | 2905494.3187075937 | 2905494.3187075937 | Retrocommisioned facility | Retrocommisioned facility | Retrocommisioned facility | Retrocommisioned facility | Retrocommisioned facility | Retrocommisioned facility | Retrocommisioned facility | Retrocommisioned facility | Retrocommisioned facility | Retrocommisioned facility | Retrocommisioned facility | Retrocommisioned facility | Retrocommisioned facility | Retrocommisioned facility | Retrocommisioned facility | Retrocommisioned facility | Retrocommisioned facility | Retrocommisioned facility | Retrocommisioned facility | Retrocommisioned facility | Retrocommisioned facility | Retrocommisioned facility | Retrocommisioned facility | Retrocommisioned facility | Retrocommisioned facility | Retrocommisioned facility | Retrocommisioned facility | Retrocommisioned facility | 0.003 | 0.003 | 0.003 | 0.003 | 0.003 | 0.003 | 0.003 | 0.003 | 0.003 | 0.003 | 0.003 | 0.003 | 0.003 | 0.003 | 0.003 | 0.003 | 0.003 | 0.003 | 0.003 | 0.003 | 0.003 | 0.003 | 0.003 | 0.003 | 0.003 | 0.003 | 0.003 | 0.003 | 0.0028 | 0.0028 | 0.0028 | 0.0028 | 0.0028 | 0.0028 | 0.0028 | 0.0028 | 0.0028 | 0.0028 | 0.0028 | 0.0028 | 0.0028 | 0.0028 | 0.0028 | 0.0028 | 0.0028 | 0.0028 | 0.0028 | 0.0028 | 0.0028 | 0.0028 | 0.0028 | 0.0028 | 0.0028 | 0.0028 | 0.0028 | 0.0028 | 0 | 0 | 0 | 420.6214 | 421.0826 | 421.4454 | 421.6168 | 421.4817 | 420.9119 | 419.7822 | 418.2746 | 416.3639 | 414.028 | 411.2585 | 408.0706 | 403.9819 | 399.5001 | 394.7765 | 389.9628 | 385.3051 | 380.9581 | 377.0148 | 249.0149 | 0 | 0 | 0 | 0 | 0 | 0 | 0 | 0 | 420.6214 | 842.1652 | 1264.3361 | 1686.4671 | 2107.4087 | 2525.4712 | 2938.4754 | 3346.1968 | 3747.2748 | 4140.2801 | 4523.8437 | 4896.8473 | 5251.7648 | 5593.0015 | 5921.647 | 6239.4053 | 6550.1862 | 6857.2463 | 7163.2815 | 7345.9401 | 7286.518 | 7238.2871 | 7198.7755 | 7166.3195 | 7139.7143 | 0 | 0 | 0 | 147736.9993 | 147736.9993 | 147736.99925631832 | 147736.9992563183 | 147736.99925631835 | 147736.99925631835 | 147736.99925631832 | 147736.99925631832 | 147736.99925631832 | 147736.9992563183 | 147736.99925631832 | 147736.99925631835 | 147736.99925631826 | 147736.9992563183 | 147736.99925631832 | 147736.99925631832 | 147736.99925631832 | 147736.99925631832 | 147736.9992563183 | 98491.33283754547 | 0 | 0 | 0 | 0 | 0 | 0 | 0
Retrocommissioning_Miscellaneous_Existing_Retrocommisioned facility | Retrocommissioning_Miscellaneous_Existing | Retrocommissioning_Commercial_Existing_Existing facility with energy system deficiences_Retrocommisioned facility | Commercial | Miscellaneous | Existing | Space Heating | Natural Gas | Retrocommissioning | NEQ | Existing facility with energy system deficiences | 3 | 3 | 3 | 0.0039427 | 0 | 0 | 0.32 | 0.4 | RetroEven20 | 0.03333333333333333 | TBD | A | WCM849 | 0.7 | 0.42 | Therm Saved | 0.0321 | 223.79310347301055 | 223.7931 | 176.5128703449096 | 176.5129 | CPUC - 2023 Potential and Goals Study - BROs Measure Database - RCx | CPUC - 2023 Potential and Goals Study - BROs Measure Database - RCx | CPUC - 2023 Potential and Goals Study - BROs Measure Database - RCx | 0 | 0 | 0.0030411 | Existing facility with energy system deficiences | Existing facility with energy system deficiences | Existing facility with energy system deficiences | Existing facility with energy system deficiences | Existing facility with energy system deficiences | Existing facility with energy system deficiences | Existing facility with energy system deficiences | Existing facility with energy system deficiences | Existing facility with energy system deficiences | Existing facility with energy system deficiences | Existing facility with energy system deficiences | Existing facility with energy system deficiences | Existing facility with energy system deficiences | Existing facility with energy system deficiences | Existing facility with energy system deficiences | Existing facility with energy system deficiences | Existing facility with energy system deficiences | Existing facility with energy system deficiences | Existing facility with energy system deficiences | Existing facility with energy system deficiences | Existing facility with energy system deficiences | Existing facility with energy system deficiences | Existing facility with energy system deficiences | Existing facility with energy system deficiences | Existing facility with energy system deficiences | Existing facility with energy system deficiences | Existing facility with energy system deficiences | Existing facility with energy system deficiences | 0 | 0 | 0 | 997.8324 | 984.8022 | 971.0361 | 956.6408 | 941.6878 | 926.1782 | 910.2602 | 894.1169 | 878.0291 | 862.1548 | 846.6914 | 831.711 | 817.1724 | 803.0209 | 789.1894 | 775.5157 | 762.4853 | 750.1999 | 738.8709 | 485.5872 | 0 | 0 | 0 | 0 | 0 | 0 | 0 | 0 | 997.8324 | 1969.6045 | 2913.1082 | 3826.5634 | 4708.439 | 5557.0692 | 6371.8212 | 7152.9349 | 7902.2617 | 8621.5484 | 9313.6056 | 9980.5317 | 10623.2407 | 11242.2933 | 11837.8403 | 12408.2513 | 12962.2509 | 13503.5975 | 14038.5467 | 14324.8234 | 14135.3832 | 13960.6633 | 13799.5101 | 13650.862 | 13513.7415 | 0 | 0 | 0 | 258420.28046478753 | 258420.28046478753 | 258420.28046478747 | 258420.28046478753 | 258420.2804647874 | 258420.2804647875 | 258420.2804647875 | 258420.28046478747 | 258420.28046478744 | 258420.2804647874 | 258420.28046478744 | 258420.2804647874 | 258420.28046478744 | 258420.28046478744 | 258420.28046478744 | 258420.28046478747 | 258420.28046478744 | 258420.28046478753 | 258420.2804647875 | 172280.18697652497 | 0 | 0 | 0 | 0 | 0 | 0 | 0 | 0 | 258420.28046478753 | 516840.56092957506 | 775260.8413943625 | 1033681.12185915 | 1292101.4023239375 | 1550521.682788725 | 1808941.9632535125 | 2067362.2437183 | 2325782.5241830875 | 2584202.804647875 | 2842623.0851126625 | 3101043.36557745 | 3359463.6460422375 | 3617883.926507025 | 3876304.2069718125 | 4134724.4874366 | 4393144.767901387 | 4651565.048366175 | 4909985.328830963 | 5082265.515807488 | 5082265.515807488 | 5082265.515807488 | 5082265.515807488 | 5082265.515807488 | 5082265.515807488 | Retrocommisioned facility | Retrocommisioned facility | Retrocommisioned facility | Retrocommisioned facility | Retrocommisioned facility | Retrocommisioned facility | Retrocommisioned facility | Retrocommisioned facility | Retrocommisioned facility | Retrocommisioned facility | Retrocommisioned facility | Retrocommisioned facility | Retrocommisioned facility | Retrocommisioned facility | Retrocommisioned facility | Retrocommisioned facility | Retrocommisioned facility | Retrocommisioned facility | Retrocommisioned facility | Retrocommisioned facility | Retrocommisioned facility | Retrocommisioned facility | Retrocommisioned facility | Retrocommisioned facility | Retrocommisioned facility | Retrocommisioned facility | Retrocommisioned facility | Retrocommisioned facility | 0.003 | 0.003 | 0.003 | 0.003 | 0.003 | 0.003 | 0.003 | 0.003 | 0.003 | 0.003 | 0.003 | 0.003 | 0.003 | 0.003 | 0.003 | 0.003 | 0.003 | 0.003 | 0.003 | 0.003 | 0.003 | 0.003 | 0.003 | 0.003 | 0.003 | 0.003 | 0.003 | 0.003 | 0.0039 | 0.0039 | 0.0039 | 0.0039 | 0.0039 | 0.0039 | 0.0039 | 0.0039 | 0.0039 | 0.0039 | 0.0039 | 0.0039 | 0.0039 | 0.0039 | 0.0039 | 0.0039 | 0.0039 | 0.0039 | 0.0039 | 0.0039 | 0.0039 | 0.0039 | 0.0039 | 0.0039 | 0.0039 | 0.0039 | 0.0039 | 0.0039 | 0 | 0 | 0 | 853.6165 | 848.1844 | 842.3062 | 836.0589 | 829.4871 | 822.5944 | 815.4942 | 808.3232 | 801.2799 | 794.4931 | 788.0625 | 782.0591 | 776.4642 | 771.2463 | 766.361 | 761.6949 | 757.3224 | 753.2513 | 749.5157 | 497.3734 | 0 | 0 | 0 | 0 | 0 | 0 | 0 | 0 | 853.6165 | 1696.3689 | 2526.9186 | 3344.2355 | 4147.4354 | 4935.5662 | 5708.4593 | 6466.5854 | 7211.5193 | 7944.9305 | 8668.687 | 9384.7087 | 10094.0342 | 10797.4481 | 11495.4148 | 12187.1187 | 12874.4816 | 13558.523 | 14240.7984 | 14672.5152 | 14610.4146 | 14553.2588 | 14500.7735 | 14452.6228 | 14408.4767 | 0 | 0 | 0 | 219657.2383950694 | 219657.2383950694 | 219657.23839506935 | 219657.2383950694 | 219657.2383950693 | 219657.23839506938 | 219657.23839506938 | 219657.23839506935 | 219657.23839506932 | 219657.2383950693 | 219657.23839506932 | 219657.2383950693 | 219657.23839506932 | 219657.23839506932 | 219657.23839506932 | 219657.23839506935 | 219657.23839506932 | 219657.2383950694 | 219657.23839506938 | 146438.15893004622 | 0 | 0 | 0 | 0 | 0 | 0 | 0 | 0 | 219657.2383950694 | 439314.4767901388 | 658971.7151852081 | 878628.9535802775 | 1098286.1919753468 | 1317943.430370416 | 1537600.6687654853 | 1757257.9071605545 | 1976915.1455556238 | 2196572.383950693 | 2416229.6223457623 | 2635886.8607408316 | 2855544.099135901 | 3075201.33753097 | 3294858.5759260394 | 3514515.8143211086 | 3734173.052716178 | 3953830.291111247 | 4173487.5295063164 | 4319925.688436363 | 4319925.688436363 | 4319925.688436363 | 4319925.688436363 | 4319925.688436363 | 4319925.688436363 | Retrocommisioned facility | Retrocommisioned facility | Retrocommisioned facility | Retrocommisioned facility | Retrocommisioned facility | Retrocommisioned facility | Retrocommisioned facility | Retrocommisioned facility | Retrocommisioned facility | Retrocommisioned facility | Retrocommisioned facility | Retrocommisioned facility | Retrocommisioned facility | Retrocommisioned facility | Retrocommisioned facility | Retrocommisioned facility | Retrocommisioned facility | Retrocommisioned facility | Retrocommisioned facility | Retrocommisioned facility | Retrocommisioned facility | Retrocommisioned facility | Retrocommisioned facility | Retrocommisioned facility | Retrocommisioned facility | Retrocommisioned facility | Retrocommisioned facility | Retrocommisioned facility | 0.003 | 0.003 | 0.003 | 0.003 | 0.003 | 0.003 | 0.003 | 0.003 | 0.003 | 0.003 | 0.003 | 0.003 | 0.003 | 0.003 | 0.003 | 0.003 | 0.003 | 0.003 | 0.003 | 0.003 | 0.003 | 0.003 | 0.003 | 0.003 | 0.003 | 0.003 | 0.003 | 0.003 | 0.0039 | 0.0039 | 0.0039 | 0.0039 | 0.0039 | 0.0039 | 0.0039 | 0.0039 | 0.0039 | 0.0039 | 0.0039 | 0.0039 | 0.0039 | 0.0039 | 0.0039 | 0.0039 | 0.0039 | 0.0039 | 0.0039 | 0.0039 | 0.0039 | 0.0039 | 0.0039 | 0.0039 | 0.0039 | 0.0039 | 0.0039 | 0.0039 | 0 | 0 | 0 | 853.6146 | 848.1772 | 842.2865 | 836.0135 | 829.3946 | 822.4236 | 815.2039 | 807.8635 | 800.5953 | 793.8097 | 787.3801 | 781.3774 | 775.7831 | 770.5656 | 765.6806 | 761.0147 | 756.6424 | 752.5713 | 748.836 | 496.9206 | 0 | 0 | 0 | 0 | 0 | 0 | 0 | 0 | 853.6146 | 1696.3544 | 2526.8594 | 3344.054 | 4146.9732 | 4934.5417 | 5706.427 | 6462.9077 | 7205.3579 | 7938.0965 | 8661.1807 | 9376.5293 | 10085.1805 | 10787.9189 | 11485.2091 | 12176.236 | 12862.9212 | 13546.2843 | 14227.8834 | 14659.1582 | 14597.0859 | 14539.9943 | 14487.6386 | 14439.7248 | 14395.9767 | 0 | 0 | 0 | 219657.2384 | 219657.2384 | 219657.23839506935 | 219657.2383950694 | 219657.2383950693 | 219657.23839506938 | 219657.23839506938 | 219657.23839506935 | 219657.23839506932 | 219657.2383950693 | 219657.23839506932 | 219657.2383950693 | 219657.23839506932 | 219657.23839506932 | 219657.23839506932 | 219657.23839506935 | 219657.23839506932 | 219657.2383950694 | 219657.23839506938 | 146438.15893004622 | 0 | 0 | 0 | 0 | 0 | 0 | 0
Retrocommissioning_Retail_Existing_Retrocommisioned facility | Retrocommissioning_Retail_Existing | Retrocommissioning_Commercial_Existing_Existing facility with energy system deficiences_Retrocommisioned facility | Commercial | Retail | Existing | Water Heating | Natural Gas | Retrocommissioning | NEQ | Existing facility with energy system deficiences | 3 | 3 | 3 | 0.0015064 | 0 | 0 | 0.29 | 0.45 | RetroEven20 | 0.03333333333333333 | TBD | A | WCM250 | 0.7 | 0.42 | Therm Saved | 0.0321 | 224.74833962555132 | 224.7483 | 177.26629604268825 | 177.2663 | CPUC - 2023 Potential and Goals Study - BROs Measure Database - RCx | CPUC - 2023 Potential and Goals Study - BROs Measure Database - RCx | CPUC - 2023 Potential and Goals Study - BROs Measure Database - RCx | 0 | 0 | 0.0026733 | Existing facility with energy system deficiences | Existing facility with energy system deficiences | Existing facility with energy system deficiences | Existing facility with energy system deficiences | Existing facility with energy system deficiences | Existing facility with energy system deficiences | Existing facility with energy system deficiences | Existing facility with energy system deficiences | Existing facility with energy system deficiences | Existing facility with energy system deficiences | Existing facility with energy system deficiences | Existing facility with energy system deficiences | Existing facility with energy system deficiences | Existing facility with energy system deficiences | Existing facility with energy system deficiences | Existing facility with energy system deficiences | Existing facility with energy system deficiences | Existing facility with energy system deficiences | Existing facility with energy system deficiences | Existing facility with energy system deficiences | Existing facility with energy system deficiences | Existing facility with energy system deficiences | Existing facility with energy system deficiences | Existing facility with energy system deficiences | Existing facility with energy system deficiences | Existing facility with energy system deficiences | Existing facility with energy system deficiences | Existing facility with energy system deficiences | 0 | 0 | 0 | 234.6539 | 232.1913 | 229.476 | 226.5453 | 223.4294 | 220.1521 | 216.7328 | 213.6783 | 210.82 | 208.5333 | 206.704 | 205.2405 | 203.6516 | 202.2551 | 201.6814 | 201.2225 | 200.8553 | 200.5616 | 200.3266 | 133.4258 | 0 | 0 | 0 | 0 | 0 | 0 | 0 | 0 | 234.6539 | 464.3827 | 688.4279 | 906.1813 | 1117.1469 | 1320.9128 | 1517.1296 | 1709.4264 | 1897.3798 | 2085.3333 | 2273.744 | 2462.8865 | 2647.4712 | 2831.5708 | 3025.2208 | 3219.5593 | 3414.5402 | 3610.1085 | 3806.2056 | 3936.0597 | 3933.1021 | 3930.7361 | 3928.8433 | 3927.329 | 3926.1176 | 0 | 0 | 0 | 156878.20851681143 | 156878.20851681146 | 156878.20851681143 | 156878.20851681146 | 156878.20851681143 | 156878.20851681146 | 156878.20851681143 | 156878.20851681143 | 156878.20851681146 | 156878.20851681146 | 156878.20851681146 | 156878.20851681146 | 156878.20851681146 | 156878.20851681146 | 156878.2085168115 | 156878.20851681146 | 156878.20851681146 | 156878.2085168115 | 156878.20851681146 | 104585.47234454093 | 0 | 0 | 0 | 0 | 0 | 0 | 0 | 0 | 156878.20851681143 | 313756.41703362286 | 470634.6255504343 | 627512.8340672457 | 784391.0425840572 | 941269.2511008687 | 1098147.4596176802 | 1255025.6681344917 | 1411903.8766513031 | 1568782.0851681146 | 1725660.2936849261 | 1882538.5022017376 | 2039416.710718549 | 2196294.9192353603 | 2353173.127752172 | 2510051.3362689833 | 2666929.544785795 | 2823807.7533026063 | 2980685.961819418 | 3085271.4341639588 | 3085271.4341639588 | 3085271.4341639588 | 3085271.4341639588 | 3085271.4341639588 | 3085271.4341639588 | Retrocommisioned facility | Retrocommisioned facility | Retrocommisioned facility | Retrocommisioned facility | Retrocommisioned facility | Retrocommisioned facility | Retrocommisioned facility | Retrocommisioned facility | Retrocommisioned facility | Retrocommisioned facility | Retrocommisioned facility | Retrocommisioned facility | Retrocommisioned facility | Retrocommisioned facility | Retrocommisioned facility | Retrocommisioned facility | Retrocommisioned facility | Retrocommisioned facility | Retrocommisioned facility | Retrocommisioned facility | Retrocommisioned facility | Retrocommisioned facility | Retrocommisioned facility | Retrocommisioned facility | Retrocommisioned facility | Retrocommisioned facility | Retrocommisioned facility | Retrocommisioned facility | 0.0027 | 0.0027 | 0.0027 | 0.0027 | 0.0027 | 0.0027 | 0.0027 | 0.0027 | 0.0027 | 0.0027 | 0.0027 | 0.0027 | 0.0027 | 0.0027 | 0.0027 | 0.0027 | 0.0027 | 0.0027 | 0.0027 | 0.0027 | 0.0027 | 0.0027 | 0.0027 | 0.0027 | 0.0027 | 0.0027 | 0.0027 | 0.0027 | 0.0015 | 0.0015 | 0.0015 | 0.0015 | 0.0015 | 0.0015 | 0.0015 | 0.0015 | 0.0015 | 0.0015 | 0.0015 | 0.0015 | 0.0015 | 0.0015 | 0.0015 | 0.0015 | 0.0015 | 0.0015 | 0.0015 | 0.0015 | 0.0015 | 0.0015 | 0.0015 | 0.0015 | 0.0015 | 0.0015 | 0.0015 | 0.0015 | 0 | 0 | 0 | 201.534 | 201.7607 | 201.9405 | 202.0289 | 201.9712 | 201.7061 | 201.1743 | 200.4622 | 199.558 | 198.4515 | 197.1387 | 195.6269 | 193.6873 | 191.5609 | 189.3195 | 187.0352 | 184.8248 | 182.7618 | 180.8904 | 119.4886 | 0 | 0 | 0 | 0 | 0 | 0 | 0 | 0 | 201.534 | 403.5214 | 605.8214 | 808.1158 | 1009.8561 | 1210.2369 | 1408.22 | 1603.6973 | 1796.0219 | 1984.5147 | 2168.5254 | 2347.523 | 2517.935 | 2681.8523 | 2839.7921 | 2992.5632 | 3142.0217 | 3289.7133 | 3436.9177 | 3524.914 | 3496.7123 | 3473.822 | 3455.0697 | 3439.666 | 3427.0391 | 0 | 0 | 0 | 133346.47723928973 | 133346.47723928973 | 133346.47723928973 | 133346.47723928973 | 133346.47723928973 | 133346.47723928973 | 133346.47723928973 | 133346.47723928973 | 133346.47723928973 | 133346.47723928973 | 133346.47723928973 | 133346.47723928973 | 133346.47723928973 | 133346.47723928973 | 133346.47723928976 | 133346.47723928973 | 133346.47723928973 | 133346.47723928976 | 133346.47723928973 | 88897.65149285979 | 0 | 0 | 0 | 0 | 0 | 0 | 0 | 0 | 133346.47723928973 | 266692.95447857946 | 400039.4317178692 | 533385.9089571589 | 666732.3861964487 | 800078.8634357385 | 933425.3406750283 | 1066771.817914318 | 1200118.2951536078 | 1333464.7723928976 | 1466811.2496321874 | 1600157.7268714772 | 1733504.204110767 | 1866850.6813500568 | 2000197.1585893466 | 2133543.635828636 | 2266890.113067926 | 2400236.5903072157 | 2533583.0675465055 | 2622480.719039365 | 2622480.719039365 | 2622480.719039365 | 2622480.719039365 | 2622480.719039365 | 2622480.719039365 | Retrocommisioned facility | Retrocommisioned facility | Retrocommisioned facility | Retrocommisioned facility | Retrocommisioned facility | Retrocommisioned facility | Retrocommisioned facility | Retrocommisioned facility | Retrocommisioned facility | Retrocommisioned facility | Retrocommisioned facility | Retrocommisioned facility | Retrocommisioned facility | Retrocommisioned facility | Retrocommisioned facility | Retrocommisioned facility | Retrocommisioned facility | Retrocommisioned facility | Retrocommisioned facility | Retrocommisioned facility | Retrocommisioned facility | Retrocommisioned facility | Retrocommisioned facility | Retrocommisioned facility | Retrocommisioned facility | Retrocommisioned facility | Retrocommisioned facility | Retrocommisioned facility | 0.0027 | 0.0027 | 0.0027 | 0.0027 | 0.0027 | 0.0027 | 0.0027 | 0.0027 | 0.0027 | 0.0027 | 0.0027 | 0.0027 | 0.0027 | 0.0027 | 0.0027 | 0.0027 | 0.0027 | 0.0027 | 0.0027 | 0.0027 | 0.0027 | 0.0027 | 0.0027 | 0.0027 | 0.0027 | 0.0027 | 0.0027 | 0.0027 | 0.0015 | 0.0015 | 0.0015 | 0.0015 | 0.0015 | 0.0015 | 0.0015 | 0.0015 | 0.0015 | 0.0015 | 0.0015 | 0.0015 | 0.0015 | 0.0015 | 0.0015 | 0.0015 | 0.0015 | 0.0015 | 0.0015 | 0.0015 | 0.0015 | 0.0015 | 0.0015 | 0.0015 | 0.0015 | 0.0015 | 0.0015 | 0.0015 | 0 | 0 | 0 | 201.534 | 201.7607 | 201.9405 | 202.0289 | 201.9712 | 201.7061 | 201.1743 | 200.4622 | 199.558 | 198.4515 | 197.1387 | 195.6269 | 193.6873 | 191.5609 | 189.3195 | 187.0352 | 184.8248 | 182.7618 | 180.8904 | 119.4886 | 0 | 0 | 0 | 0 | 0 | 0 | 0 | 0 | 201.534 | 403.5214 | 605.8214 | 808.1158 | 1009.8561 | 1210.2369 | 1408.22 | 1603.6973 | 1796.0219 | 1984.5147 | 2168.5254 | 2347.523 | 2517.935 | 2681.8523 | 2839.7921 | 2992.5632 | 3142.0217 | 3289.7133 | 3436.9177 | 3524.914 | 3496.7123 | 3473.822 | 3455.0697 | 3439.666 | 3427.0391 | 0 | 0 | 0 | 133346.4772 | 133346.4772 | 133346.47723928973 | 133346.47723928973 | 133346.47723928973 | 133346.47723928973 | 133346.47723928973 | 133346.47723928973 | 133346.47723928973 | 133346.47723928973 | 133346.47723928973 | 133346.47723928973 | 133346.47723928973 | 133346.47723928973 | 133346.47723928976 | 133346.47723928973 | 133346.47723928973 | 133346.47723928976 | 133346.47723928973 | 88897.65149285979 | 0 | 0 | 0 | 0 | 0 | 0 | 0
Retrocommissioning_Retail_Existing_Retrocommisioned facility | Retrocommissioning_Retail_Existing | Retrocommissioning_Commercial_Existing_Existing facility with energy system deficiences_Retrocommisioned facility | Commercial | Retail | Existing | Space Heating | Natural Gas | Retrocommissioning | NEQ | Existing facility with energy system deficiences | 3 | 3 | 3 | 0.0044542 | 0 | 0 | 0.29 | 0.45 | RetroEven20 | 0.03333333333333333 | TBD | A | WCM249 | 0.7 | 0.42 | Therm Saved | 0.0321 | 224.74833962555132 | 224.7483 | 177.26629604268825 | 177.2663 | CPUC - 2023 Potential and Goals Study - BROs Measure Database - RCx | CPUC - 2023 Potential and Goals Study - BROs Measure Database - RCx | CPUC - 2023 Potential and Goals Study - BROs Measure Database - RCx | 0 | 0 | 0.0026733 | Existing facility with energy system deficiences | Existing facility with energy system deficiences | Existing facility with energy system deficiences | Existing facility with energy system deficiences | Existing facility with energy system deficiences | Existing facility with energy system deficiences | Existing facility with energy system deficiences | Existing facility with energy system deficiences | Existing facility with energy system deficiences | Existing facility with energy system deficiences | Existing facility with energy system deficiences | Existing facility with energy system deficiences | Existing facility with energy system deficiences | Existing facility with energy system deficiences | Existing facility with energy system deficiences | Existing facility with energy system deficiences | Existing facility with energy system deficiences | Existing facility with energy system deficiences | Existing facility with energy system deficiences | Existing facility with energy system deficiences | Existing facility with energy system deficiences | Existing facility with energy system deficiences | Existing facility with energy system deficiences | Existing facility with energy system deficiences | Existing facility with energy system deficiences | Existing facility with energy system deficiences | Existing facility with energy system deficiences | Existing facility with energy system deficiences | 0 | 0 | 0 | 1495.8823 | 1471.6257 | 1446.124 | 1419.5345 | 1391.9936 | 1363.6103 | 1334.5205 | 1304.8599 | 1275.0586 | 1245.1508 | 1215.4734 | 1186.0467 | 1156.8667 | 1127.9294 | 1099.2294 | 1070.3134 | 1042.6619 | 1016.725 | 992.8131 | 647.1671 | 0 | 0 | 0 | 0 | 0 | 0 | 0 | 0 | 1495.8823 | 2943.2513 | 4338.372 | 5678.1378 | 6959.968 | 8181.6619 | 9341.6434 | 10438.8789 | 11475.527 | 12451.5076 | 13370.2076 | 14232.5601 | 15039.2677 | 15791.0114 | 16488.4405 | 17125.0151 | 17725.2525 | 18301.0503 | 18863.4489 | 19091.4302 | 18691.7793 | 18323.4177 | 17983.8602 | 17670.8244 | 17382.2126 | 0 | 0 | 0 | 343482.88161886705 | 343482.881618867 | 343482.881618867 | 343482.881618867 | 343482.881618867 | 343482.881618867 | 343482.881618867 | 343482.881618867 | 343482.88161886705 | 343482.8816188669 | 343482.8816188671 | 343482.881618867 | 343482.8816188671 | 343482.88161886705 | 343482.881618867 | 343482.8816188671 | 343482.881618867 | 343482.881618867 | 343482.88161886705 | 228988.58774591135 | 0 | 0 | 0 | 0 | 0 | 0 | 0 | 0 | 343482.88161886705 | 686965.7632377341 | 1030448.644856601 | 1373931.526475468 | 1717414.4080943349 | 2060897.2897132018 | 2404380.1713320687 | 2747863.052950936 | 3091345.934569803 | 3434828.8161886698 | 3778311.697807537 | 4121794.579426404 | 4465277.461045271 | 4808760.3426641375 | 5152243.224283004 | 5495726.105901871 | 5839208.987520738 | 6182691.869139604 | 6526174.750758471 | 6755163.338504382 | 6755163.338504382 | 6755163.338504382 | 6755163.338504382 | 6755163.338504382 | 6755163.338504382 | Retrocommisioned facility | Retrocommisioned facility | Retrocommisioned facility | Retrocommisioned facility | Retrocommisioned facility | Retrocommisioned facility | Retrocommisioned facility | Retrocommisioned facility | Retrocommisioned facility | Retrocommisioned facility | Retrocommisioned facility | Retrocommisioned facility | Retrocommisioned facility | Retrocommisioned facility | Retrocommisioned facility | Retrocommisioned facility | Retrocommisioned facility | Retrocommisioned facility | Retrocommisioned facility | Retrocommisioned facility | Retrocommisioned facility | Retrocommisioned facility | Retrocommisioned facility | Retrocommisioned facility | Retrocommisioned facility | Retrocommisioned facility | Retrocommisioned facility | Retrocommisioned facility | 0.0027 | 0.0027 | 0.0027 | 0.0027 | 0.0027 | 0.0027 | 0.0027 | 0.0027 | 0.0027 | 0.0027 | 0.0027 | 0.0027 | 0.0027 | 0.0027 | 0.0027 | 0.0027 | 0.0027 | 0.0027 | 0.0027 | 0.0027 | 0.0027 | 0.0027 | 0.0027 | 0.0027 | 0.0027 | 0.0027 | 0.0027 | 0.0027 | 0.0045 | 0.0045 | 0.0045 | 0.0045 | 0.0045 | 0.0045 | 0.0045 | 0.0045 | 0.0045 | 0.0045 | 0.0045 | 0.0045 | 0.0045 | 0.0045 | 0.0045 | 0.0045 | 0.0045 | 0.0045 | 0.0045 | 0.0045 | 0.0045 | 0.0045 | 0.0045 | 0.0045 | 0.0045 | 0.0045 | 0.0045 | 0.0045 | 0 | 0 | 0 | 1285.3384 | 1279.262 | 1272.7332 | 1265.7972 | 1258.4902 | 1250.8612 | 1243.0055 | 1235.0178 | 1227.1706 | 1219.511 | 1212.097 | 1204.9792 | 1198.1863 | 1191.7433 | 1185.6719 | 1179.6658 | 1174.0465 | 1168.8616 | 1164.1312 | 773.217 | 0 | 0 | 0 | 0 | 0 | 0 | 0 | 0 | 1285.3384 | 2558.524 | 3818.1996 | 5063.1889 | 6292.4512 | 7505.1673 | 8701.0385 | 9880.1423 | 11044.5354 | 12195.1105 | 13333.0667 | 14459.7509 | 15576.4215 | 16684.4064 | 17785.0779 | 18874.6526 | 19958.7909 | 21039.5081 | 22118.493 | 22809.9009 | 22733.305 | 22664.2783 | 22602.2207 | 22546.4017 | 22496.1541 | 0 | 0 | 0 | 291960.449376037 | 291960.44937603694 | 291960.44937603694 | 291960.44937603694 | 291960.44937603694 | 291960.44937603694 | 291960.44937603694 | 291960.44937603694 | 291960.449376037 | 291960.4493760368 | 291960.44937603705 | 291960.44937603694 | 291960.44937603705 | 291960.449376037 | 291960.44937603694 | 291960.44937603705 | 291960.44937603694 | 291960.44937603694 | 291960.449376037 | 194640.29958402461 | 0 | 0 | 0 | 0 | 0 | 0 | 0 | 0 | 291960.449376037 | 583920.898752074 | 875881.3481281109 | 1167841.7975041477 | 1459802.2468801846 | 1751762.6962562215 | 2043723.1456322584 | 2335683.5950082955 | 2627644.0443843324 | 2919604.4937603693 | 3211564.943136406 | 3503525.392512443 | 3795485.84188848 | 4087446.2912645168 | 4379406.740640554 | 4671367.190016591 | 4963327.639392628 | 5255288.088768666 | 5547248.538144703 | 5741888.837728728 | 5741888.837728728 | 5741888.837728728 | 5741888.837728728 | 5741888.837728728 | 5741888.837728728 | Retrocommisioned facility | Retrocommisioned facility | Retrocommisioned facility | Retrocommisioned facility | Retrocommisioned facility | Retrocommisioned facility | Retrocommisioned facility | Retrocommisioned facility | Retrocommisioned facility | Retrocommisioned facility | Retrocommisioned facility | Retrocommisioned facility | Retrocommisioned facility | Retrocommisioned facility | Retrocommisioned facility | Retrocommisioned facility | Retrocommisioned facility | Retrocommisioned facility | Retrocommisioned facility | Retrocommisioned facility | Retrocommisioned facility | Retrocommisioned facility | Retrocommisioned facility | Retrocommisioned facility | Retrocommisioned facility | Retrocommisioned facility | Retrocommisioned facility | Retrocommisioned facility | 0.0027 | 0.0027 | 0.0027 | 0.0027 | 0.0027 | 0.0027 | 0.0027 | 0.0027 | 0.0027 | 0.0027 | 0.0027 | 0.0027 | 0.0027 | 0.0027 | 0.0027 | 0.0027 | 0.0027 | 0.0027 | 0.0027 | 0.0027 | 0.0027 | 0.0027 | 0.0027 | 0.0027 | 0.0027 | 0.0027 | 0.0027 | 0.0027 | 0.0045 | 0.0045 | 0.0045 | 0.0045 | 0.0045 | 0.0045 | 0.0045 | 0.0045 | 0.0045 | 0.0045 | 0.0045 | 0.0045 | 0.0045 | 0.0045 | 0.0045 | 0.0045 | 0.0045 | 0.0045 | 0.0045 | 0.0045 | 0.0045 | 0.0045 | 0.0045 | 0.0045 | 0.0045 | 0.0045 | 0.0045 | 0.0045 | 0 | 0 | 0 | 1285.3331 | 1279.2425 | 1272.6801 | 1265.6751 | 1258.241 | 1250.4002 | 1242.2205 | 1234.233 | 1226.3861 | 1218.7268 | 1211.3129 | 1204.1954 | 1197.4025 | 1190.9596 | 1184.8882 | 1178.8822 | 1173.263 | 1168.0781 | 1163.3481 | 772.6959 | 0 | 0 | 0 | 0 | 0 | 0 | 0 | 0 | 1285.3331 | 2558.485 | 3818.0404 | 5062.7003 | 6291.2051 | 7502.4013 | 8695.5432 | 9873.8641 | 11037.4749 | 12187.2679 | 13324.4421 | 14450.3442 | 15566.2325 | 16673.4348 | 17773.3236 | 18862.1155 | 19945.4709 | 21025.4049 | 22103.6141 | 22794.5289 | 22718.0103 | 22649.159 | 22587.4553 | 22532.2826 | 22483.1211 | 0 | 0 | 0 | 291960.4494 | 291960.4494 | 291960.44937603694 | 291960.44937603694 | 291960.44937603694 | 291960.44937603694 | 291960.44937603694 | 291960.44937603694 | 291960.449376037 | 291960.4493760368 | 291960.44937603705 | 291960.44937603694 | 291960.44937603705 | 291960.449376037 | 291960.44937603694 | 291960.44937603705 | 291960.44937603694 | 291960.44937603694 | 291960.449376037 | 194640.29958402461 | 0 | 0 | 0 | 0 | 0 | 0 | 0
Retrocommissioning_Healthcare_Existing_Retrocommisioned facility | Retrocommissioning_Healthcare_Existing | Retrocommissioning_Commercial_Existing_Existing facility with energy system deficiences_Retrocommisioned facility | Commercial | Healthcare | Existing | Water Heating | Natural Gas | Retrocommissioning | NEQ | Existing facility with energy system deficiences | 3 | 3 | 3 | 0.0068125 | 0 | 0 | 0.36 | 0.6 | RetroEven20 | 0.03333333333333333 | TBD | A | WCM550 | 0.7 | 0.42 | Therm Saved | 0.0321 | 227.4559775986944 | 227.456 | 179.40189782432233 | 179.4019 | CPUC - 2023 Potential and Goals Study - BROs Measure Database - RCx | CPUC - 2023 Potential and Goals Study - BROs Measure Database - RCx | CPUC - 2023 Potential and Goals Study - BROs Measure Database - RCx | 0 | 0 | 0.010241 | Existing facility with energy system deficiences | Existing facility with energy system deficiences | Existing facility with energy system deficiences | Existing facility with energy system deficiences | Existing facility with energy system deficiences | Existing facility with energy system deficiences | Existing facility with energy system deficiences | Existing facility with energy system deficiences | Existing facility with energy system deficiences | Existing facility with energy system deficiences | Existing facility with energy system deficiences | Existing facility with energy system deficiences | Existing facility with energy system deficiences | Existing facility with energy system deficiences | Existing facility with energy system deficiences | Existing facility with energy system deficiences | Existing facility with energy system deficiences | Existing facility with energy system deficiences | Existing facility with energy system deficiences | Existing facility with energy system deficiences | Existing facility with energy system deficiences | Existing facility with energy system deficiences | Existing facility with energy system deficiences | Existing facility with energy system deficiences | Existing facility with energy system deficiences | Existing facility with energy system deficiences | Existing facility with energy system deficiences | Existing facility with energy system deficiences | 0 | 0 | 0 | 775.1779 | 767.0373 | 758.0617 | 748.3753 | 738.0775 | 727.2475 | 715.9489 | 705.8563 | 696.4122 | 688.857 | 682.8128 | 677.9774 | 672.7278 | 668.1138 | 666.2182 | 664.7018 | 663.4886 | 662.5181 | 661.7416 | 440.747 | 0 | 0 | 0 | 0 | 0 | 0 | 0 | 0 | 775.1779 | 1534.0746 | 2274.1851 | 2993.5014 | 3690.3873 | 4363.4849 | 5011.6426 | 5646.8505 | 6267.7101 | 6888.5697 | 7510.9404 | 8135.7288 | 8745.462 | 9353.5935 | 9993.2737 | 10635.2285 | 11279.3064 | 11925.3254 | 12573.0913 | 13002.0366 | 12992.2639 | 12984.4458 | 12978.1913 | 12973.1877 | 12969.1848 | 0 | 0 | 0 | 114599.7609001211 | 114599.76090012107 | 114599.76090012107 | 114599.76090012107 | 114599.76090012107 | 114599.76090012107 | 114599.76090012107 | 114599.76090012107 | 114599.76090012107 | 114599.7609001211 | 114599.76090012107 | 114599.76090012107 | 114599.76090012107 | 114599.76090012105 | 114599.76090012105 | 114599.76090012107 | 114599.76090012102 | 114599.76090012105 | 114599.76090012105 | 76399.8406000807 | 0 | 0 | 0 | 0 | 0 | 0 | 0 | 0 | 114599.7609001211 | 229199.52180024216 | 343799.2827003632 | 458399.04360048426 | 572998.8045006053 | 687598.5654007264 | 802198.3263008475 | 916798.0872009685 | 1031397.8481010896 | 1145997.6090012107 | 1260597.3699013316 | 1375197.1308014528 | 1489796.891701574 | 1604396.652601695 | 1718996.4135018159 | 1833596.174401937 | 1948195.935302058 | 2062795.696202179 | 2177395.4571023 | 2253795.297702381 | 2253795.297702381 | 2253795.297702381 | 2253795.297702381 | 2253795.297702381 | 2253795.297702381 | Retrocommisioned facility | Retrocommisioned facility | Retrocommisioned facility | Retrocommisioned facility | Retrocommisioned facility | Retrocommisioned facility | Retrocommisioned facility | Retrocommisioned facility | Retrocommisioned facility | Retrocommisioned facility | Retrocommisioned facility | Retrocommisioned facility | Retrocommisioned facility | Retrocommisioned facility | Retrocommisioned facility | Retrocommisioned facility | Retrocommisioned facility | Retrocommisioned facility | Retrocommisioned facility | Retrocommisioned facility | Retrocommisioned facility | Retrocommisioned facility | Retrocommisioned facility | Retrocommisioned facility | Retrocommisioned facility | Retrocommisioned facility | Retrocommisioned facility | Retrocommisioned facility | 0.0102 | 0.0102 | 0.0102 | 0.0102 | 0.0102 | 0.0102 | 0.0102 | 0.0102 | 0.0102 | 0.0102 | 0.0102 | 0.0102 | 0.0102 | 0.0102 | 0.0102 | 0.0102 | 0.0102 | 0.0102 | 0.0102 | 0.0102 | 0.0102 | 0.0102 | 0.0102 | 0.0102 | 0.0102 | 0.0102 | 0.0102 | 0.0102 | 0.0068 | 0.0068 | 0.0068 | 0.0068 | 0.0068 | 0.0068 | 0.0068 | 0.0068 | 0.0068 | 0.0068 | 0.0068 | 0.0068 | 0.0068 | 0.0068 | 0.0068 | 0.0068 | 0.0068 | 0.0068 | 0.0068 | 0.0068 | 0.0068 | 0.0068 | 0.0068 | 0.0068 | 0.0068 | 0.0068 | 0.0068 | 0.0068 | 0 | 0 | 0 | 665.766 | 666.5098 | 667.0987 | 667.3862 | 667.1913 | 666.3121 | 664.5523 | 662.1977 | 659.2091 | 655.5524 | 651.2147 | 646.2199 | 639.8121 | 632.7872 | 625.3827 | 617.8366 | 610.5347 | 603.7199 | 597.5377 | 394.7082 | 0 | 0 | 0 | 0 | 0 | 0 | 0 | 0 | 665.766 | 1333.0196 | 2001.2961 | 2669.545 | 3335.9566 | 3997.8728 | 4651.8664 | 5297.5814 | 5932.8817 | 6555.5243 | 7163.3617 | 7754.6394 | 8317.5568 | 8859.0208 | 9380.74 | 9885.3862 | 10379.0899 | 10866.9576 | 11353.2166 | 11643.8931 | 11550.7317 | 11475.1158 | 11413.1697 | 11362.2852 | 11320.5735 | 0 | 0 | 0 | 97409.79676510293 | 97409.79676510292 | 97409.79676510292 | 97409.79676510292 | 97409.79676510292 | 97409.79676510292 | 97409.79676510292 | 97409.79676510292 | 97409.79676510292 | 97409.79676510293 | 97409.79676510292 | 97409.79676510292 | 97409.79676510292 | 97409.7967651029 | 97409.7967651029 | 97409.79676510292 | 97409.79676510287 | 97409.7967651029 | 97409.7967651029 | 64939.86451006859 | 0 | 0 | 0 | 0 | 0 | 0 | 0 | 0 | 97409.79676510293 | 194819.59353020584 | 292229.3902953088 | 389639.18706041167 | 487048.98382551456 | 584458.7805906174 | 681868.5773557203 | 779278.3741208232 | 876688.1708859261 | 974097.967651029 | 1071507.764416132 | 1168917.561181235 | 1266327.357946338 | 1363737.154711441 | 1461146.951476544 | 1558556.748241647 | 1655966.5450067497 | 1753376.3417718527 | 1850786.1385369557 | 1915726.0030470244 | 1915726.0030470244 | 1915726.0030470244 | 1915726.0030470244 | 1915726.0030470244 | 1915726.0030470244 | Retrocommisioned facility | Retrocommisioned facility | Retrocommisioned facility | Retrocommisioned facility | Retrocommisioned facility | Retrocommisioned facility | Retrocommisioned facility | Retrocommisioned facility | Retrocommisioned facility | Retrocommisioned facility | Retrocommisioned facility | Retrocommisioned facility | Retrocommisioned facility | Retrocommisioned facility | Retrocommisioned facility | Retrocommisioned facility | Retrocommisioned facility | Retrocommisioned facility | Retrocommisioned facility | Retrocommisioned facility | Retrocommisioned facility | Retrocommisioned facility | Retrocommisioned facility | Retrocommisioned facility | Retrocommisioned facility | Retrocommisioned facility | Retrocommisioned facility | Retrocommisioned facility | 0.0102 | 0.0102 | 0.0102 | 0.0102 | 0.0102 | 0.0102 | 0.0102 | 0.0102 | 0.0102 | 0.0102 | 0.0102 | 0.0102 | 0.0102 | 0.0102 | 0.0102 | 0.0102 | 0.0102 | 0.0102 | 0.0102 | 0.0102 | 0.0102 | 0.0102 | 0.0102 | 0.0102 | 0.0102 | 0.0102 | 0.0102 | 0.0102 | 0.0068 | 0.0068 | 0.0068 | 0.0068 | 0.0068 | 0.0068 | 0.0068 | 0.0068 | 0.0068 | 0.0068 | 0.0068 | 0.0068 | 0.0068 | 0.0068 | 0.0068 | 0.0068 | 0.0068 | 0.0068 | 0.0068 | 0.0068 | 0.0068 | 0.0068 | 0.0068 | 0.0068 | 0.0068 | 0.0068 | 0.0068 | 0.0068 | 0 | 0 | 0 | 665.766 | 666.5098 | 667.0987 | 667.3862 | 667.1913 | 666.3121 | 664.5523 | 662.1977 | 659.2091 | 655.5524 | 651.2147 | 646.2199 | 639.8121 | 632.7872 | 625.3827 | 617.8366 | 610.5347 | 603.7199 | 597.5377 | 394.7082 | 0 | 0 | 0 | 0 | 0 | 0 | 0 | 0 | 665.766 | 1333.0196 | 2001.2961 | 2669.545 | 3335.9566 | 3997.8728 | 4651.8664 | 5297.5814 | 5932.8817 | 6555.5243 | 7163.3617 | 7754.6394 | 8317.5568 | 8859.0208 | 9380.74 | 9885.3862 | 10379.0899 | 10866.9576 | 11353.2166 | 11643.8931 | 11550.7317 | 11475.1158 | 11413.1697 | 11362.2852 | 11320.5735 | 0 | 0 | 0 | 97409.7968 | 97409.7968 | 97409.79676510292 | 97409.79676510292 | 97409.79676510292 | 97409.79676510292 | 97409.79676510292 | 97409.79676510292 | 97409.79676510292 | 97409.79676510293 | 97409.79676510292 | 97409.79676510292 | 97409.79676510292 | 97409.7967651029 | 97409.7967651029 | 97409.79676510292 | 97409.79676510287 | 97409.7967651029 | 97409.7967651029 | 64939.86451006859 | 0 | 0 | 0 | 0 | 0 | 0 | 0
Retrocommissioning_Healthcare_Existing_Retrocommisioned facility | Retrocommissioning_Healthcare_Existing | Retrocommissioning_Commercial_Existing_Existing facility with energy system deficiences_Retrocommisioned facility | Commercial | Healthcare | Existing | Space Heating | Natural Gas | Retrocommissioning | NEQ | Existing facility with energy system deficiences | 3 | 3 | 3 | 0.01602 | 0 | 0 | 0.36 | 0.6 | RetroEven20 | 0.03333333333333333 | TBD | A | WCM549 | 0.7 | 0.42 | Therm Saved | 0.0321 | 227.4559775986944 | 227.456 | 179.40189782432233 | 179.4019 | CPUC - 2023 Potential and Goals Study - BROs Measure Database - RCx | CPUC - 2023 Potential and Goals Study - BROs Measure Database - RCx | CPUC - 2023 Potential and Goals Study - BROs Measure Database - RCx | 0 | 0 | 0.010241 | Existing facility with energy system deficiences | Existing facility with energy system deficiences | Existing facility with energy system deficiences | Existing facility with energy system deficiences | Existing facility with energy system deficiences | Existing facility with energy system deficiences | Existing facility with energy system deficiences | Existing facility with energy system deficiences | Existing facility with energy system deficiences | Existing facility with energy system deficiences | Existing facility with energy system deficiences | Existing facility with energy system deficiences | Existing facility with energy system deficiences | Existing facility with energy system deficiences | Existing facility with energy system deficiences | Existing facility with energy system deficiences | Existing facility with energy system deficiences | Existing facility with energy system deficiences | Existing facility with energy system deficiences | Existing facility with energy system deficiences | Existing facility with energy system deficiences | Existing facility with energy system deficiences | Existing facility with energy system deficiences | Existing facility with energy system deficiences | Existing facility with energy system deficiences | Existing facility with energy system deficiences | Existing facility with energy system deficiences | Existing facility with energy system deficiences | 0 | 0 | 0 | 1902.9303 | 1876.7339 | 1849.3492 | 1820.9442 | 1791.6637 | 1761.62 | 1730.9646 | 1699.8539 | 1668.537 | 1637.1392 | 1605.8677 | 1574.825 | 1544.0776 | 1513.6848 | 1483.6945 | 1454.0104 | 1425.6857 | 1398.7702 | 1373.9302 | 900.6315 | 0 | 0 | 0 | 0 | 0 | 0 | 0 | 0 | 1902.9303 | 3753.4678 | 5548.0476 | 7283.7767 | 8958.3183 | 10569.7202 | 12116.7519 | 13598.8313 | 15016.8329 | 16371.3916 | 17664.5449 | 18897.8998 | 20073.0094 | 21191.587 | 22255.4182 | 23264.1668 | 24236.6569 | 25177.8632 | 26104.6729 | 26568.6294 | 26152.7178 | 25768.9661 | 25414.876 | 25088.1454 | 24786.6524 | 0 | 0 | 0 | 121557.13037678934 | 121557.13037678938 | 121557.13037678931 | 121557.13037678936 | 121557.1303767894 | 121557.13037678934 | 121557.1303767894 | 121557.13037678936 | 121557.13037678943 | 121557.13037678936 | 121557.13037678936 | 121557.1303767894 | 121557.13037678938 | 121557.1303767894 | 121557.1303767894 | 121557.1303767894 | 121557.1303767894 | 121557.1303767894 | 121557.1303767894 | 81038.08691785962 | 0 | 0 | 0 | 0 | 0 | 0 | 0 | 0 | 121557.13037678934 | 243114.26075357874 | 364671.39113036805 | 486228.5215071574 | 607785.6518839468 | 729342.7822607362 | 850899.9126375256 | 972457.043014315 | 1094014.1733911044 | 1215571.3037678937 | 1337128.434144683 | 1458685.5645214724 | 1580242.694898262 | 1701799.8252750514 | 1823356.955651841 | 1944914.0860286304 | 2066471.2164054199 | 2188028.3467822094 | 2309585.4771589986 | 2390623.564076858 | 2390623.564076858 | 2390623.564076858 | 2390623.564076858 | 2390623.564076858 | 2390623.564076858 | Retrocommisioned facility | Retrocommisioned facility | Retrocommisioned facility | Retrocommisioned facility | Retrocommisioned facility | Retrocommisioned facility | Retrocommisioned facility | Retrocommisioned facility | Retrocommisioned facility | Retrocommisioned facility | Retrocommisioned facility | Retrocommisioned facility | Retrocommisioned facility | Retrocommisioned facility | Retrocommisioned facility | Retrocommisioned facility | Retrocommisioned facility | Retrocommisioned facility | Retrocommisioned facility | Retrocommisioned facility | Retrocommisioned facility | Retrocommisioned facility | Retrocommisioned facility | Retrocommisioned facility | Retrocommisioned facility | Retrocommisioned facility | Retrocommisioned facility | Retrocommisioned facility | 0.0102 | 0.0102 | 0.0102 | 0.0102 | 0.0102 | 0.0102 | 0.0102 | 0.0102 | 0.0102 | 0.0102 | 0.0102 | 0.0102 | 0.0102 | 0.0102 | 0.0102 | 0.0102 | 0.0102 | 0.0102 | 0.0102 | 0.0102 | 0.0102 | 0.0102 | 0.0102 | 0.0102 | 0.0102 | 0.0102 | 0.0102 | 0.0102 | 0.016 | 0.016 | 0.016 | 0.016 | 0.016 | 0.016 | 0.016 | 0.016 | 0.016 | 0.016 | 0.016 | 0.016 | 0.016 | 0.016 | 0.016 | 0.016 | 0.016 | 0.016 | 0.016 | 0.016 | 0.016 | 0.016 | 0.016 | 0.016 | 0.016 | 0.016 | 0.016 | 0.016 | 0 | 0 | 0 | 1628.9659 | 1618.6788 | 1607.6113 | 1596.1227 | 1584.3064 | 1572.2471 | 1560.0535 | 1547.8319 | 1535.7448 | 1523.8827 | 1512.3323 | 1501.1765 | 1490.4618 | 1480.2556 | 1470.5772 | 1461.3657 | 1452.7315 | 1444.6873 | 1437.2652 | 953.5817 | 0 | 0 | 0 | 0 | 0 | 0 | 0 | 0 | 1628.9659 | 3237.3575 | 4822.834 | 6384.4909 | 7921.5321 | 9433.4824 | 10920.3742 | 12382.655 | 13821.7036 | 15238.8269 | 16635.6557 | 18014.1184 | 19376.0039 | 20723.579 | 22058.658 | 23381.8512 | 24696.4355 | 26004.371 | 27308.0392 | 28130.6604 | 28006.2867 | 27891.4823 | 27785.7331 | 27688.3993 | 27598.861 | 0 | 0 | 0 | 103323.56082027094 | 103323.56082027097 | 103323.56082027093 | 103323.56082027096 | 103323.560820271 | 103323.56082027094 | 103323.560820271 | 103323.56082027096 | 103323.56082027101 | 103323.56082027096 | 103323.56082027096 | 103323.560820271 | 103323.56082027097 | 103323.560820271 | 103323.560820271 | 103323.560820271 | 103323.560820271 | 103323.560820271 | 103323.560820271 | 68882.37388018066 | 0 | 0 | 0 | 0 | 0 | 0 | 0 | 0 | 103323.56082027094 | 206647.1216405419 | 309970.68246081285 | 413294.2432810838 | 516617.8041013548 | 619941.3649216257 | 723264.9257418967 | 826588.4865621676 | 929912.0473824387 | 1033235.6082027096 | 1136559.1690229806 | 1239882.7298432516 | 1343206.2906635227 | 1446529.8514837937 | 1549853.4123040647 | 1653176.9731243358 | 1756500.5339446068 | 1859824.0947648778 | 1963147.6555851488 | 2032030.0294653296 | 2032030.0294653296 | 2032030.0294653296 | 2032030.0294653296 | 2032030.0294653296 | 2032030.0294653296 | Retrocommisioned facility | Retrocommisioned facility | Retrocommisioned facility | Retrocommisioned facility | Retrocommisioned facility | Retrocommisioned facility | Retrocommisioned facility | Retrocommisioned facility | Retrocommisioned facility | Retrocommisioned facility | Retrocommisioned facility | Retrocommisioned facility | Retrocommisioned facility | Retrocommisioned facility | Retrocommisioned facility | Retrocommisioned facility | Retrocommisioned facility | Retrocommisioned facility | Retrocommisioned facility | Retrocommisioned facility | Retrocommisioned facility | Retrocommisioned facility | Retrocommisioned facility | Retrocommisioned facility | Retrocommisioned facility | Retrocommisioned facility | Retrocommisioned facility | Retrocommisioned facility | 0.0102 | 0.0102 | 0.0102 | 0.0102 | 0.0102 | 0.0102 | 0.0102 | 0.0102 | 0.0102 | 0.0102 | 0.0102 | 0.0102 | 0.0102 | 0.0102 | 0.0102 | 0.0102 | 0.0102 | 0.0102 | 0.0102 | 0.0102 | 0.0102 | 0.0102 | 0.0102 | 0.0102 | 0.0102 | 0.0102 | 0.0102 | 0.0102 | 0.016 | 0.016 | 0.016 | 0.016 | 0.016 | 0.016 | 0.016 | 0.016 | 0.016 | 0.016 | 0.016 | 0.016 | 0.016 | 0.016 | 0.016 | 0.016 | 0.016 | 0.016 | 0.016 | 0.016 | 0.016 | 0.016 | 0.016 | 0.016 | 0.016 | 0.016 | 0.016 | 0.016 | 0 | 0 | 0 | 1628.9176 | 1618.4982 | 1607.1272 | 1595.0136 | 1582.0481 | 1568.0731 | 1552.9488 | 1536.5676 | 1518.9473 | 1500.1276 | 1480.2374 | 1459.4787 | 1438.0716 | 1416.2715 | 1394.2862 | 1372.2146 | 1350.9328 | 1330.4705 | 1310.8553 | 861.3112 | 0 | 0 | 0 | 0 | 0 | 0 | 0 | 0 | 1628.9176 | 3236.9965 | 4821.3816 | 6380.0546 | 7910.2404 | 9408.4388 | 10870.6418 | 12292.5407 | 13670.5258 | 15001.2764 | 16282.6109 | 17513.7439 | 18694.9306 | 19827.8003 | 20914.2929 | 21955.434 | 22965.8578 | 23948.4688 | 24906.2502 | 25408.6818 | 25051.6475 | 24708.0328 | 24377.226 | 24058.9384 | 23753.2956 | 0 | 0 | 0 | 103323.5608 | 103323.5608 | 103323.56082027093 | 103323.56082027096 | 103323.560820271 | 103323.56082027094 | 103323.560820271 | 103323.56082027096 | 103323.56082027101 | 103323.56082027096 | 103323.56082027096 | 103323.560820271 | 103323.56082027097 | 103323.560820271 | 103323.560820271 | 103323.560820271 | 103323.560820271 | 103323.560820271 | 103323.560820271 | 68882.37388018066 | 0 | 0 | 0 | 0 | 0 | 0 | 0
Retrocommissioning_Education_Existing_Retrocommisioned facility | Retrocommissioning_Education_Existing | Retrocommissioning_Commercial_Existing_Existing facility with energy system deficiences_Retrocommisioned facility | Commercial | Education | Existing | Water Heating | Natural Gas | Retrocommissioning | NEQ | Existing facility with energy system deficiences | 3 | 3 | 3 | 0.0014085 | 0 | 0 | 0.36 | 0.6 | RetroEven20 | 0.03333333333333333 | TBD | A | WCM450 | 0.7 | 0.42 | Therm Saved | 0.0321 | 227.70403468975508 | 227.704 | 179.597548487694 | 179.5975 | CPUC - 2023 Potential and Goals Study - BROs Measure Database - RCx | CPUC - 2023 Potential and Goals Study - BROs Measure Database - RCx | CPUC - 2023 Potential and Goals Study - BROs Measure Database - RCx | 0 | 0 | 0.0030344 | Existing facility with energy system deficiences | Existing facility with energy system deficiences | Existing facility with energy system deficiences | Existing facility with energy system deficiences | Existing facility with energy system deficiences | Existing facility with energy system deficiences | Existing facility with energy system deficiences | Existing facility with energy system deficiences | Existing facility with energy system deficiences | Existing facility with energy system deficiences | Existing facility with energy system deficiences | Existing facility with energy system deficiences | Existing facility with energy system deficiences | Existing facility with energy system deficiences | Existing facility with energy system deficiences | Existing facility with energy system deficiences | Existing facility with energy system deficiences | Existing facility with energy system deficiences | Existing facility with energy system deficiences | Existing facility with energy system deficiences | Existing facility with energy system deficiences | Existing facility with energy system deficiences | Existing facility with energy system deficiences | Existing facility with energy system deficiences | Existing facility with energy system deficiences | Existing facility with energy system deficiences | Existing facility with energy system deficiences | Existing facility with energy system deficiences | 0 | 0 | 0 | 1608.327 | 1590.1881 | 1569.0708 | 1544.6568 | 1516.6853 | 1485.1505 | 1450.4371 | 1416.607 | 1383.4326 | 1354.3663 | 1329.4821 | 1308.7745 | 1289.4018 | 1273.4175 | 1264.5712 | 1258.037 | 1253.3074 | 1249.9271 | 1247.6725 | 830.65 | 0 | 0 | 0 | 0 | 0 | 0 | 0 | 0 | 1608.327 | 3180.3763 | 4707.2124 | 6178.6271 | 7583.4263 | 8910.9031 | 10153.0598 | 11332.8558 | 12450.8935 | 13543.6627 | 14624.3027 | 15705.2936 | 16762.2231 | 17827.8451 | 18968.5673 | 20128.5916 | 21306.2265 | 22498.688 | 23705.7784 | 24504.1759 | 24485.722 | 24470.9589 | 24459.1484 | 24449.7 | 24442.1413 | 0 | 0 | 0 | 1150485.9495930744 | 1150485.9495930744 | 1150485.9495930744 | 1150485.9495930742 | 1150485.9495930744 | 1150485.9495930742 | 1150485.9495930742 | 1150485.9495930744 | 1150485.9495930744 | 1150485.9495930744 | 1150485.9495930744 | 1150485.9495930744 | 1150485.9495930744 | 1150485.9495930744 | 1150485.9495930744 | 1150485.9495930746 | 1150485.9495930746 | 1150485.9495930744 | 1150485.9495930744 | 766990.6330620496 | 0 | 0 | 0 | 0 | 0 | 0 | 0 | 0 | 1150485.9495930744 | 2300971.899186149 | 3451457.848779223 | 4601943.798372297 | 5752429.747965371 | 6902915.697558446 | 8053401.6471515205 | 9203887.596744595 | 10354373.54633767 | 11504859.495930744 | 12655345.445523819 | 13805831.395116894 | 14956317.344709968 | 16106803.294303043 | 17257289.243896116 | 18407775.19348919 | 19558261.143082265 | 20708747.09267534 | 21859233.042268414 | 22626223.675330464 | 22626223.675330464 | 22626223.675330464 | 22626223.675330464 | 22626223.675330464 | 22626223.675330464 | Retrocommisioned facility | Retrocommisioned facility | Retrocommisioned facility | Retrocommisioned facility | Retrocommisioned facility | Retrocommisioned facility | Retrocommisioned facility | Retrocommisioned facility | Retrocommisioned facility | Retrocommisioned facility | Retrocommisioned facility | Retrocommisioned facility | Retrocommisioned facility | Retrocommisioned facility | Retrocommisioned facility | Retrocommisioned facility | Retrocommisioned facility | Retrocommisioned facility | Retrocommisioned facility | Retrocommisioned facility | Retrocommisioned facility | Retrocommisioned facility | Retrocommisioned facility | Retrocommisioned facility | Retrocommisioned facility | Retrocommisioned facility | Retrocommisioned facility | Retrocommisioned facility | 0.003 | 0.003 | 0.003 | 0.003 | 0.003 | 0.003 | 0.003 | 0.003 | 0.003 | 0.003 | 0.003 | 0.003 | 0.003 | 0.003 | 0.003 | 0.003 | 0.003 | 0.003 | 0.003 | 0.003 | 0.003 | 0.003 | 0.003 | 0.003 | 0.003 | 0.003 | 0.003 | 0.003 | 0.0014 | 0.0014 | 0.0014 | 0.0014 | 0.0014 | 0.0014 | 0.0014 | 0.0014 | 0.0014 | 0.0014 | 0.0014 | 0.0014 | 0.0014 | 0.0014 | 0.0014 | 0.0014 | 0.0014 | 0.0014 | 0.0014 | 0.0014 | 0.0014 | 0.0014 | 0.0014 | 0.0014 | 0.0014 | 0.0014 | 0.0014 | 0.0014 | 0 | 0 | 0 | 1381.487 | 1382.1785 | 1381.5959 | 1378.9568 | 1373.4654 | 1364.4966 | 1351.7717 | 1336.3582 | 1318.9234 | 1300.2559 | 1281.1176 | 1262.134 | 1242.1343 | 1222.7235 | 1204.1953 | 1186.7285 | 1170.7511 | 1156.438 | 1143.9463 | 755.3494 | 0 | 0 | 0 | 0 | 0 | 0 | 0 | 0 | 1381.487 | 2764.357 | 4144.7877 | 5515.827 | 6867.327 | 8186.9798 | 9462.4016 | 10690.8653 | 11870.3108 | 13002.5593 | 14092.2933 | 15145.6075 | 16147.7456 | 17118.1285 | 18062.9288 | 18987.6556 | 19902.7681 | 20815.8836 | 21734.9797 | 22282.8069 | 22103.8183 | 21958.5388 | 21839.5223 | 21741.7578 | 21661.6166 | 0 | 0 | 0 | 977913.0571541132 | 977913.0571541133 | 977913.0571541132 | 977913.0571541131 | 977913.0571541132 | 977913.0571541131 | 977913.0571541131 | 977913.0571541132 | 977913.0571541133 | 977913.0571541133 | 977913.0571541132 | 977913.0571541132 | 977913.0571541132 | 977913.0571541133 | 977913.0571541133 | 977913.0571541135 | 977913.0571541135 | 977913.0571541132 | 977913.0571541133 | 651942.0381027422 | 0 | 0 | 0 | 0 | 0 | 0 | 0 | 0 | 977913.0571541132 | 1955826.1143082264 | 2933739.1714623393 | 3911652.2286164523 | 4889565.285770565 | 5867478.342924679 | 6845391.400078792 | 7823304.457232906 | 8801217.514387019 | 9779130.571541132 | 10757043.628695246 | 11734956.68584936 | 12712869.743003473 | 13690782.800157586 | 14668695.8573117 | 15646608.914465813 | 16624521.971619926 | 17602435.028774038 | 18580348.08592815 | 19232290.12403089 | 19232290.12403089 | 19232290.12403089 | 19232290.12403089 | 19232290.12403089 | 19232290.12403089 | Retrocommisioned facility | Retrocommisioned facility | Retrocommisioned facility | Retrocommisioned facility | Retrocommisioned facility | Retrocommisioned facility | Retrocommisioned facility | Retrocommisioned facility | Retrocommisioned facility | Retrocommisioned facility | Retrocommisioned facility | Retrocommisioned facility | Retrocommisioned facility | Retrocommisioned facility | Retrocommisioned facility | Retrocommisioned facility | Retrocommisioned facility | Retrocommisioned facility | Retrocommisioned facility | Retrocommisioned facility | Retrocommisioned facility | Retrocommisioned facility | Retrocommisioned facility | Retrocommisioned facility | Retrocommisioned facility | Retrocommisioned facility | Retrocommisioned facility | Retrocommisioned facility | 0.003 | 0.003 | 0.003 | 0.003 | 0.003 | 0.003 | 0.003 | 0.003 | 0.003 | 0.003 | 0.003 | 0.003 | 0.003 | 0.003 | 0.003 | 0.003 | 0.003 | 0.003 | 0.003 | 0.003 | 0.003 | 0.003 | 0.003 | 0.003 | 0.003 | 0.003 | 0.003 | 0.003 | 0.0014 | 0.0014 | 0.0014 | 0.0014 | 0.0014 | 0.0014 | 0.0014 | 0.0014 | 0.0014 | 0.0014 | 0.0014 | 0.0014 | 0.0014 | 0.0014 | 0.0014 | 0.0014 | 0.0014 | 0.0014 | 0.0014 | 0.0014 | 0.0014 | 0.0014 | 0.0014 | 0.0014 | 0.0014 | 0.0014 | 0.0014 | 0.0014 | 0 | 0 | 0 | 1381.487 | 1382.1785 | 1381.5959 | 1378.9568 | 1373.4654 | 1364.4966 | 1351.7717 | 1336.3582 | 1318.9234 | 1300.2559 | 1281.1176 | 1262.134 | 1242.1343 | 1222.7235 | 1204.1953 | 1186.7285 | 1170.7511 | 1156.438 | 1143.9463 | 755.3494 | 0 | 0 | 0 | 0 | 0 | 0 | 0 | 0 | 1381.487 | 2764.357 | 4144.7877 | 5515.827 | 6867.327 | 8186.9798 | 9462.4016 | 10690.8653 | 11870.3108 | 13002.5593 | 14092.2933 | 15145.6075 | 16147.7456 | 17118.1285 | 18062.9288 | 18987.6556 | 19902.7681 | 20815.8836 | 21734.9797 | 22282.8069 | 22103.8183 | 21958.5388 | 21839.5223 | 21741.7578 | 21661.6166 | 0 | 0 | 0 | 977913.0572 | 977913.0572 | 977913.0571541132 | 977913.0571541131 | 977913.0571541132 | 977913.0571541131 | 977913.0571541131 | 977913.0571541132 | 977913.0571541133 | 977913.0571541133 | 977913.0571541132 | 977913.0571541132 | 977913.0571541132 | 977913.0571541133 | 977913.0571541133 | 977913.0571541135 | 977913.0571541135 | 977913.0571541132 | 977913.0571541133 | 651942.0381027422 | 0 | 0 | 0 | 0 | 0 | 0 | 0
Retrocommissioning_Education_Existing_Retrocommisioned facility | Retrocommissioning_Education_Existing | Retrocommissioning_Commercial_Existing_Existing facility with energy system deficiences_Retrocommisioned facility | Commercial | Education | Existing | Space Heating | Natural Gas | Retrocommissioning | NEQ | Existing facility with energy system deficiences | 3 | 3 | 3 | 0.0053572 | 0 | 0 | 0.36 | 0.6 | RetroEven20 | 0.03333333333333333 | TBD | A | WCM449 | 0.7 | 0.42 | Therm Saved | 0.0321 | 227.70403468975508 | 227.704 | 179.597548487694 | 179.5975 | CPUC - 2023 Potential and Goals Study - BROs Measure Database - RCx | CPUC - 2023 Potential and Goals Study - BROs Measure Database - RCx | CPUC - 2023 Potential and Goals Study - BROs Measure Database - RCx | 0 | 0 | 0.0030344 | Existing facility with energy system deficiences | Existing facility with energy system deficiences | Existing facility with energy system deficiences | Existing facility with energy system deficiences | Existing facility with energy system deficiences | Existing facility with energy system deficiences | Existing facility with energy system deficiences | Existing facility with energy system deficiences | Existing facility with energy system deficiences | Existing facility with energy system deficiences | Existing facility with energy system deficiences | Existing facility with energy system deficiences | Existing facility with energy system deficiences | Existing facility with energy system deficiences | Existing facility with energy system deficiences | Existing facility with energy system deficiences | Existing facility with energy system deficiences | Existing facility with energy system deficiences | Existing facility with energy system deficiences | Existing facility with energy system deficiences | Existing facility with energy system deficiences | Existing facility with energy system deficiences | Existing facility with energy system deficiences | Existing facility with energy system deficiences | Existing facility with energy system deficiences | Existing facility with energy system deficiences | Existing facility with energy system deficiences | Existing facility with energy system deficiences | 0 | 0 | 0 | 6208.0464 | 6140.4879 | 6069.6903 | 5996.0974 | 5920.052 | 5841.729 | 5761.6039 | 5680.2309 | 5598.4947 | 5516.9156 | 5436.2447 | 5356.8955 | 5279.0592 | 5202.8952 | 5128.502 | 5055.5308 | 4986.0974 | 4920.5392 | 4860.137 | 3202.7402 | 0 | 0 | 0 | 0 | 0 | 0 | 0 | 0 | 6208.0464 | 12280.9759 | 18209.0708 | 23984.3896 | 29600.2598 | 35050.3739 | 40331.2271 | 45441.8476 | 50386.4524 | 55169.1558 | 59798.6921 | 64282.7465 | 68627.7699 | 72840.5323 | 76927.53 | 80888.4927 | 84763.6562 | 88569.705 | 92342.6034 | 94480.8357 | 93472.1368 | 92541.5357 | 91682.9527 | 90890.786 | 90159.8736 | 0 | 0 | 0 | 1181541.319791457 | 1181541.3197914572 | 1181541.3197914572 | 1181541.3197914572 | 1181541.319791457 | 1181541.3197914567 | 1181541.319791457 | 1181541.3197914572 | 1181541.3197914572 | 1181541.3197914572 | 1181541.3197914572 | 1181541.319791457 | 1181541.3197914572 | 1181541.3197914572 | 1181541.3197914572 | 1181541.3197914567 | 1181541.3197914572 | 1181541.319791457 | 1181541.319791457 | 787694.2131943045 | 0 | 0 | 0 | 0 | 0 | 0 | 0 | 0 | 1181541.319791457 | 2363082.6395829143 | 3544623.9593743715 | 4726165.279165829 | 5907706.598957285 | 7089247.918748742 | 8270789.238540199 | 9452330.558331655 | 10633871.878123112 | 11815413.197914569 | 12996954.517706025 | 14178495.837497482 | 15360037.157288939 | 16541578.477080395 | 17723119.796871852 | 18904661.116663307 | 20086202.436454765 | 21267743.756246224 | 22449285.076037683 | 23236979.289231986 | 23236979.289231986 | 23236979.289231986 | 23236979.289231986 | 23236979.289231986 | 23236979.289231986 | Retrocommisioned facility | Retrocommisioned facility | Retrocommisioned facility | Retrocommisioned facility | Retrocommisioned facility | Retrocommisioned facility | Retrocommisioned facility | Retrocommisioned facility | Retrocommisioned facility | Retrocommisioned facility | Retrocommisioned facility | Retrocommisioned facility | Retrocommisioned facility | Retrocommisioned facility | Retrocommisioned facility | Retrocommisioned facility | Retrocommisioned facility | Retrocommisioned facility | Retrocommisioned facility | Retrocommisioned facility | Retrocommisioned facility | Retrocommisioned facility | Retrocommisioned facility | Retrocommisioned facility | Retrocommisioned facility | Retrocommisioned facility | Retrocommisioned facility | Retrocommisioned facility | 0.003 | 0.003 | 0.003 | 0.003 | 0.003 | 0.003 | 0.003 | 0.003 | 0.003 | 0.003 | 0.003 | 0.003 | 0.003 | 0.003 | 0.003 | 0.003 | 0.003 | 0.003 | 0.003 | 0.003 | 0.003 | 0.003 | 0.003 | 0.003 | 0.003 | 0.003 | 0.003 | 0.003 | 0.0054 | 0.0054 | 0.0054 | 0.0054 | 0.0054 | 0.0054 | 0.0054 | 0.0054 | 0.0054 | 0.0054 | 0.0054 | 0.0054 | 0.0054 | 0.0054 | 0.0054 | 0.0054 | 0.0054 | 0.0054 | 0.0054 | 0.0054 | 0.0054 | 0.0054 | 0.0054 | 0.0054 | 0.0054 | 0.0054 | 0.0054 | 0.0054 | 0 | 0 | 0 | 5303.3017 | 5273.9754 | 5243.3635 | 5211.6776 | 5179.0661 | 5145.5824 | 5111.5313 | 5077.2826 | 5043.4214 | 5010.3342 | 4978.3875 | 4947.9172 | 4919.0912 | 4892.0534 | 4866.9006 | 4843.4015 | 4821.8954 | 4802.4426 | 4784.9594 | 3179.3578 | 0 | 0 | 0 | 0 | 0 | 0 | 0 | 0 | 5303.3017 | 10547.9508 | 15730.0904 | 20846.7106 | 25895.3306 | 30873.4945 | 35780.7188 | 40618.2607 | 45390.7922 | 50103.3419 | 54762.2621 | 59375.0066 | 63948.185 | 68488.7472 | 73003.5093 | 77494.4234 | 81972.2212 | 86443.966 | 90914.2281 | 93791.0554 | 93510.0319 | 93252.3477 | 93016.1322 | 92799.5077 | 92600.7609 | 0 | 0 | 0 | 1004310.1218227384 | 1004310.1218227387 | 1004310.1218227387 | 1004310.1218227386 | 1004310.1218227384 | 1004310.1218227383 | 1004310.1218227384 | 1004310.1218227386 | 1004310.1218227386 | 1004310.1218227386 | 1004310.1218227386 | 1004310.1218227384 | 1004310.1218227386 | 1004310.1218227386 | 1004310.1218227386 | 1004310.1218227383 | 1004310.1218227386 | 1004310.1218227384 | 1004310.1218227384 | 669540.0812151589 | 0 | 0 | 0 | 0 | 0 | 0 | 0 | 0 | 1004310.1218227384 | 2008620.243645477 | 3012930.3654682157 | 4017240.487290954 | 5021550.609113692 | 6025860.73093643 | 7030170.8527591685 | 8034480.974581907 | 9038791.096404646 | 10043101.218227385 | 11047411.340050124 | 12051721.461872863 | 13056031.583695602 | 14060341.70551834 | 15064651.82734108 | 16068961.949163819 | 17073272.070986558 | 18077582.192809295 | 19081892.314632032 | 19751432.39584719 | 19751432.39584719 | 19751432.39584719 | 19751432.39584719 | 19751432.39584719 | 19751432.39584719 | Retrocommisioned facility | Retrocommisioned facility | Retrocommisioned facility | Retrocommisioned facility | Retrocommisioned facility | Retrocommisioned facility | Retrocommisioned facility | Retrocommisioned facility | Retrocommisioned facility | Retrocommisioned facility | Retrocommisioned facility | Retrocommisioned facility | Retrocommisioned facility | Retrocommisioned facility | Retrocommisioned facility | Retrocommisioned facility | Retrocommisioned facility | Retrocommisioned facility | Retrocommisioned facility | Retrocommisioned facility | Retrocommisioned facility | Retrocommisioned facility | Retrocommisioned facility | Retrocommisioned facility | Retrocommisioned facility | Retrocommisioned facility | Retrocommisioned facility | Retrocommisioned facility | 0.003 | 0.003 | 0.003 | 0.003 | 0.003 | 0.003 | 0.003 | 0.003 | 0.003 | 0.003 | 0.003 | 0.003 | 0.003 | 0.003 | 0.003 | 0.003 | 0.003 | 0.003 | 0.003 | 0.003 | 0.003 | 0.003 | 0.003 | 0.003 | 0.003 | 0.003 | 0.003 | 0.003 | 0.0054 | 0.0054 | 0.0054 | 0.0054 | 0.0054 | 0.0054 | 0.0054 | 0.0054 | 0.0054 | 0.0054 | 0.0054 | 0.0054 | 0.0054 | 0.0054 | 0.0054 | 0.0054 | 0.0054 | 0.0054 | 0.0054 | 0.0054 | 0.0054 | 0.0054 | 0.0054 | 0.0054 | 0.0054 | 0.0054 | 0.0054 | 0.0054 | 0 | 0 | 0 | 5303.3017 | 5273.9754 | 5243.3635 | 5211.6776 | 5179.0661 | 5145.5824 | 5111.5313 | 5077.2826 | 5043.4214 | 5010.3342 | 4978.3875 | 4947.9172 | 4919.0912 | 4892.0534 | 4866.9006 | 4843.4015 | 4821.8954 | 4802.4426 | 4784.9594 | 3179.3578 | 0 | 0 | 0 | 0 | 0 | 0 | 0 | 0 | 5303.3017 | 10547.9508 | 15730.0904 | 20846.7106 | 25895.3306 | 30873.4945 | 35780.7188 | 40618.2607 | 45390.7922 | 50103.3419 | 54762.2621 | 59375.0066 | 63948.185 | 68488.7472 | 73003.5093 | 77494.4234 | 81972.2212 | 86443.966 | 90914.2281 | 93791.0554 | 93510.0319 | 93252.3477 | 93016.1322 | 92799.5077 | 92600.7609 | 0 | 0 | 0 | 1004310.1218 | 1004310.1218 | 1004310.1218227387 | 1004310.1218227386 | 1004310.1218227384 | 1004310.1218227383 | 1004310.1218227384 | 1004310.1218227386 | 1004310.1218227386 | 1004310.1218227386 | 1004310.1218227386 | 1004310.1218227384 | 1004310.1218227386 | 1004310.1218227386 | 1004310.1218227386 | 1004310.1218227383 | 1004310.1218227386 | 1004310.1218227384 | 1004310.1218227384 | 669540.0812151589 | 0 | 0 | 0 | 0 | 0 | 0 | 0
Retrocommissioning_Grocery_Existing_Retrocommisioned facility | Retrocommissioning_Grocery_Existing | Retrocommissioning_Commercial_Existing_Existing facility with energy system deficiences_Retrocommisioned facility | Commercial | Grocery | Existing | Space Heating | Natural Gas | Retrocommissioning | NEQ | Existing facility with energy system deficiences | 3 | 3 | 3 | 0.0029735 | 0 | 0 | 0.25 | 0.45 | RetroEven20 | 0.03333333333333333 | TBD | A | WCM349 | 0.7 | 0.42 | Therm Saved | 0.0321 | 229.26530369042052 | 229.2653 | 180.8289719248387 | 180.829 | CPUC - 2023 Potential and Goals Study - BROs Measure Database - RCx | CPUC - 2023 Potential and Goals Study - BROs Measure Database - RCx | CPUC - 2023 Potential and Goals Study - BROs Measure Database - RCx | 0 | 0 | 0.0014533 | Existing facility with energy system deficiences | Existing facility with energy system deficiences | Existing facility with energy system deficiences | Existing facility with energy system deficiences | Existing facility with energy system deficiences | Existing facility with energy system deficiences | Existing facility with energy system deficiences | Existing facility with energy system deficiences | Existing facility with energy system deficiences | Existing facility with energy system deficiences | Existing facility with energy system deficiences | Existing facility with energy system deficiences | Existing facility with energy system deficiences | Existing facility with energy system deficiences | Existing facility with energy system deficiences | Existing facility with energy system deficiences | Existing facility with energy system deficiences | Existing facility with energy system deficiences | Existing facility with energy system deficiences | Existing facility with energy system deficiences | Existing facility with energy system deficiences | Existing facility with energy system deficiences | Existing facility with energy system deficiences | Existing facility with energy system deficiences | Existing facility with energy system deficiences | Existing facility with energy system deficiences | Existing facility with energy system deficiences | Existing facility with energy system deficiences | 0 | 0 | 0 | 554.6195 | 545.4196 | 535.7457 | 525.6623 | 515.2235 | 504.467 | 493.454 | 482.249 | 471.0411 | 459.8521 | 448.827 | 437.9745 | 427.285 | 416.7477 | 406.351 | 395.899 | 385.9256 | 376.628 | 368.062 | 240.1077 | 1.1935e-29 | 1.1708e-29 | 1.15e-29 | 1.1307e-29 | 1.113e-29 | 0 | 0 | 0 | 554.6195 | 1090.8393 | 1607.237 | 2102.6491 | 2576.1176 | 3026.802 | 3454.1783 | 3857.9922 | 4239.3699 | 4598.5212 | 4937.0966 | 5255.6942 | 5554.7047 | 5834.4671 | 6095.2646 | 6334.3836 | 6560.7359 | 6779.3046 | 6993.1772 | 7083.1783 | 6940.1494 | 6808.3517 | 6686.8885 | 6574.937 | 6471.7414 | 0 | 0 | 0 | 191074.12480427197 | 191074.12480427203 | 191074.12480427203 | 191074.12480427197 | 191074.12480427197 | 191074.12480427203 | 191074.12480427194 | 191074.12480427194 | 191074.12480427194 | 191074.12480427194 | 191074.12480427197 | 191074.12480427197 | 191074.12480427194 | 191074.12480427197 | 191074.12480427194 | 191074.12480427203 | 191074.12480427203 | 191074.12480427197 | 191074.12480427203 | 127382.74986951465 | 6.462348535570529E-27 | 6.462348535570529E-27 | 6.462348535570529E-27 | 6.462348535570529E-27 | 6.462348535570529E-27 | 0 | 0 | 0 | 191074.12480427197 | 382148.249608544 | 573222.374412816 | 764296.499217088 | 955370.62402136 | 1146444.748825632 | 1337518.873629904 | 1528592.9984341757 | 1719667.1232384476 | 1910741.2480427194 | 2101815.3728469913 | 2292889.497651263 | 2483963.622455535 | 2675037.747259807 | 2866111.8720640787 | 3057185.9968683505 | 3248260.1216726224 | 3439334.2464768942 | 3630408.371281166 | 3757791.121150681 | 3757791.121150681 | 3757791.121150681 | 3757791.121150681 | 3757791.121150681 | 3757791.121150681 | Retrocommisioned facility | Retrocommisioned facility | Retrocommisioned facility | Retrocommisioned facility | Retrocommisioned facility | Retrocommisioned facility | Retrocommisioned facility | Retrocommisioned facility | Retrocommisioned facility | Retrocommisioned facility | Retrocommisioned facility | Retrocommisioned facility | Retrocommisioned facility | Retrocommisioned facility | Retrocommisioned facility | Retrocommisioned facility | Retrocommisioned facility | Retrocommisioned facility | Retrocommisioned facility | Retrocommisioned facility | Retrocommisioned facility | Retrocommisioned facility | Retrocommisioned facility | Retrocommisioned facility | Retrocommisioned facility | Retrocommisioned facility | Retrocommisioned facility | Retrocommisioned facility | 0.0015 | 0.0015 | 0.0015 | 0.0015 | 0.0015 | 0.0015 | 0.0015 | 0.0015 | 0.0015 | 0.0015 | 0.0015 | 0.0015 | 0.0015 | 0.0015 | 0.0015 | 0.0015 | 0.0015 | 0.0015 | 0.0015 | 0.0015 | 0.0015 | 0.0015 | 0.0015 | 0.0015 | 0.0015 | 0.0015 | 0.0015 | 0.0015 | 0.003 | 0.003 | 0.003 | 0.003 | 0.003 | 0.003 | 0.003 | 0.003 | 0.003 | 0.003 | 0.003 | 0.003 | 0.003 | 0.003 | 0.003 | 0.003 | 0.003 | 0.003 | 0.003 | 0.003 | 0.003 | 0.003 | 0.003 | 0.003 | 0.003 | 0.003 | 0.003 | 0.003 | 0 | 0 | 0 | 476.3893 | 473.8093 | 470.9502 | 468.0278 | 464.8455 | 461.5183 | 458.0919 | 454.6096 | 451.2065 | 447.9021 | 444.7233 | 441.6982 | 438.8315 | 436.1319 | 433.6027 | 431.1179 | 428.8102 | 426.6936 | 424.7673 | 282.0116 | 1.6769e-29 | 1.6712e-29 | 1.6661e-29 | 1.6616e-29 | 1.6575e-29 | 0 | 0 | 0 | 476.3893 | 947.6185 | 1412.8505 | 1872.1112 | 2324.2277 | 2769.1098 | 3206.6431 | 3636.8772 | 4060.8586 | 4479.0211 | 4891.9567 | 5300.3786 | 5704.809 | 6105.8468 | 6504.0407 | 6897.8872 | 7289.7741 | 7680.4842 | 8070.5779 | 8319.3433 | 8288.3205 | 8260.2996 | 8235.1715 | 8212.6163 | 8192.3432 | 0 | 0 | 0 | 162413.00608363116 | 162413.0060836312 | 162413.0060836312 | 162413.00608363116 | 162413.00608363116 | 162413.0060836312 | 162413.00608363113 | 162413.00608363113 | 162413.00608363113 | 162413.00608363113 | 162413.00608363116 | 162413.00608363116 | 162413.00608363113 | 162413.00608363116 | 162413.00608363113 | 162413.0060836312 | 162413.0060836312 | 162413.00608363116 | 162413.0060836312 | 108275.33738908748 | 6.462348535570529E-27 | 6.462348535570529E-27 | 6.462348535570529E-27 | 6.462348535570529E-27 | 6.462348535570529E-27 | 0 | 0 | 0 | 162413.00608363116 | 324826.0121672624 | 487239.01825089357 | 649652.0243345248 | 812065.030418156 | 974478.0365017871 | 1136891.0425854183 | 1299304.0486690495 | 1461717.0547526807 | 1624130.060836312 | 1786543.066919943 | 1948956.0730035743 | 2111369.079087205 | 2273782.085170836 | 2436195.091254467 | 2598608.097338098 | 2761021.103421729 | 2923434.10950536 | 3085847.115588991 | 3194122.4529780783 | 3194122.4529780783 | 3194122.4529780783 | 3194122.4529780783 | 3194122.4529780783 | 3194122.4529780783 | Retrocommisioned facility | Retrocommisioned facility | Retrocommisioned facility | Retrocommisioned facility | Retrocommisioned facility | Retrocommisioned facility | Retrocommisioned facility | Retrocommisioned facility | Retrocommisioned facility | Retrocommisioned facility | Retrocommisioned facility | Retrocommisioned facility | Retrocommisioned facility | Retrocommisioned facility | Retrocommisioned facility | Retrocommisioned facility | Retrocommisioned facility | Retrocommisioned facility | Retrocommisioned facility | Retrocommisioned facility | Retrocommisioned facility | Retrocommisioned facility | Retrocommisioned facility | Retrocommisioned facility | Retrocommisioned facility | Retrocommisioned facility | Retrocommisioned facility | Retrocommisioned facility | 0.0015 | 0.0015 | 0.0015 | 0.0015 | 0.0015 | 0.0015 | 0.0015 | 0.0015 | 0.0015 | 0.0015 | 0.0015 | 0.0015 | 0.0015 | 0.0015 | 0.0015 | 0.0015 | 0.0015 | 0.0015 | 0.0015 | 0.0015 | 0.0015 | 0.0015 | 0.0015 | 0.0015 | 0.0015 | 0.0015 | 0.0015 | 0.0015 | 0.003 | 0.003 | 0.003 | 0.003 | 0.003 | 0.003 | 0.003 | 0.003 | 0.003 | 0.003 | 0.003 | 0.003 | 0.003 | 0.003 | 0.003 | 0.003 | 0.003 | 0.003 | 0.003 | 0.003 | 0.003 | 0.003 | 0.003 | 0.003 | 0.003 | 0.003 | 0.003 | 0.003 | 0 | 0 | 0 | 476.3339 | 473.6674 | 470.6977 | 467.6462 | 464.3204 | 460.8396 | 457.2524 | 453.6039 | 450.0298 | 446.5503 | 443.1926 | 439.9849 | 436.9323 | 434.0437 | 431.3226 | 428.6433 | 426.1386 | 423.8228 | 421.7045 | 279.8458 | 1.6633e-29 | 1.6569e-29 | 1.6512e-29 | 1.6461e-29 | 1.6414e-29 | 0 | 0 | 0 | 476.3339 | 947.3349 | 1412.093 | 1870.5849 | 2321.602 | 2765.0376 | 3200.767 | 3628.8312 | 4050.268 | 4465.5029 | 4875.1185 | 5279.8193 | 5680.1197 | 6076.612 | 6469.8394 | 6858.2932 | 7244.357 | 7628.8095 | 8012.3852 | 8255.4518 | 8220.9508 | 8189.6521 | 8161.4568 | 8136.0463 | 8113.126 | 0 | 0 | 0 | 162413.0061 | 162413.0061 | 162413.0060836312 | 162413.00608363116 | 162413.00608363116 | 162413.0060836312 | 162413.00608363113 | 162413.00608363113 | 162413.00608363113 | 162413.00608363113 | 162413.00608363116 | 162413.00608363116 | 162413.00608363113 | 162413.00608363116 | 162413.00608363113 | 162413.0060836312 | 162413.0060836312 | 162413.00608363116 | 162413.0060836312 | 108275.33738908748 | 6.462348535570529E-27 | 6.462348535570529E-27 | 6.462348535570529E-27 | 6.462348535570529E-27 | 6.462348535570529E-27 | 0 | 0
Retrocommissioning_Grocery_Existing_Retrocommisioned facility | Retrocommissioning_Grocery_Existing | Retrocommissioning_Commercial_Existing_Existing facility with energy system deficiences_Retrocommisioned facility | Commercial | Grocery | Existing | Water Heating | Natural Gas | Retrocommissioning | NEQ | Existing facility with energy system deficiences | 3 | 3 | 3 | 0.000267 | 0 | 0 | 0.25 | 0.45 | RetroEven20 | 0.03333333333333333 | TBD | A | WCM350 | 0.7 | 0.42 | Therm Saved | 0.0321 | 229.26530369042052 | 229.2653 | 180.8289719248387 | 180.829 | CPUC - 2023 Potential and Goals Study - BROs Measure Database - RCx | CPUC - 2023 Potential and Goals Study - BROs Measure Database - RCx | CPUC - 2023 Potential and Goals Study - BROs Measure Database - RCx | 0 | 0 | 0.0014533 | Existing facility with energy system deficiences | Existing facility with energy system deficiences | Existing facility with energy system deficiences | Existing facility with energy system deficiences | Existing facility with energy system deficiences | Existing facility with energy system deficiences | Existing facility with energy system deficiences | Existing facility with energy system deficiences | Existing facility with energy system deficiences | Existing facility with energy system deficiences | Existing facility with energy system deficiences | Existing facility with energy system deficiences | Existing facility with energy system deficiences | Existing facility with energy system deficiences | Existing facility with energy system deficiences | Existing facility with energy system deficiences | Existing facility with energy system deficiences | Existing facility with energy system deficiences | Existing facility with energy system deficiences | Existing facility with energy system deficiences | Existing facility with energy system deficiences | Existing facility with energy system deficiences | Existing facility with energy system deficiences | Existing facility with energy system deficiences | Existing facility with energy system deficiences | Existing facility with energy system deficiences | Existing facility with energy system deficiences | Existing facility with energy system deficiences | 0 | 0 | 0 | 33.4313 | 33.0803 | 32.6934 | 32.2757 | 31.8317 | 31.3647 | 30.8775 | 30.4423 | 30.0351 | 29.7093 | 29.4486 | 29.2401 | 29.0137 | 28.8147 | 28.733 | 28.6676 | 28.6153 | 28.5734 | 28.54 | 19.0088 | 0 | 0 | 0 | 0 | 0 | 0 | 0 | 0 | 33.4313 | 66.1606 | 98.0801 | 129.1029 | 159.1586 | 188.1885 | 216.1428 | 243.5386 | 270.3156 | 297.0926 | 323.9348 | 350.8813 | 377.1784 | 403.4064 | 430.995 | 458.6818 | 486.4601 | 514.322 | 542.2594 | 560.7592 | 560.3378 | 560.0007 | 559.731 | 559.5152 | 559.3426 | 0 | 0 | 0 | 126106.16963952499 | 126106.16963952499 | 126106.16963952499 | 126106.169639525 | 126106.16963952497 | 126106.16963952499 | 126106.16963952499 | 126106.169639525 | 126106.169639525 | 126106.169639525 | 126106.16963952503 | 126106.16963952499 | 126106.169639525 | 126106.16963952503 | 126106.16963952499 | 126106.169639525 | 126106.16963952499 | 126106.16963952499 | 126106.16963952499 | 84070.77975968328 | 0 | 0 | 0 | 0 | 0 | 0 | 0 | 0 | 126106.16963952499 | 252212.33927904998 | 378318.50891857495 | 504424.67855809996 | 630530.8481976249 | 756637.0178371499 | 882743.1874766749 | 1008849.3571161999 | 1134955.526755725 | 1261061.69639525 | 1387167.866034775 | 1513274.0356743 | 1639380.205313825 | 1765486.37495335 | 1891592.544592875 | 2017698.7142324 | 2143804.883871925 | 2269911.05351145 | 2396017.223150975 | 2480088.0029106583 | 2480088.0029106583 | 2480088.0029106583 | 2480088.0029106583 | 2480088.0029106583 | 2480088.0029106583 | Retrocommisioned facility | Retrocommisioned facility | Retrocommisioned facility | Retrocommisioned facility | Retrocommisioned facility | Retrocommisioned facility | Retrocommisioned facility | Retrocommisioned facility | Retrocommisioned facility | Retrocommisioned facility | Retrocommisioned facility | Retrocommisioned facility | Retrocommisioned facility | Retrocommisioned facility | Retrocommisioned facility | Retrocommisioned facility | Retrocommisioned facility | Retrocommisioned facility | Retrocommisioned facility | Retrocommisioned facility | Retrocommisioned facility | Retrocommisioned facility | Retrocommisioned facility | Retrocommisioned facility | Retrocommisioned facility | Retrocommisioned facility | Retrocommisioned facility | Retrocommisioned facility | 0.0015 | 0.0015 | 0.0015 | 0.0015 | 0.0015 | 0.0015 | 0.0015 | 0.0015 | 0.0015 | 0.0015 | 0.0015 | 0.0015 | 0.0015 | 0.0015 | 0.0015 | 0.0015 | 0.0015 | 0.0015 | 0.0015 | 0.0015 | 0.0015 | 0.0015 | 0.0015 | 0.0015 | 0.0015 | 0.0015 | 0.0015 | 0.0015 | 0.0003 | 0.0003 | 0.0003 | 0.0003 | 0.0003 | 0.0003 | 0.0003 | 0.0003 | 0.0003 | 0.0003 | 0.0003 | 0.0003 | 0.0003 | 0.0003 | 0.0003 | 0.0003 | 0.0003 | 0.0003 | 0.0003 | 0.0003 | 0.0003 | 0.0003 | 0.0003 | 0.0003 | 0.0003 | 0.0003 | 0.0003 | 0.0003 | 0 | 0 | 0 | 28.7126 | 28.7448 | 28.7704 | 28.7829 | 28.7746 | 28.7368 | 28.6609 | 28.5594 | 28.4306 | 28.2729 | 28.0859 | 27.8705 | 27.5941 | 27.2912 | 26.9718 | 26.6464 | 26.3315 | 26.0376 | 25.7709 | 17.0232 | 0 | 0 | 0 | 0 | 0 | 0 | 0 | 0 | 28.7126 | 57.4897 | 86.3111 | 115.1315 | 143.8729 | 172.4205 | 200.6265 | 228.4754 | 255.8752 | 282.7291 | 308.9445 | 334.4456 | 358.7236 | 382.0763 | 404.5774 | 426.3422 | 447.6351 | 468.6762 | 489.6479 | 502.1845 | 498.1666 | 494.9055 | 492.2338 | 490.0393 | 488.2404 | 0 | 0 | 0 | 107190.24419359623 | 107190.24419359623 | 107190.24419359623 | 107190.24419359624 | 107190.24419359621 | 107190.24419359623 | 107190.24419359623 | 107190.24419359624 | 107190.24419359624 | 107190.24419359624 | 107190.24419359626 | 107190.24419359623 | 107190.24419359624 | 107190.24419359626 | 107190.24419359623 | 107190.24419359624 | 107190.24419359623 | 107190.24419359623 | 107190.24419359623 | 71460.16279573081 | 0 | 0 | 0 | 0 | 0 | 0 | 0 | 0 | 107190.24419359623 | 214380.48838719245 | 321570.73258078867 | 428760.9767743849 | 535951.2209679811 | 643141.4651615773 | 750331.7093551735 | 857521.9535487697 | 964712.197742366 | 1071902.4419359623 | 1179092.6861295586 | 1286282.930323155 | 1393473.1745167512 | 1500663.4187103475 | 1607853.6629039438 | 1715043.90709754 | 1822234.1512911364 | 1929424.3954847327 | 2036614.639678329 | 2108074.8024740596 | 2108074.8024740596 | 2108074.8024740596 | 2108074.8024740596 | 2108074.8024740596 | 2108074.8024740596 | Retrocommisioned facility | Retrocommisioned facility | Retrocommisioned facility | Retrocommisioned facility | Retrocommisioned facility | Retrocommisioned facility | Retrocommisioned facility | Retrocommisioned facility | Retrocommisioned facility | Retrocommisioned facility | Retrocommisioned facility | Retrocommisioned facility | Retrocommisioned facility | Retrocommisioned facility | Retrocommisioned facility | Retrocommisioned facility | Retrocommisioned facility | Retrocommisioned facility | Retrocommisioned facility | Retrocommisioned facility | Retrocommisioned facility | Retrocommisioned facility | Retrocommisioned facility | Retrocommisioned facility | Retrocommisioned facility | Retrocommisioned facility | Retrocommisioned facility | Retrocommisioned facility | 0.0015 | 0.0015 | 0.0015 | 0.0015 | 0.0015 | 0.0015 | 0.0015 | 0.0015 | 0.0015 | 0.0015 | 0.0015 | 0.0015 | 0.0015 | 0.0015 | 0.0015 | 0.0015 | 0.0015 | 0.0015 | 0.0015 | 0.0015 | 0.0015 | 0.0015 | 0.0015 | 0.0015 | 0.0015 | 0.0015 | 0.0015 | 0.0015 | 0.0003 | 0.0003 | 0.0003 | 0.0003 | 0.0003 | 0.0003 | 0.0003 | 0.0003 | 0.0003 | 0.0003 | 0.0003 | 0.0003 | 0.0003 | 0.0003 | 0.0003 | 0.0003 | 0.0003 | 0.0003 | 0.0003 | 0.0003 | 0.0003 | 0.0003 | 0.0003 | 0.0003 | 0.0003 | 0.0003 | 0.0003 | 0.0003 | 0 | 0 | 0 | 28.7126 | 28.7448 | 28.7704 | 28.7829 | 28.7746 | 28.7368 | 28.6609 | 28.5594 | 28.4306 | 28.2729 | 28.0859 | 27.8705 | 27.5941 | 27.2912 | 26.9718 | 26.6464 | 26.3315 | 26.0376 | 25.7709 | 17.0232 | 0 | 0 | 0 | 0 | 0 | 0 | 0 | 0 | 28.7126 | 57.4897 | 86.3111 | 115.1315 | 143.8729 | 172.4205 | 200.6265 | 228.4754 | 255.8752 | 282.7291 | 308.9445 | 334.4456 | 358.7236 | 382.0763 | 404.5774 | 426.3422 | 447.6351 | 468.6762 | 489.6479 | 502.1845 | 498.1666 | 494.9055 | 492.2338 | 490.0393 | 488.2404 | 0 | 0 | 0 | 107190.2442 | 107190.2442 | 107190.24419359623 | 107190.24419359624 | 107190.24419359621 | 107190.24419359623 | 107190.24419359623 | 107190.24419359624 | 107190.24419359624 | 107190.24419359624 | 107190.24419359626 | 107190.24419359623 | 107190.24419359624 | 107190.24419359626 | 107190.24419359623 | 107190.24419359624 | 107190.24419359623 | 107190.24419359623 | 107190.24419359623 | 71460.16279573081 | 0 | 0 | 0 | 0 | 0 | 0 | 0
Retrocommissioning_Office_Existing_Retrocommisioned facility | Retrocommissioning_Office_Existing | Retrocommissioning_Commercial_Existing_Existing facility with energy system deficiences_Retrocommisioned facility | Commercial | Office | Existing | Space Heating | Natural Gas | Retrocommissioning | NEQ | Existing facility with energy system deficiences | 3 | 3 | 3 | 0.0086192 | 0 | 0 | 0.36 | 0.6 | RetroEven20 | 0.03333333333333333 | TBD | A | WCM49 | 0.7 | 0.42 | Therm Saved | 0.0321 | 228.54672815938545 | 228.5467 | 180.26220812571253 | 180.2622 | CPUC - 2023 Potential and Goals Study - BROs Measure Database - RCx | CPUC - 2023 Potential and Goals Study - BROs Measure Database - RCx | CPUC - 2023 Potential and Goals Study - BROs Measure Database - RCx | 0 | 0 | 0.004496 | Existing facility with energy system deficiences | Existing facility with energy system deficiences | Existing facility with energy system deficiences | Existing facility with energy system deficiences | Existing facility with energy system deficiences | Existing facility with energy system deficiences | Existing facility with energy system deficiences | Existing facility with energy system deficiences | Existing facility with energy system deficiences | Existing facility with energy system deficiences | Existing facility with energy system deficiences | Existing facility with energy system deficiences | Existing facility with energy system deficiences | Existing facility with energy system deficiences | Existing facility with energy system deficiences | Existing facility with energy system deficiences | Existing facility with energy system deficiences | Existing facility with energy system deficiences | Existing facility with energy system deficiences | Existing facility with energy system deficiences | Existing facility with energy system deficiences | Existing facility with energy system deficiences | Existing facility with energy system deficiences | Existing facility with energy system deficiences | Existing facility with energy system deficiences | Existing facility with energy system deficiences | Existing facility with energy system deficiences | Existing facility with energy system deficiences | 0 | 0 | 0 | 6805.7601 | 6722.0831 | 6634.1942 | 6542.6808 | 6447.9856 | 6350.292 | 6250.279 | 6148.7439 | 6046.8694 | 5945.3712 | 5845.1589 | 5746.6779 | 5649.9826 | 5555.0732 | 5461.8829 | 5369.9047 | 5282.1554 | 5198.9168 | 5122.1058 | 3367.2829 | 0 | 0 | 0 | 0 | 0 | 0 | 0 | 0 | 6805.7601 | 13444.1662 | 19902.5827 | 26170.7233 | 32239.928 | 38101.7521 | 43751.9531 | 49189.951 | 54421.825 | 59453.7119 | 64296.7484 | 68960.1344 | 73449.7735 | 77771.0243 | 81928.2441 | 85918.4747 | 89796.6413 | 93580.5028 | 97320.0097 | 99334.8455 | 98049.1763 | 96862.9979 | 95768.5725 | 94758.7695 | 93827.0173 | 0 | 0 | 0 | 805959.5268438505 | 805959.5268438506 | 805959.5268438506 | 805959.5268438505 | 805959.5268438503 | 805959.52684385 | 805959.5268438506 | 805959.5268438505 | 805959.5268438505 | 805959.5268438503 | 805959.5268438503 | 805959.5268438505 | 805959.5268438505 | 805959.5268438505 | 805959.52684385 | 805959.5268438506 | 805959.5268438503 | 805959.5268438505 | 805959.5268438506 | 537306.3512292338 | 0 | 0 | 0 | 0 | 0 | 0 | 0 | 0 | 805959.5268438505 | 1611919.053687701 | 2417878.5805315515 | 3223838.107375402 | 4029797.6342192525 | 4835757.161063103 | 5641716.6879069535 | 6447676.214750804 | 7253635.7415946545 | 8059595.268438505 | 8865554.795282355 | 9671514.322126206 | 10477473.848970056 | 11283433.375813905 | 12089392.902657755 | 12895352.429501606 | 13701311.956345456 | 14507271.483189307 | 15313231.010033159 | 15850537.361262392 | 15850537.361262392 | 15850537.361262392 | 15850537.361262392 | 15850537.361262392 | 15850537.361262392 | Retrocommisioned facility | Retrocommisioned facility | Retrocommisioned facility | Retrocommisioned facility | Retrocommisioned facility | Retrocommisioned facility | Retrocommisioned facility | Retrocommisioned facility | Retrocommisioned facility | Retrocommisioned facility | Retrocommisioned facility | Retrocommisioned facility | Retrocommisioned facility | Retrocommisioned facility | Retrocommisioned facility | Retrocommisioned facility | Retrocommisioned facility | Retrocommisioned facility | Retrocommisioned facility | Retrocommisioned facility | Retrocommisioned facility | Retrocommisioned facility | Retrocommisioned facility | Retrocommisioned facility | Retrocommisioned facility | Retrocommisioned facility | Retrocommisioned facility | Retrocommisioned facility | 0.0045 | 0.0045 | 0.0045 | 0.0045 | 0.0045 | 0.0045 | 0.0045 | 0.0045 | 0.0045 | 0.0045 | 0.0045 | 0.0045 | 0.0045 | 0.0045 | 0.0045 | 0.0045 | 0.0045 | 0.0045 | 0.0045 | 0.0045 | 0.0045 | 0.0045 | 0.0045 | 0.0045 | 0.0045 | 0.0045 | 0.0045 | 0.0045 | 0.0086 | 0.0086 | 0.0086 | 0.0086 | 0.0086 | 0.0086 | 0.0086 | 0.0086 | 0.0086 | 0.0086 | 0.0086 | 0.0086 | 0.0086 | 0.0086 | 0.0086 | 0.0086 | 0.0086 | 0.0086 | 0.0086 | 0.0086 | 0.0086 | 0.0086 | 0.0086 | 0.0086 | 0.0086 | 0.0086 | 0.0086 | 0.0086 | 0 | 0 | 0 | 5819.3991 | 5783.8736 | 5745.8979 | 5705.9584 | 5664.3811 | 5621.3553 | 5577.4135 | 5533.1438 | 5489.3653 | 5446.6295 | 5408.6506 | 5372.6123 | 5338.5829 | 5306.5853 | 5280.3663 | 5255.8362 | 5233.3273 | 5212.8812 | 5194.3992 | 3451.6968 | 3.8959e-28 | 3.8857e-28 | 3.8766e-28 | 3.8685e-28 | 3.8614e-28 | 0 | 0 | 0 | 5819.3991 | 11567.7472 | 17237.6938 | 22823.8336 | 28321.9056 | 33728.132 | 39041.8947 | 44265.1506 | 49404.2878 | 54466.2947 | 59495.1563 | 64471.3473 | 69401.5776 | 74292.1939 | 79205.495 | 84093.38 | 88966.5641 | 93831.8609 | 98693.5851 | 101825.0566 | 101529.0612 | 101262.7866 | 101025.2285 | 100814.9653 | 100630.4864 | 0 | 0 | 0 | 685065.5978172729 | 685065.5978172731 | 685065.5978172731 | 685065.5978172729 | 685065.5978172728 | 685065.5978172726 | 685065.5978172731 | 685065.5978172729 | 685065.5978172729 | 685065.5978172728 | 685065.5978172728 | 685065.5978172729 | 685065.5978172729 | 685065.5978172729 | 685065.5978172726 | 685065.5978172731 | 685065.5978172728 | 685065.5978172729 | 685065.5978172731 | 456710.39854484866 | 5.169878828456423E-26 | 5.169878828456423E-26 | 5.169878828456423E-26 | 5.169878828456423E-26 | 5.169878828456423E-26 | 0 | 0 | 0 | 685065.5978172729 | 1370131.195634546 | 2055196.793451819 | 2740262.391269092 | 3425327.989086365 | 4110393.5869036373 | 4795459.18472091 | 5480524.782538183 | 6165590.380355456 | 6850655.978172729 | 7535721.575990002 | 8220787.173807275 | 8905852.771624546 | 9590918.369441818 | 10275983.96725909 | 10961049.565076364 | 11646115.162893636 | 12331180.76071091 | 13016246.358528184 | 13472956.757073032 | 13472956.757073032 | 13472956.757073032 | 13472956.757073032 | 13472956.757073032 | 13472956.757073032 | Retrocommisioned facility | Retrocommisioned facility | Retrocommisioned facility | Retrocommisioned facility | Retrocommisioned facility | Retrocommisioned facility | Retrocommisioned facility | Retrocommisioned facility | Retrocommisioned facility | Retrocommisioned facility | Retrocommisioned facility | Retrocommisioned facility | Retrocommisioned facility | Retrocommisioned facility | Retrocommisioned facility | Retrocommisioned facility | Retrocommisioned facility | Retrocommisioned facility | Retrocommisioned facility | Retrocommisioned facility | Retrocommisioned facility | Retrocommisioned facility | Retrocommisioned facility | Retrocommisioned facility | Retrocommisioned facility | Retrocommisioned facility | Retrocommisioned facility | Retrocommisioned facility | 0.0045 | 0.0045 | 0.0045 | 0.0045 | 0.0045 | 0.0045 | 0.0045 | 0.0045 | 0.0045 | 0.0045 | 0.0045 | 0.0045 | 0.0045 | 0.0045 | 0.0045 | 0.0045 | 0.0045 | 0.0045 | 0.0045 | 0.0045 | 0.0045 | 0.0045 | 0.0045 | 0.0045 | 0.0045 | 0.0045 | 0.0045 | 0.0045 | 0.0086 | 0.0086 | 0.0086 | 0.0086 | 0.0086 | 0.0086 | 0.0086 | 0.0086 | 0.0086 | 0.0086 | 0.0086 | 0.0086 | 0.0086 | 0.0086 | 0.0086 | 0.0086 | 0.0086 | 0.0086 | 0.0086 | 0.0086 | 0.0086 | 0.0086 | 0.0086 | 0.0086 | 0.0086 | 0.0086 | 0.0086 | 0.0086 | 0 | 0 | 0 | 5819.3991 | 5783.8736 | 5745.8979 | 5705.9584 | 5664.3811 | 5621.3553 | 5577.4135 | 5533.1438 | 5489.3653 | 5446.6295 | 5405.3996 | 5366.0506 | 5328.6544 | 5293.2372 | 5259.7672 | 5227.8912 | 5197.9473 | 5169.9829 | 5144.2572 | 3413.5911 | 3.8476e-28 | 3.8323e-28 | 3.8183e-28 | 3.8053e-28 | 3.7934e-28 | 0 | 0 | 0 | 5819.3991 | 11567.7472 | 17237.6938 | 22823.8336 | 28321.9056 | 33728.132 | 39041.8947 | 44265.1506 | 49404.2878 | 54466.2947 | 59459.3956 | 64392.6071 | 69272.5068 | 74105.3204 | 78896.5084 | 83646.2587 | 88365.1039 | 93059.6914 | 97740.8868 | 100700.9386 | 100270.5365 | 99872.7581 | 99505.9556 | 99168.1457 | 98857.3293 | 0 | 0 | 0 | 685065.5978 | 685065.5978 | 685065.5978172731 | 685065.5978172729 | 685065.5978172728 | 685065.5978172726 | 685065.5978172731 | 685065.5978172729 | 685065.5978172729 | 685065.5978172728 | 685065.5978172728 | 685065.5978172729 | 685065.5978172729 | 685065.5978172729 | 685065.5978172726 | 685065.5978172731 | 685065.5978172728 | 685065.5978172729 | 685065.5978172731 | 456710.39854484866 | 5.169878828456423E-26 | 5.169878828456423E-26 | 5.169878828456423E-26 | 5.169878828456423E-26 | 5.169878828456423E-26 | 0 | 0
Retrocommissioning_Office_Existing_Retrocommisioned facility | Retrocommissioning_Office_Existing | Retrocommissioning_Commercial_Existing_Existing facility with energy system deficiences_Retrocommisioned facility | Commercial | Office | Existing | Water Heating | Natural Gas | Retrocommissioning | NEQ | Existing facility with energy system deficiences | 3 | 3 | 3 | 0.0014054 | 0 | 0 | 0.36 | 0.6 | RetroEven20 | 0.03333333333333333 | TBD | A | WCM50 | 0.7 | 0.42 | Therm Saved | 0.0321 | 228.54672815938545 | 228.5467 | 180.26220812571253 | 180.2622 | CPUC - 2023 Potential and Goals Study - BROs Measure Database - RCx | CPUC - 2023 Potential and Goals Study - BROs Measure Database - RCx | CPUC - 2023 Potential and Goals Study - BROs Measure Database - RCx | 0 | 0 | 0.004496 | Existing facility with energy system deficiences | Existing facility with energy system deficiences | Existing facility with energy system deficiences | Existing facility with energy system deficiences | Existing facility with energy system deficiences | Existing facility with energy system deficiences | Existing facility with energy system deficiences | Existing facility with energy system deficiences | Existing facility with energy system deficiences | Existing facility with energy system deficiences | Existing facility with energy system deficiences | Existing facility with energy system deficiences | Existing facility with energy system deficiences | Existing facility with energy system deficiences | Existing facility with energy system deficiences | Existing facility with energy system deficiences | Existing facility with energy system deficiences | Existing facility with energy system deficiences | Existing facility with energy system deficiences | Existing facility with energy system deficiences | Existing facility with energy system deficiences | Existing facility with energy system deficiences | Existing facility with energy system deficiences | Existing facility with energy system deficiences | Existing facility with energy system deficiences | Existing facility with energy system deficiences | Existing facility with energy system deficiences | Existing facility with energy system deficiences | 0 | 0 | 0 | 729.3826 | 721.731 | 713.2924 | 704.1831 | 694.496 | 684.3057 | 673.6715 | 664.1714 | 655.2808 | 648.1682 | 642.4782 | 637.9262 | 632.9834 | 628.6388 | 626.8546 | 625.4274 | 624.2855 | 623.372 | 622.6413 | 414.7044 | 0 | 0 | 0 | 0 | 0 | 0 | 0 | 0 | 729.3826 | 1443.462 | 2139.8772 | 2816.7323 | 3472.4801 | 4105.8339 | 4715.7004 | 5313.3712 | 5897.5268 | 6481.6824 | 7067.2605 | 7655.1146 | 8228.7841 | 8800.9427 | 9402.8197 | 10006.8377 | 10612.8538 | 11220.6969 | 11830.1842 | 12233.7809 | 12224.5829 | 12217.2245 | 12211.3377 | 12206.6283 | 12202.8608 | 0 | 0 | 0 | 522664.1098382137 | 522664.1098382137 | 522664.10983821383 | 522664.10983821383 | 522664.1098382137 | 522664.1098382137 | 522664.1098382137 | 522664.10983821383 | 522664.10983821383 | 522664.1098382137 | 522664.10983821383 | 522664.1098382139 | 522664.1098382137 | 522664.10983821383 | 522664.1098382139 | 522664.10983821366 | 522664.1098382137 | 522664.10983821366 | 522664.1098382137 | 348442.73989214253 | 0 | 0 | 0 | 0 | 0 | 0 | 0 | 0 | 522664.1098382137 | 1045328.2196764274 | 1567992.3295146413 | 2090656.439352855 | 2613320.549191069 | 3135984.6590292826 | 3658648.7688674964 | 4181312.87870571 | 4703976.988543924 | 5226641.098382138 | 5749305.2082203515 | 6271969.318058565 | 6794633.427896779 | 7317297.537734993 | 7839961.647573207 | 8362625.75741142 | 8885289.867249634 | 9407953.977087848 | 9930618.086926062 | 10279060.826818204 | 10279060.826818204 | 10279060.826818204 | 10279060.826818204 | 10279060.826818204 | 10279060.826818204 | Retrocommisioned facility | Retrocommisioned facility | Retrocommisioned facility | Retrocommisioned facility | Retrocommisioned facility | Retrocommisioned facility | Retrocommisioned facility | Retrocommisioned facility | Retrocommisioned facility | Retrocommisioned facility | Retrocommisioned facility | Retrocommisioned facility | Retrocommisioned facility | Retrocommisioned facility | Retrocommisioned facility | Retrocommisioned facility | Retrocommisioned facility | Retrocommisioned facility | Retrocommisioned facility | Retrocommisioned facility | Retrocommisioned facility | Retrocommisioned facility | Retrocommisioned facility | Retrocommisioned facility | Retrocommisioned facility | Retrocommisioned facility | Retrocommisioned facility | Retrocommisioned facility | 0.0045 | 0.0045 | 0.0045 | 0.0045 | 0.0045 | 0.0045 | 0.0045 | 0.0045 | 0.0045 | 0.0045 | 0.0045 | 0.0045 | 0.0045 | 0.0045 | 0.0045 | 0.0045 | 0.0045 | 0.0045 | 0.0045 | 0.0045 | 0.0045 | 0.0045 | 0.0045 | 0.0045 | 0.0045 | 0.0045 | 0.0045 | 0.0045 | 0.0014 | 0.0014 | 0.0014 | 0.0014 | 0.0014 | 0.0014 | 0.0014 | 0.0014 | 0.0014 | 0.0014 | 0.0014 | 0.0014 | 0.0014 | 0.0014 | 0.0014 | 0.0014 | 0.0014 | 0.0014 | 0.0014 | 0.0014 | 0.0014 | 0.0014 | 0.0014 | 0.0014 | 0.0014 | 0.0014 | 0.0014 | 0.0014 | 0 | 0 | 0 | 626.4422 | 627.1576 | 627.7267 | 628.0109 | 627.8393 | 627.0212 | 625.3716 | 623.1599 | 620.3498 | 616.9092 | 612.8262 | 608.1235 | 602.0891 | 595.4731 | 588.499 | 581.3913 | 574.5134 | 568.0942 | 562.2709 | 371.4088 | 0 | 0 | 0 | 0 | 0 | 0 | 0 | 0 | 626.4422 | 1254.3152 | 1883.18 | 2512.0436 | 3139.1963 | 3762.1275 | 4377.6013 | 4985.2795 | 5583.1478 | 6169.0919 | 6741.088 | 7297.4826 | 7827.1588 | 8336.623 | 8827.4849 | 9302.2615 | 9766.7283 | 10225.6958 | 10683.1465 | 10956.5606 | 10868.805 | 10797.5765 | 10739.2247 | 10691.2925 | 10652.0008 | 0 | 0 | 0 | 444264.4933624817 | 444264.4933624817 | 444264.49336248176 | 444264.49336248176 | 444264.4933624817 | 444264.4933624817 | 444264.4933624817 | 444264.49336248176 | 444264.49336248176 | 444264.4933624817 | 444264.49336248176 | 444264.4933624818 | 444264.4933624817 | 444264.49336248176 | 444264.4933624818 | 444264.4933624816 | 444264.4933624817 | 444264.4933624816 | 444264.4933624817 | 296176.32890832116 | 0 | 0 | 0 | 0 | 0 | 0 | 0 | 0 | 444264.4933624817 | 888528.9867249634 | 1332793.4800874451 | 1777057.9734499268 | 2221322.4668124085 | 2665586.9601748902 | 3109851.453537372 | 3554115.9468998536 | 3998380.4402623354 | 4442644.933624817 | 4886909.426987299 | 5331173.9203497805 | 5775438.413712262 | 6219702.907074744 | 6663967.400437226 | 7108231.893799707 | 7552496.387162189 | 7996760.880524671 | 8441025.373887151 | 8737201.702795472 | 8737201.702795472 | 8737201.702795472 | 8737201.702795472 | 8737201.702795472 | 8737201.702795472 | Retrocommisioned facility | Retrocommisioned facility | Retrocommisioned facility | Retrocommisioned facility | Retrocommisioned facility | Retrocommisioned facility | Retrocommisioned facility | Retrocommisioned facility | Retrocommisioned facility | Retrocommisioned facility | Retrocommisioned facility | Retrocommisioned facility | Retrocommisioned facility | Retrocommisioned facility | Retrocommisioned facility | Retrocommisioned facility | Retrocommisioned facility | Retrocommisioned facility | Retrocommisioned facility | Retrocommisioned facility | Retrocommisioned facility | Retrocommisioned facility | Retrocommisioned facility | Retrocommisioned facility | Retrocommisioned facility | Retrocommisioned facility | Retrocommisioned facility | Retrocommisioned facility | 0.0045 | 0.0045 | 0.0045 | 0.0045 | 0.0045 | 0.0045 | 0.0045 | 0.0045 | 0.0045 | 0.0045 | 0.0045 | 0.0045 | 0.0045 | 0.0045 | 0.0045 | 0.0045 | 0.0045 | 0.0045 | 0.0045 | 0.0045 | 0.0045 | 0.0045 | 0.0045 | 0.0045 | 0.0045 | 0.0045 | 0.0045 | 0.0045 | 0.0014 | 0.0014 | 0.0014 | 0.0014 | 0.0014 | 0.0014 | 0.0014 | 0.0014 | 0.0014 | 0.0014 | 0.0014 | 0.0014 | 0.0014 | 0.0014 | 0.0014 | 0.0014 | 0.0014 | 0.0014 | 0.0014 | 0.0014 | 0.0014 | 0.0014 | 0.0014 | 0.0014 | 0.0014 | 0.0014 | 0.0014 | 0.0014 | 0 | 0 | 0 | 626.4422 | 627.1576 | 627.7267 | 628.0109 | 627.8393 | 627.0212 | 625.3716 | 623.1599 | 620.3498 | 616.9092 | 612.8262 | 608.1235 | 602.0891 | 595.4731 | 588.499 | 581.3913 | 574.5134 | 568.0942 | 562.2709 | 371.4088 | 0 | 0 | 0 | 0 | 0 | 0 | 0 | 0 | 626.4422 | 1254.3152 | 1883.18 | 2512.0436 | 3139.1963 | 3762.1275 | 4377.6013 | 4985.2795 | 5583.1478 | 6169.0919 | 6741.088 | 7297.4826 | 7827.1588 | 8336.623 | 8827.4849 | 9302.2615 | 9766.7283 | 10225.6958 | 10683.1465 | 10956.5606 | 10868.805 | 10797.5765 | 10739.2247 | 10691.2925 | 10652.0008 | 0 | 0 | 0 | 444264.4934 | 444264.4934 | 444264.49336248176 | 444264.49336248176 | 444264.4933624817 | 444264.4933624817 | 444264.4933624817 | 444264.49336248176 | 444264.49336248176 | 444264.4933624817 | 444264.49336248176 | 444264.4933624818 | 444264.4933624817 | 444264.49336248176 | 444264.4933624818 | 444264.4933624816 | 444264.4933624817 | 444264.4933624816 | 444264.4933624817 | 296176.32890832116 | 0 | 0 | 0 | 0 | 0 | 0 | 0
Retrocommissioning_Warehouse_Existing_Retrocommisioned facility | Retrocommissioning_Warehouse_Existing | Retrocommissioning_Commercial_Existing_Existing facility with energy system deficiences_Retrocommisioned facility | Commercial | Warehouse | Existing | Water Heating | Natural Gas | Retrocommissioning | NEQ | Existing facility with energy system deficiences | 3 | 3 | 3 | 0.00013051 | 0 | 0 | 0.28 | 0.4 | RetroEven20 | 0.03333333333333333 | TBD | A | WCM750 | 0.7 | 0.42 | Therm Saved | 0.0321 | 229.27165741693472 | 229.2717 | 180.8339833147653 | 180.834 | CPUC - 2023 Potential and Goals Study - BROs Measure Database - RCx | CPUC - 2023 Potential and Goals Study - BROs Measure Database - RCx | CPUC - 2023 Potential and Goals Study - BROs Measure Database - RCx | 0 | 0 | 0.0016085 | Existing facility with energy system deficiences | Existing facility with energy system deficiences | Existing facility with energy system deficiences | Existing facility with energy system deficiences | Existing facility with energy system deficiences | Existing facility with energy system deficiences | Existing facility with energy system deficiences | Existing facility with energy system deficiences | Existing facility with energy system deficiences | Existing facility with energy system deficiences | Existing facility with energy system deficiences | Existing facility with energy system deficiences | Existing facility with energy system deficiences | Existing facility with energy system deficiences | Existing facility with energy system deficiences | Existing facility with energy system deficiences | Existing facility with energy system deficiences | Existing facility with energy system deficiences | Existing facility with energy system deficiences | Existing facility with energy system deficiences | Existing facility with energy system deficiences | Existing facility with energy system deficiences | Existing facility with energy system deficiences | Existing facility with energy system deficiences | Existing facility with energy system deficiences | Existing facility with energy system deficiences | Existing facility with energy system deficiences | Existing facility with energy system deficiences | 0 | 0 | 0 | 15.4697 | 15.3074 | 15.1283 | 14.9349 | 14.7292 | 14.5127 | 14.2867 | 14.0848 | 13.8959 | 13.7447 | 13.6238 | 13.527 | 13.4219 | 13.3296 | 13.2917 | 13.2613 | 13.2371 | 13.2177 | 13.2021 | 8.7931 | 0 | 0 | 0 | 0 | 0 | 0 | 0 | 0 | 15.4697 | 30.6147 | 45.3848 | 59.7395 | 73.6458 | 87.0761 | 100.0071 | 112.6787 | 125.0629 | 137.4471 | 149.8615 | 162.3243 | 174.4853 | 186.6142 | 199.3751 | 212.1815 | 225.0304 | 237.9181 | 250.8407 | 259.3978 | 259.2024 | 259.046 | 258.9209 | 258.8209 | 258.7408 | 0 | 0 | 0 | 119363.50705210316 | 119363.50705210312 | 119363.50705210316 | 119363.50705210313 | 119363.50705210317 | 119363.50705210313 | 119363.50705210313 | 119363.50705210313 | 119363.50705210313 | 119363.50705210312 | 119363.50705210316 | 119363.50705210316 | 119363.50705210313 | 119363.5070521032 | 119363.50705210316 | 119363.5070521032 | 119363.50705210317 | 119363.50705210313 | 119363.50705210316 | 79575.67136806875 | 0 | 0 | 0 | 0 | 0 | 0 | 0 | 0 | 119363.50705210316 | 238727.0141042063 | 358090.52115630946 | 477454.0282084126 | 596817.5352605158 | 716181.0423126189 | 835544.5493647221 | 954908.0564168253 | 1074271.5634689284 | 1193635.0705210315 | 1312998.5775731346 | 1432362.0846252376 | 1551725.5916773407 | 1671089.098729444 | 1790452.605781547 | 1909816.1128336503 | 2029179.6198857534 | 2148543.1269378564 | 2267906.6339899595 | 2347482.305358028 | 2347482.305358028 | 2347482.305358028 | 2347482.305358028 | 2347482.305358028 | 2347482.305358028 | Retrocommisioned facility | Retrocommisioned facility | Retrocommisioned facility | Retrocommisioned facility | Retrocommisioned facility | Retrocommisioned facility | Retrocommisioned facility | Retrocommisioned facility | Retrocommisioned facility | Retrocommisioned facility | Retrocommisioned facility | Retrocommisioned facility | Retrocommisioned facility | Retrocommisioned facility | Retrocommisioned facility | Retrocommisioned facility | Retrocommisioned facility | Retrocommisioned facility | Retrocommisioned facility | Retrocommisioned facility | Retrocommisioned facility | Retrocommisioned facility | Retrocommisioned facility | Retrocommisioned facility | Retrocommisioned facility | Retrocommisioned facility | Retrocommisioned facility | Retrocommisioned facility | 0.0016 | 0.0016 | 0.0016 | 0.0016 | 0.0016 | 0.0016 | 0.0016 | 0.0016 | 0.0016 | 0.0016 | 0.0016 | 0.0016 | 0.0016 | 0.0016 | 0.0016 | 0.0016 | 0.0016 | 0.0016 | 0.0016 | 0.0016 | 0.0016 | 0.0016 | 0.0016 | 0.0016 | 0.0016 | 0.0016 | 0.0016 | 0.0016 | 0.0001 | 0.0001 | 0.0001 | 0.0001 | 0.0001 | 0.0001 | 0.0001 | 0.0001 | 0.0001 | 0.0001 | 0.0001 | 0.0001 | 0.0001 | 0.0001 | 0.0001 | 0.0001 | 0.0001 | 0.0001 | 0.0001 | 0.0001 | 0.0001 | 0.0001 | 0.0001 | 0.0001 | 0.0001 | 0.0001 | 0.0001 | 0.0001 | 0 | 0 | 0 | 13.2868 | 13.3024 | 13.3148 | 13.3212 | 13.3178 | 13.3006 | 13.2657 | 13.2188 | 13.1592 | 13.0861 | 12.9993 | 12.8994 | 12.7711 | 12.6304 | 12.4821 | 12.3309 | 12.1847 | 12.0481 | 11.9243 | 7.8764 | 0 | 0 | 0 | 0 | 0 | 0 | 0 | 0 | 13.2868 | 26.6047 | 39.9444 | 53.2847 | 66.589 | 79.8038 | 92.8601 | 105.7507 | 118.4327 | 130.8611 | 142.9927 | 154.7925 | 166.0239 | 176.8254 | 187.2312 | 197.2948 | 207.1391 | 216.8664 | 226.5613 | 232.3536 | 230.4872 | 228.9723 | 227.7312 | 226.7118 | 225.8761 | 0 | 0 | 0 | 101458.98099428769 | 101458.98099428765 | 101458.98099428769 | 101458.98099428767 | 101458.9809942877 | 101458.98099428767 | 101458.98099428767 | 101458.98099428767 | 101458.98099428767 | 101458.98099428765 | 101458.98099428769 | 101458.98099428769 | 101458.98099428767 | 101458.98099428773 | 101458.98099428769 | 101458.98099428773 | 101458.9809942877 | 101458.98099428767 | 101458.98099428769 | 67639.32066285846 | 0 | 0 | 0 | 0 | 0 | 0 | 0 | 0 | 101458.98099428769 | 202917.96198857535 | 304376.94298286305 | 405835.9239771507 | 507294.9049714384 | 608753.8859657261 | 710212.8669600138 | 811671.8479543014 | 913130.828948589 | 1014589.8099428767 | 1116048.7909371643 | 1217507.771931452 | 1318966.7529257396 | 1420425.7339200273 | 1521884.714914315 | 1623343.6959086026 | 1724802.6769028902 | 1826261.6578971779 | 1927720.6388914655 | 1995359.959554324 | 1995359.959554324 | 1995359.959554324 | 1995359.959554324 | 1995359.959554324 | 1995359.959554324 | Retrocommisioned facility | Retrocommisioned facility | Retrocommisioned facility | Retrocommisioned facility | Retrocommisioned facility | Retrocommisioned facility | Retrocommisioned facility | Retrocommisioned facility | Retrocommisioned facility | Retrocommisioned facility | Retrocommisioned facility | Retrocommisioned facility | Retrocommisioned facility | Retrocommisioned facility | Retrocommisioned facility | Retrocommisioned facility | Retrocommisioned facility | Retrocommisioned facility | Retrocommisioned facility | Retrocommisioned facility | Retrocommisioned facility | Retrocommisioned facility | Retrocommisioned facility | Retrocommisioned facility | Retrocommisioned facility | Retrocommisioned facility | Retrocommisioned facility | Retrocommisioned facility | 0.0016 | 0.0016 | 0.0016 | 0.0016 | 0.0016 | 0.0016 | 0.0016 | 0.0016 | 0.0016 | 0.0016 | 0.0016 | 0.0016 | 0.0016 | 0.0016 | 0.0016 | 0.0016 | 0.0016 | 0.0016 | 0.0016 | 0.0016 | 0.0016 | 0.0016 | 0.0016 | 0.0016 | 0.0016 | 0.0016 | 0.0016 | 0.0016 | 0.0001 | 0.0001 | 0.0001 | 0.0001 | 0.0001 | 0.0001 | 0.0001 | 0.0001 | 0.0001 | 0.0001 | 0.0001 | 0.0001 | 0.0001 | 0.0001 | 0.0001 | 0.0001 | 0.0001 | 0.0001 | 0.0001 | 0.0001 | 0.0001 | 0.0001 | 0.0001 | 0.0001 | 0.0001 | 0.0001 | 0.0001 | 0.0001 | 0 | 0 | 0 | 13.2868 | 13.3024 | 13.3148 | 13.3212 | 13.3178 | 13.3006 | 13.2657 | 13.2188 | 13.1592 | 13.0861 | 12.9993 | 12.8994 | 12.7711 | 12.6304 | 12.4821 | 12.3309 | 12.1847 | 12.0481 | 11.9243 | 7.8764 | 0 | 0 | 0 | 0 | 0 | 0 | 0 | 0 | 13.2868 | 26.6047 | 39.9444 | 53.2847 | 66.589 | 79.8038 | 92.8601 | 105.7507 | 118.4327 | 130.8611 | 142.9927 | 154.7925 | 166.0239 | 176.8254 | 187.2312 | 197.2948 | 207.1391 | 216.8664 | 226.5613 | 232.3536 | 230.4872 | 228.9723 | 227.7312 | 226.7118 | 225.8761 | 0 | 0 | 0 | 101458.981 | 101458.981 | 101458.98099428769 | 101458.98099428767 | 101458.9809942877 | 101458.98099428767 | 101458.98099428767 | 101458.98099428767 | 101458.98099428767 | 101458.98099428765 | 101458.98099428769 | 101458.98099428769 | 101458.98099428767 | 101458.98099428773 | 101458.98099428769 | 101458.98099428773 | 101458.9809942877 | 101458.98099428767 | 101458.98099428769 | 67639.32066285846 | 0 | 0 | 0 | 0 | 0 | 0 | 0
Retrocommissioning_Warehouse_Existing_Retrocommisioned facility | Retrocommissioning_Warehouse_Existing | Retrocommissioning_Commercial_Existing_Existing facility with energy system deficiences_Retrocommisioned facility | Commercial | Warehouse | Existing | Space Heating | Natural Gas | Retrocommissioning | NEQ | Existing facility with energy system deficiences | 3 | 3 | 3 | 0.0034559 | 0 | 0 | 0.28 | 0.4 | RetroEven20 | 0.03333333333333333 | TBD | A | WCM749 | 0.7 | 0.42 | Therm Saved | 0.0321 | 229.27165741693472 | 229.2717 | 180.8339833147653 | 180.834 | CPUC - 2023 Potential and Goals Study - BROs Measure Database - RCx | CPUC - 2023 Potential and Goals Study - BROs Measure Database - RCx | CPUC - 2023 Potential and Goals Study - BROs Measure Database - RCx | 0 | 0 | 0.0016085 | Existing facility with energy system deficiences | Existing facility with energy system deficiences | Existing facility with energy system deficiences | Existing facility with energy system deficiences | Existing facility with energy system deficiences | Existing facility with energy system deficiences | Existing facility with energy system deficiences | Existing facility with energy system deficiences | Existing facility with energy system deficiences | Existing facility with energy system deficiences | Existing facility with energy system deficiences | Existing facility with energy system deficiences | Existing facility with energy system deficiences | Existing facility with energy system deficiences | Existing facility with energy system deficiences | Existing facility with energy system deficiences | Existing facility with energy system deficiences | Existing facility with energy system deficiences | Existing facility with energy system deficiences | Existing facility with energy system deficiences | Existing facility with energy system deficiences | Existing facility with energy system deficiences | Existing facility with energy system deficiences | Existing facility with energy system deficiences | Existing facility with energy system deficiences | Existing facility with energy system deficiences | Existing facility with energy system deficiences | Existing facility with energy system deficiences | 0 | 0 | 0 | 883.423 | 873.1134 | 862.3054 | 851.0695 | 839.4658 | 827.5392 | 815.3527 | 802.9723 | 790.5979 | 778.255 | 766.1053 | 754.1698 | 742.4561 | 730.9705 | 719.7169 | 708.4959 | 697.7919 | 687.8376 | 678.6495 | 446.7598 | 1.6424e-29 | 1.6246e-29 | 1.6081e-29 | 1.5929e-29 | 1.579e-29 | 0 | 0 | 0 | 883.423 | 1746.2268 | 2586.9161 | 3404.2781 | 4197.3292 | 4965.2351 | 5707.4689 | 6423.7782 | 7115.3808 | 7782.5502 | 8427.1578 | 9050.0382 | 9651.9291 | 10233.5872 | 10795.7534 | 11335.9347 | 11862.4618 | 12381.0774 | 12894.3397 | 13179.413 | 13025.6996 | 12884.0535 | 12753.5119 | 12633.1907 | 12522.2782 | 0 | 0 | 0 | 260598.54734200964 | 260598.54734200967 | 260598.54734200964 | 260598.54734200967 | 260598.54734200964 | 260598.54734200964 | 260598.54734200958 | 260598.54734200958 | 260598.54734200967 | 260598.54734200967 | 260598.54734200964 | 260598.54734200964 | 260598.54734200964 | 260598.54734200958 | 260598.54734200958 | 260598.54734200964 | 260598.54734200958 | 260598.54734200958 | 260598.54734200964 | 173732.36489467305 | 6.462348535570529E-27 | 6.462348535570529E-27 | 6.462348535570529E-27 | 6.462348535570529E-27 | 6.462348535570529E-27 | 0 | 0 | 0 | 260598.54734200964 | 521197.09468401934 | 781795.642026029 | 1042394.1893680387 | 1302992.7367100483 | 1563591.284052058 | 1824189.8313940675 | 2084788.378736077 | 2345386.9260780867 | 2605985.4734200966 | 2866584.0207621064 | 3127182.5681041162 | 3387781.115446126 | 3648379.6627881355 | 3908978.210130145 | 4169576.7574721547 | 4430175.3048141645 | 4690773.852156174 | 4951372.399498184 | 5125104.764392857 | 5125104.764392857 | 5125104.764392857 | 5125104.764392857 | 5125104.764392857 | 5125104.764392857 | Retrocommisioned facility | Retrocommisioned facility | Retrocommisioned facility | Retrocommisioned facility | Retrocommisioned facility | Retrocommisioned facility | Retrocommisioned facility | Retrocommisioned facility | Retrocommisioned facility | Retrocommisioned facility | Retrocommisioned facility | Retrocommisioned facility | Retrocommisioned facility | Retrocommisioned facility | Retrocommisioned facility | Retrocommisioned facility | Retrocommisioned facility | Retrocommisioned facility | Retrocommisioned facility | Retrocommisioned facility | Retrocommisioned facility | Retrocommisioned facility | Retrocommisioned facility | Retrocommisioned facility | Retrocommisioned facility | Retrocommisioned facility | Retrocommisioned facility | Retrocommisioned facility | 0.0016 | 0.0016 | 0.0016 | 0.0016 | 0.0016 | 0.0016 | 0.0016 | 0.0016 | 0.0016 | 0.0016 | 0.0016 | 0.0016 | 0.0016 | 0.0016 | 0.0016 | 0.0016 | 0.0016 | 0.0016 | 0.0016 | 0.0016 | 0.0016 | 0.0016 | 0.0016 | 0.0016 | 0.0016 | 0.0016 | 0.0016 | 0.0016 | 0.0035 | 0.0035 | 0.0035 | 0.0035 | 0.0035 | 0.0035 | 0.0035 | 0.0035 | 0.0035 | 0.0035 | 0.0035 | 0.0035 | 0.0035 | 0.0035 | 0.0035 | 0.0035 | 0.0035 | 0.0035 | 0.0035 | 0.0035 | 0.0035 | 0.0035 | 0.0035 | 0.0035 | 0.0035 | 0.0035 | 0.0035 | 0.0035 | 0 | 0 | 0 | 755.3603 | 751.1564 | 746.6256 | 741.8158 | 736.7631 | 731.5083 | 726.1111 | 720.6284 | 715.1948 | 709.845 | 704.6176 | 699.5486 | 694.6621 | 689.9801 | 685.5217 | 681.1566 | 677.038 | 673.1945 | 669.6635 | 444.2719 | 0 | 0 | 0 | 0 | 0 | 0 | 0 | 0 | 755.3603 | 1502.3128 | 2239.8767 | 2967.2633 | 3683.8154 | 4389.0495 | 5082.7779 | 5765.0268 | 6436.7536 | 7098.4501 | 7750.7937 | 8394.5837 | 9030.6068 | 9659.7215 | 10282.8248 | 10898.5053 | 11509.6467 | 12117.5016 | 12723.6074 | 13106.0212 | 13047.5744 | 12994.1395 | 12945.4104 | 12900.9992 | 12860.5336 | 0 | 0 | 0 | 221508.7652407082 | 221508.76524070822 | 221508.7652407082 | 221508.76524070822 | 221508.7652407082 | 221508.7652407082 | 221508.76524070816 | 221508.76524070816 | 221508.76524070822 | 221508.76524070822 | 221508.7652407082 | 221508.7652407082 | 221508.7652407082 | 221508.76524070816 | 221508.76524070816 | 221508.7652407082 | 221508.76524070816 | 221508.76524070816 | 221508.7652407082 | 147672.5101604721 | 0 | 0 | 0 | 0 | 0 | 0 | 0 | 0 | 221508.7652407082 | 443017.5304814164 | 664526.2957221246 | 886035.0609628329 | 1107543.8262035411 | 1329052.5914442493 | 1550561.3566849574 | 1772070.1219256655 | 1993578.8871663737 | 2215087.652407082 | 2436596.41764779 | 2658105.1828884985 | 2879613.948129207 | 3101122.7133699153 | 3322631.4786106236 | 3544140.243851332 | 3765649.0090920404 | 3987157.7743327487 | 4208666.539573457 | 4356339.049733929 | 4356339.049733929 | 4356339.049733929 | 4356339.049733929 | 4356339.049733929 | 4356339.049733929 | Retrocommisioned facility | Retrocommisioned facility | Retrocommisioned facility | Retrocommisioned facility | Retrocommisioned facility | Retrocommisioned facility | Retrocommisioned facility | Retrocommisioned facility | Retrocommisioned facility | Retrocommisioned facility | Retrocommisioned facility | Retrocommisioned facility | Retrocommisioned facility | Retrocommisioned facility | Retrocommisioned facility | Retrocommisioned facility | Retrocommisioned facility | Retrocommisioned facility | Retrocommisioned facility | Retrocommisioned facility | Retrocommisioned facility | Retrocommisioned facility | Retrocommisioned facility | Retrocommisioned facility | Retrocommisioned facility | Retrocommisioned facility | Retrocommisioned facility | Retrocommisioned facility | 0.0016 | 0.0016 | 0.0016 | 0.0016 | 0.0016 | 0.0016 | 0.0016 | 0.0016 | 0.0016 | 0.0016 | 0.0016 | 0.0016 | 0.0016 | 0.0016 | 0.0016 | 0.0016 | 0.0016 | 0.0016 | 0.0016 | 0.0016 | 0.0016 | 0.0016 | 0.0016 | 0.0016 | 0.0016 | 0.0016 | 0.0016 | 0.0016 | 0.0035 | 0.0035 | 0.0035 | 0.0035 | 0.0035 | 0.0035 | 0.0035 | 0.0035 | 0.0035 | 0.0035 | 0.0035 | 0.0035 | 0.0035 | 0.0035 | 0.0035 | 0.0035 | 0.0035 | 0.0035 | 0.0035 | 0.0035 | 0.0035 | 0.0035 | 0.0035 | 0.0035 | 0.0035 | 0.0035 | 0.0035 | 0.0035 | 0 | 0 | 0 | 755.3603 | 751.1564 | 746.6256 | 741.8158 | 736.7631 | 731.5083 | 726.1111 | 720.6284 | 715.1948 | 709.845 | 704.6176 | 699.5486 | 694.6621 | 689.9801 | 685.5217 | 681.1566 | 677.038 | 673.1945 | 669.6635 | 444.2719 | 0 | 0 | 0 | 0 | 0 | 0 | 0 | 0 | 755.3603 | 1502.3128 | 2239.8767 | 2967.2633 | 3683.8154 | 4389.0495 | 5082.7779 | 5765.0268 | 6436.7536 | 7098.4501 | 7750.7937 | 8394.5837 | 9030.6068 | 9659.7215 | 10282.8248 | 10898.5053 | 11509.6467 | 12117.5016 | 12723.6074 | 13106.0212 | 13047.5744 | 12994.1395 | 12945.4104 | 12900.9992 | 12860.5336 | 0 | 0 | 0 | 221508.7652 | 221508.7652 | 221508.7652407082 | 221508.76524070822 | 221508.7652407082 | 221508.7652407082 | 221508.76524070816 | 221508.76524070816 | 221508.76524070822 | 221508.76524070822 | 221508.7652407082 | 221508.7652407082 | 221508.7652407082 | 221508.76524070816 | 221508.76524070816 | 221508.7652407082 | 221508.76524070816 | 221508.76524070816 | 221508.7652407082 | 147672.5101604721 | 0 | 0 | 0 | 0 | 0 | 0 | 0
Gas Boiler - Hot Water Reset_Healthcare_Existing_Boiler with boiler reset controls | Gas Boiler - Hot Water Reset_Healthcare_Existing | Gas Boiler - Hot Water Reset_Commercial_Existing_Existing boiler without boiler reset controls_Boiler with boiler reset controls | Commercial | Healthcare | Existing | Space Heating | Natural Gas | Gas Boiler - Hot Water Reset | NEQ | Existing boiler without boiler reset controls | 16 | 16 | 16 | 484.2037 | 0 | 0 | 0.35 | 0.55 | Retro5Med | 8.35569166605469E-06 | TBD | A | WCM518 | 0.7 | 0.42 | BoilerCtrl | 0.0321 | 245.2610432960512 | 245.261 | 193.44532992364609 | 193.4453 | IL TRM v12 - 4.4.4 - Boiler Lockout/Reset Controls - CI-HVC-BLRC-V05-240101 | IL TRM v12 - 4.4.4 - Boiler Lockout/Reset Controls - CI-HVC-BLRC-V05-240101 | IL TRM v12 - 4.4.4 - Boiler Lockout/Reset Controls - CI-HVC-BLRC-V05-240101 | 0 | 0 | 1024.2592 | Existing boiler without boiler reset controls | Existing boiler without boiler reset controls | Existing boiler without boiler reset controls | Existing boiler without boiler reset controls | Existing boiler without boiler reset controls | Existing boiler without boiler reset controls | Existing boiler without boiler reset controls | Existing boiler without boiler reset controls | Existing boiler without boiler reset controls | Existing boiler without boiler reset controls | Existing boiler without boiler reset controls | Existing boiler without boiler reset controls | Existing boiler without boiler reset controls | Existing boiler without boiler reset controls | Existing boiler without boiler reset controls | Existing boiler without boiler reset controls | Existing boiler without boiler reset controls | Existing boiler without boiler reset controls | Existing boiler without boiler reset controls | Existing boiler without boiler reset controls | Existing boiler without boiler reset controls | Existing boiler without boiler reset controls | Existing boiler without boiler reset controls | Existing boiler without boiler reset controls | Existing boiler without boiler reset controls | Existing boiler without boiler reset controls | Existing boiler without boiler reset controls | Existing boiler without boiler reset controls | 0 | 0 | 0 | 1769.1759 | 2140.9756 | 2580.3728 | 2947.8601 | 3306.5682 | 3798.8803 | 4092.6174 | 4103.427 | 3793.5355 | 3197.618 | 2425.7182 | 1573.3921 | 895.183 | 422.2878 | 175.0181 | 62.3328 | 19.0794 | 4.0776 | 0.36849 | 0.24145 | 0 | 0 | 0 | 0 | 0 | 0 | 0 | 0 | 1769.1759 | 3884.6676 | 6406.391 | 9252.5623 | 12405.4729 | 15989.6827 | 19795.2549 | 23531.8817 | 26878.4376 | 29554.7274 | 31398.3738 | 32345.914 | 32589.6521 | 32352.1322 | 31867.6358 | 31273.964 | 30665.6804 | 30073.8931 | 29524.3227 | 29019.1411 | 28560.8577 | 28137.8366 | 27747.5782 | 27387.5294 | 27055.3489 | 0 | 0 | 0 | 0.00060638853622246 | 0.0007445484145131848 | 0.0009111093729129462 | 0.0010576544236438263 | 0.0012063888040526071 | 0.0014104135233449487 | 0.0015472455381374567 | 0.0015806206099100392 | 0.0014895452331360288 | 0.0012803902967354953 | 0.000990820070027936 | 0.000655745742659172 | 0.00038075559251177725 | 0.00018332676676492977 | 7.756132440054724E-05 | 2.8204117963835365E-05 | 8.809697543536881E-06 | 1.9201140541611154E-06 | 1.7674868506413205E-07 | 1.1783245670942139E-07 | 0 | 0 | 0 | 0 | 0 | 0 | 0 | 0 | 0.00060638853622246 | 0.0013509369507356448 | 0.002262046323648591 | 0.0033197007472924173 | 0.004526089551345024 | 0.005936503074689973 | 0.0074837486128274296 | 0.009064369222737468 | 0.010553914455873498 | 0.011834304752608995 | 0.012825124822636931 | 0.013480870565296102 | 0.01386162615780788 | 0.01404495292457281 | 0.014122514248973358 | 0.014150718366937192 | 0.01415952806448073 | 0.01416144817853489 | 0.014161624927219955 | 0.014161742759676663 | 0.014161742759676663 | 0.014161742759676663 | 0.014161742759676663 | 0.014161742759676663 | 0.014161742759676663 | Boiler with boiler reset controls | Boiler with boiler reset controls | Boiler with boiler reset controls | Boiler with boiler reset controls | Boiler with boiler reset controls | Boiler with boiler reset controls | Boiler with boiler reset controls | Boiler with boiler reset controls | Boiler with boiler reset controls | Boiler with boiler reset controls | Boiler with boiler reset controls | Boiler with boiler reset controls | Boiler with boiler reset controls | Boiler with boiler reset controls | Boiler with boiler reset controls | Boiler with boiler reset controls | Boiler with boiler reset controls | Boiler with boiler reset controls | Boiler with boiler reset controls | Boiler with boiler reset controls | Boiler with boiler reset controls | Boiler with boiler reset controls | Boiler with boiler reset controls | Boiler with boiler reset controls | Boiler with boiler reset controls | Boiler with boiler reset controls | Boiler with boiler reset controls | Boiler with boiler reset controls | 1024.2592 | 1024.2592 | 1024.2592 | 1024.2592 | 1024.2592 | 1024.2592 | 1024.2592 | 1024.2592 | 1024.2592 | 1024.2592 | 1024.2592 | 1024.2592 | 1024.2592 | 1024.2592 | 1024.2592 | 1024.2592 | 1024.2592 | 1024.2592 | 1024.2592 | 1024.2592 | 1024.2592 | 1024.2592 | 1024.2592 | 1024.2592 | 1024.2592 | 1024.2592 | 1024.2592 | 1024.2592 | 484.2037 | 484.2037 | 484.2037 | 484.2037 | 484.2037 | 484.2037 | 484.2037 | 484.2037 | 484.2037 | 484.2037 | 484.2037 | 484.2037 | 484.2037 | 484.2037 | 484.2037 | 484.2037 | 484.2037 | 484.2037 | 484.2037 | 484.2037 | 484.2037 | 484.2037 | 484.2037 | 484.2037 | 484.2037 | 484.2037 | 484.2037 | 484.2037 | 0 | 0 | 0 | 1514.5521 | 1846.7915 | 2243.4526 | 2584.4787 | 2924.6963 | 3391.6336 | 3689.9578 | 3738.1097 | 3493.3712 | 2978.0646 | 2285.8287 | 1500.8129 | 864.7249 | 413.2839 | 173.6159 | 62.7041 | 19.4598 | 4.2157 | 0.38588 | 0.25593 | 0 | 0 | 0 | 0 | 0 | 0 | 0 | 0 | 1514.5521 | 3350.8888 | 5569.9062 | 8112.0031 | 10972.7785 | 14275.5603 | 17847.6627 | 21436.9003 | 24751.6761 | 27525.4542 | 29587.6503 | 30853.8254 | 31480.8067 | 31662.3314 | 31612.3072 | 31460.2142 | 31277.0563 | 31092.3258 | 30918.0905 | 30758.989 | 30618.6947 | 30488.9192 | 30369.3625 | 30259.2997 | 30158.0424 | 0 | 0 | 0 | 0.0005154302557890911 | 0.0006328661523362071 | 0.0007744429669760043 | 0.0008990062600972523 | 0.001025430483444716 | 0.0011988514948432063 | 0.001315158707416838 | 0.0013435275184235334 | 0.0012661134481656243 | 0.0010883317522251711 | 0.0008421970595237458 | 0.0005573838812602965 | 0.00032364225363501074 | 0.00015582775175019032 | 6.592712574046515E-05 | 2.3973500269260065E-05 | 7.488242912006353E-06 | 1.6320969460369496E-06 | 1.5023638230451221E-07 | 1.0015758820300814E-07 | 0 | 0 | 0 | 0 | 0 | 0 | 0 | 0 | 0.0005154302557890911 | 0.0011482964081252981 | 0.0019227393751013024 | 0.002821745635198555 | 0.0038471761186432713 | 0.005046027613486478 | 0.006361186320903316 | 0.00770471383932685 | 0.008970827287492475 | 0.010059159039717646 | 0.010901356099241392 | 0.01145873998050169 | 0.011782382234136699 | 0.01193820998588689 | 0.012004137111627355 | 0.012028110611896615 | 0.012035598854808623 | 0.01203723095175466 | 0.012037381188136964 | 0.012037481345725168 | 0.012037481345725168 | 0.012037481345725168 | 0.012037481345725168 | 0.012037481345725168 | 0.012037481345725168 | Boiler with boiler reset controls | Boiler with boiler reset controls | Boiler with boiler reset controls | Boiler with boiler reset controls | Boiler with boiler reset controls | Boiler with boiler reset controls | Boiler with boiler reset controls | Boiler with boiler reset controls | Boiler with boiler reset controls | Boiler with boiler reset controls | Boiler with boiler reset controls | Boiler with boiler reset controls | Boiler with boiler reset controls | Boiler with boiler reset controls | Boiler with boiler reset controls | Boiler with boiler reset controls | Boiler with boiler reset controls | Boiler with boiler reset controls | Boiler with boiler reset controls | Boiler with boiler reset controls | Boiler with boiler reset controls | Boiler with boiler reset controls | Boiler with boiler reset controls | Boiler with boiler reset controls | Boiler with boiler reset controls | Boiler with boiler reset controls | Boiler with boiler reset controls | Boiler with boiler reset controls | 1024.2592 | 1024.2592 | 1024.2592 | 1024.2592 | 1024.2592 | 1024.2592 | 1024.2592 | 1024.2592 | 1024.2592 | 1024.2592 | 1024.2592 | 1024.2592 | 1024.2592 | 1024.2592 | 1024.2592 | 1024.2592 | 1024.2592 | 1024.2592 | 1024.2592 | 1024.2592 | 1024.2592 | 1024.2592 | 1024.2592 | 1024.2592 | 1024.2592 | 1024.2592 | 1024.2592 | 1024.2592 | 484.2037 | 484.2037 | 484.2037 | 484.2037 | 484.2037 | 484.2037 | 484.2037 | 484.2037 | 484.2037 | 484.2037 | 484.2037 | 484.2037 | 484.2037 | 484.2037 | 484.2037 | 484.2037 | 484.2037 | 484.2037 | 484.2037 | 484.2037 | 484.2037 | 484.2037 | 484.2037 | 484.2037 | 484.2037 | 484.2037 | 484.2037 | 484.2037 | 0 | 0 | 0 | 1514.5072 | 1846.5856 | 2242.777 | 2582.6829 | 2920.5273 | 3382.6296 | 3673.1534 | 3710.9058 | 3455.1617 | 2931.6411 | 2237.3184 | 1459.1251 | 834.3295 | 395.4197 | 164.609 | 58.8788 | 18.0962 | 3.8824 | 0.35194 | 0.23117 | 0 | 0 | 0 | 0 | 0 | 0 | 0 | 0 | 1514.5072 | 3350.5151 | 5568.2289 | 8106.3663 | 10957.1374 | 14237.6621 | 17766.3827 | 21280.8942 | 24480.9494 | 27096.3736 | 28959.736 | 29996.8048 | 30374.2454 | 30293.7242 | 29972.3152 | 29540.974 | 29085.3483 | 28634.1707 | 28198.7913 | 27782.6881 | 27388.4487 | 27009.006 | 26643.9186 | 26292.8391 | 25955.8862 | 0 | 0 | 0 | 0.00051543 | 0.00063287 | 0.0007744429669760043 | 0.0008990062600972523 | 0.001025430483444716 | 0.0011988514948432063 | 0.001315158707416838 | 0.0013435275184235334 | 0.0012661134481656243 | 0.0010883317522251711 | 0.0008421970595237458 | 0.0005573838812602965 | 0.00032364225363501074 | 0.00015582775175019032 | 6.592712574046515E-05 | 2.3973500269260065E-05 | 7.488242912006353E-06 | 1.6320969460369496E-06 | 1.5023638230451221E-07 | 1.0015758820300814E-07 | 0 | 0 | 0 | 0 | 0 | 0 | 0
Commercial Laundry - Dryer Efficiency Retrofit_Grocery_Existing_Commercial gas dryer retrofitted with a two-stage modulating gas valve kit | Commercial Laundry - Dryer Efficiency Retrofit_Grocery_Existing | Commercial Laundry - Dryer Efficiency Retrofit_Commercial_Existing_Commercial gas dryer with no modulating capabilities_Commercial gas dryer retrofitted with a two-stage modulating gas valve kit | Commercial | Grocery | Existing | Miscellaneous | Natural Gas | Commercial Laundry - Dryer Efficiency Retrofit | NEQ | Commercial gas dryer with no modulating capabilities | 10 | 10 | 10 | 462.0293 | 0 | 0 | 0 | 0 | Retro5Med | 8.35569166605469E-06 | TBD | A | WCM340 | 0.7 | 0.42 | Washer | 0.0321 | 276.17729545652566 | 276.1773 | 217.82997951500613 | 217.83 | IL TRM v13 - 4.9.3 - Modulating Commercial Gas Clothes Dryer - CI-MSC-MODD-V02-230101 ¦ IL TRM v13 - 4.9.9 - Commercial Clothes Dryer Moisture Sensor - CI-MSC-CDMS-V02-230101 | IL TRM v13 - 4.9.3 - Modulating Commercial Gas Clothes Dryer - CI-MSC-MODD-V02-230101 ¦ IL TRM v13 - 4.9.9 - Commercial Clothes Dryer Moisture Sensor - CI-MSC-CDMS-V02-230101 | IL TRM v13 - 4.9.3 - Modulating Commercial Gas Clothes Dryer - CI-MSC-MODD-V02-230101 ¦ IL TRM v13 - 4.9.9 - Commercial Clothes Dryer Moisture Sensor - CI-MSC-CDMS-V02-230101 | 0 | 0 | 799.6811 | Commercial gas dryer with no modulating capabilities | Commercial gas dryer with no modulating capabilities | Commercial gas dryer with no modulating capabilities | Commercial gas dryer with no modulating capabilities | Commercial gas dryer with no modulating capabilities | Commercial gas dryer with no modulating capabilities | Commercial gas dryer with no modulating capabilities | Commercial gas dryer with no modulating capabilities | Commercial gas dryer with no modulating capabilities | Commercial gas dryer with no modulating capabilities | Commercial gas dryer with no modulating capabilities | Commercial gas dryer with no modulating capabilities | Commercial gas dryer with no modulating capabilities | Commercial gas dryer with no modulating capabilities | Commercial gas dryer with no modulating capabilities | Commercial gas dryer with no modulating capabilities | Commercial gas dryer with no modulating capabilities | Commercial gas dryer with no modulating capabilities | Commercial gas dryer with no modulating capabilities | Commercial gas dryer with no modulating capabilities | Commercial gas dryer with no modulating capabilities | Commercial gas dryer with no modulating capabilities | Commercial gas dryer with no modulating capabilities | Commercial gas dryer with no modulating capabilities | Commercial gas dryer with no modulating capabilities | Commercial gas dryer with no modulating capabilities | Commercial gas dryer with no modulating capabilities | Commercial gas dryer with no modulating capabilities | 0 | 0 | 0 | 0 | 0 | 0 | 0 | 0 | 0 | 0 | 0 | 0 | 0 | 0 | 0 | 0 | 0 | 0 | 0 | 0 | 0 | 0 | 0 | 0 | 0 | 0 | 0 | 0 | 0 | 0 | 0 | 0 | 0 | 0 | 0 | 0 | 0 | 0 | 0 | 0 | 0 | 0 | 0 | 0 | 0 | 0 | 0 | 0 | 0 | 0 | 0 | 0 | 0 | 0 | 0 | 0 | 0 | 0 | 0 | 0 | 0 | 0 | 0 | 0 | 0 | 0 | 0 | 0 | 0 | 0 | 0 | 0 | 0 | 0 | 0 | 0 | 0 | 0 | 0 | 0 | 0 | 0 | 0 | 0 | 0 | 0 | 0 | 0 | 0 | 0 | 0 | 0 | 0 | 0 | 0 | 0 | 0 | 0 | 0 | 0 | 0 | 0 | 0 | 0 | 0 | 0 | 0 | 0 | 0 | 0 | 0 | 0 | Commercial gas dryer retrofitted with a two-stage modulating gas valve kit | Commercial gas dryer retrofitted with a two-stage modulating gas valve kit | Commercial gas dryer retrofitted with a two-stage modulating gas valve kit | Commercial gas dryer retrofitted with a two-stage modulating gas valve kit | Commercial gas dryer retrofitted with a two-stage modulating gas valve kit | Commercial gas dryer retrofitted with a two-stage modulating gas valve kit | Commercial gas dryer retrofitted with a two-stage modulating gas valve kit | Commercial gas dryer retrofitted with a two-stage modulating gas valve kit | Commercial gas dryer retrofitted with a two-stage modulating gas valve kit | Commercial gas dryer retrofitted with a two-stage modulating gas valve kit | Commercial gas dryer retrofitted with a two-stage modulating gas valve kit | Commercial gas dryer retrofitted with a two-stage modulating gas valve kit | Commercial gas dryer retrofitted with a two-stage modulating gas valve kit | Commercial gas dryer retrofitted with a two-stage modulating gas valve kit | Commercial gas dryer retrofitted with a two-stage modulating gas valve kit | Commercial gas dryer retrofitted with a two-stage modulating gas valve kit | Commercial gas dryer retrofitted with a two-stage modulating gas valve kit | Commercial gas dryer retrofitted with a two-stage modulating gas valve kit | Commercial gas dryer retrofitted with a two-stage modulating gas valve kit | Commercial gas dryer retrofitted with a two-stage modulating gas valve kit | Commercial gas dryer retrofitted with a two-stage modulating gas valve kit | Commercial gas dryer retrofitted with a two-stage modulating gas valve kit | Commercial gas dryer retrofitted with a two-stage modulating gas valve kit | Commercial gas dryer retrofitted with a two-stage modulating gas valve kit | Commercial gas dryer retrofitted with a two-stage modulating gas valve kit | Commercial gas dryer retrofitted with a two-stage modulating gas valve kit | Commercial gas dryer retrofitted with a two-stage modulating gas valve kit | Commercial gas dryer retrofitted with a two-stage modulating gas valve kit | 799.6811 | 799.6811 | 799.6811 | 799.6811 | 799.6811 | 799.6811 | 799.6811 | 799.6811 | 799.6811 | 799.6811 | 799.6811 | 799.6811 | 799.6811 | 799.6811 | 799.6811 | 799.6811 | 799.6811 | 799.6811 | 799.6811 | 799.6811 | 799.6811 | 799.6811 | 799.6811 | 799.6811 | 799.6811 | 799.6811 | 799.6811 | 799.6811 | 462.0293 | 462.0293 | 462.0293 | 462.0293 | 462.0293 | 462.0293 | 462.0293 | 462.0293 | 462.0293 | 462.0293 | 462.0293 | 462.0293 | 462.0293 | 462.0293 | 462.0293 | 462.0293 | 462.0293 | 462.0293 | 462.0293 | 462.0293 | 462.0293 | 462.0293 | 462.0293 | 462.0293 | 462.0293 | 462.0293 | 462.0293 | 462.0293 | 0 | 0 | 0 | 0 | 0 | 0 | 0 | 0 | 0 | 0 | 0 | 0 | 0 | 0 | 0 | 0 | 0 | 0 | 0 | 0 | 0 | 0 | 0 | 0 | 0 | 0 | 0 | 0 | 0 | 0 | 0 | 0 | 0 | 0 | 0 | 0 | 0 | 0 | 0 | 0 | 0 | 0 | 0 | 0 | 0 | 0 | 0 | 0 | 0 | 0 | 0 | 0 | 0 | 0 | 0 | 0 | 0 | 0 | 0 | 0 | 0 | 0 | 0 | 0 | 0 | 0 | 0 | 0 | 0 | 0 | 0 | 0 | 0 | 0 | 0 | 0 | 0 | 0 | 0 | 0 | 0 | 0 | 0 | 0 | 0 | 0 | 0 | 0 | 0 | 0 | 0 | 0 | 0 | 0 | 0 | 0 | 0 | 0 | 0 | 0 | 0 | 0 | 0 | 0 | 0 | 0 | 0 | 0 | 0 | 0 | 0 | 0 | Commercial gas dryer retrofitted with a two-stage modulating gas valve kit | Commercial gas dryer retrofitted with a two-stage modulating gas valve kit | Commercial gas dryer retrofitted with a two-stage modulating gas valve kit | Commercial gas dryer retrofitted with a two-stage modulating gas valve kit | Commercial gas dryer retrofitted with a two-stage modulating gas valve kit | Commercial gas dryer retrofitted with a two-stage modulating gas valve kit | Commercial gas dryer retrofitted with a two-stage modulating gas valve kit | Commercial gas dryer retrofitted with a two-stage modulating gas valve kit | Commercial gas dryer retrofitted with a two-stage modulating gas valve kit | Commercial gas dryer retrofitted with a two-stage modulating gas valve kit | Commercial gas dryer retrofitted with a two-stage modulating gas valve kit | Commercial gas dryer retrofitted with a two-stage modulating gas valve kit | Commercial gas dryer retrofitted with a two-stage modulating gas valve kit | Commercial gas dryer retrofitted with a two-stage modulating gas valve kit | Commercial gas dryer retrofitted with a two-stage modulating gas valve kit | Commercial gas dryer retrofitted with a two-stage modulating gas valve kit | Commercial gas dryer retrofitted with a two-stage modulating gas valve kit | Commercial gas dryer retrofitted with a two-stage modulating gas valve kit | Commercial gas dryer retrofitted with a two-stage modulating gas valve kit | Commercial gas dryer retrofitted with a two-stage modulating gas valve kit | Commercial gas dryer retrofitted with a two-stage modulating gas valve kit | Commercial gas dryer retrofitted with a two-stage modulating gas valve kit | Commercial gas dryer retrofitted with a two-stage modulating gas valve kit | Commercial gas dryer retrofitted with a two-stage modulating gas valve kit | Commercial gas dryer retrofitted with a two-stage modulating gas valve kit | Commercial gas dryer retrofitted with a two-stage modulating gas valve kit | Commercial gas dryer retrofitted with a two-stage modulating gas valve kit | Commercial gas dryer retrofitted with a two-stage modulating gas valve kit | 799.6811 | 799.6811 | 799.6811 | 799.6811 | 799.6811 | 799.6811 | 799.6811 | 799.6811 | 799.6811 | 799.6811 | 799.6811 | 799.6811 | 799.6811 | 799.6811 | 799.6811 | 799.6811 | 799.6811 | 799.6811 | 799.6811 | 799.6811 | 799.6811 | 799.6811 | 799.6811 | 799.6811 | 799.6811 | 799.6811 | 799.6811 | 799.6811 | 462.0293 | 462.0293 | 462.0293 | 462.0293 | 462.0293 | 462.0293 | 462.0293 | 462.0293 | 462.0293 | 462.0293 | 462.0293 | 462.0293 | 462.0293 | 462.0293 | 462.0293 | 462.0293 | 462.0293 | 462.0293 | 462.0293 | 462.0293 | 462.0293 | 462.0293 | 462.0293 | 462.0293 | 462.0293 | 462.0293 | 462.0293 | 462.0293 | 0 | 0 | 0 | 0 | 0 | 0 | 0 | 0 | 0 | 0 | 0 | 0 | 0 | 0 | 0 | 0 | 0 | 0 | 0 | 0 | 0 | 0 | 0 | 0 | 0 | 0 | 0 | 0 | 0 | 0 | 0 | 0 | 0 | 0 | 0 | 0 | 0 | 0 | 0 | 0 | 0 | 0 | 0 | 0 | 0 | 0 | 0 | 0 | 0 | 0 | 0 | 0 | 0 | 0 | 0 | 0 | 0 | 0 | 0 | 0 | 0 | 0 | 0 | 0 | 0 | 0 | 0 | 0 | 0 | 0 | 0 | 0 | 0 | 0 | 0 | 0 | 0 | 0 | 0 | 0 | 0 | 0 | 0 | 0 | 0 | 0
Conveyor Oven_Miscellaneous_New_Efficient (>42% Baking Efficiency) | Conveyor Oven_Miscellaneous_New | Conveyor Oven_Commercial_New_Standard_Efficient (>42% Baking Efficiency) | Commercial | Miscellaneous | New | Food Preparation | Natural Gas | Conveyor Oven | EQ | Standard | 15 | 9 | 12 | 503.0416 | 0 | 0 | 0.012735 | 1 | LO3Slow | 0.996 | n/a | A | WCE244 | 0.33567023755862224 | 0.20140214253517333 | 1 units | 0.0321 | 1035.5084575927913 | 1035.5085 | 462.91160323141617 | 462.9116 | CA eTRM - Conveyor Oven, Gas, Commercial - SWFS008-03 | CA eTRM - Conveyor Oven, Gas, Commercial - SWFS008-03 | CA eTRM - Conveyor Oven, Gas, Commercial - SWFS008-03 | 0 | 0 | 2056.5525 | Standard | Standard | Standard | Standard | Standard | Standard | Standard | Standard | Standard | Standard | Standard | Standard | Standard | Standard | Standard | Standard | Standard | Standard | Standard | Standard | Standard | Standard | Standard | Standard | Standard | Standard | Standard | Standard | 0 | 0 | 0 | 0 | 0 | 0 | 0 | 0 | 0 | 0 | 0 | 0 | 0 | 0 | 0 | 0 | 0 | 0 | 0 | 0 | 0 | 0 | 0 | 0 | 0 | 0 | 0 | 0 | 0 | 0 | 0 | 0 | 0 | 0 | 0 | 0 | 0 | 0 | 0 | 0 | 0 | 0 | 0 | 0 | 0 | 0 | 0 | 0 | 0 | 0 | 0 | 0 | 0 | 0 | 0 | 0 | 0 | 0 | 0 | 0 | 0 | 0 | 0 | 0 | 0 | 0 | 0 | 0 | 0 | 0 | 0 | 0 | 0 | 0 | 0 | 0 | 0 | 0 | 0 | 0 | 0 | 0 | 0 | 0 | 0 | 0 | 0 | 0 | 0 | 0 | 0 | 0 | 0 | 0 | 0 | 0 | 0 | 0 | 0 | 0 | 0 | 0 | 0 | 0 | 0 | 0 | 0 | 0 | 0 | 0 | 0 | 0 | Efficient (>42% Baking Efficiency) | Efficient (>42% Baking Efficiency) | Efficient (>42% Baking Efficiency) | Efficient (>42% Baking Efficiency) | Efficient (>42% Baking Efficiency) | Efficient (>42% Baking Efficiency) | Efficient (>42% Baking Efficiency) | Efficient (>42% Baking Efficiency) | Efficient (>42% Baking Efficiency) | Efficient (>42% Baking Efficiency) | Efficient (>42% Baking Efficiency) | Efficient (>42% Baking Efficiency) | Efficient (>42% Baking Efficiency) | Efficient (>42% Baking Efficiency) | Efficient (>42% Baking Efficiency) | Efficient (>42% Baking Efficiency) | Efficient (>42% Baking Efficiency) | Efficient (>42% Baking Efficiency) | Efficient (>42% Baking Efficiency) | Efficient (>42% Baking Efficiency) | Efficient (>42% Baking Efficiency) | Efficient (>42% Baking Efficiency) | Efficient (>42% Baking Efficiency) | Efficient (>42% Baking Efficiency) | Efficient (>42% Baking Efficiency) | Efficient (>42% Baking Efficiency) | Efficient (>42% Baking Efficiency) | Efficient (>42% Baking Efficiency) | 2056.5525 | 2056.5525 | 2056.5525 | 2056.5525 | 2056.5525 | 2056.5525 | 2056.5525 | 2056.5525 | 2056.5525 | 2056.5525 | 2056.5525 | 2056.5525 | 2056.5525 | 2056.5525 | 2056.5525 | 2056.5525 | 2056.5525 | 2056.5525 | 2056.5525 | 2056.5525 | 2056.5525 | 2056.5525 | 2056.5525 | 2056.5525 | 2056.5525 | 2056.5525 | 2056.5525 | 2056.5525 | 503.0416 | 503.0416 | 503.0416 | 503.0416 | 503.0416 | 503.0416 | 503.0416 | 503.0416 | 503.0416 | 503.0416 | 503.0416 | 503.0416 | 503.0416 | 503.0416 | 503.0416 | 503.0416 | 503.0416 | 503.0416 | 503.0416 | 503.0416 | 503.0416 | 503.0416 | 503.0416 | 503.0416 | 503.0416 | 503.0416 | 503.0416 | 503.0416 | 0 | 0 | 0 | 0 | 0 | 0 | 0 | 0 | 0 | 0 | 0 | 0 | 0 | 0 | 0 | 0 | 0 | 0 | 0 | 0 | 0 | 0 | 0 | 0 | 0 | 0 | 0 | 0 | 0 | 0 | 0 | 0 | 0 | 0 | 0 | 0 | 0 | 0 | 0 | 0 | 0 | 0 | 0 | 0 | 0 | 0 | 0 | 0 | 0 | 0 | 0 | 0 | 0 | 0 | 0 | 0 | 0 | 0 | 0 | 0 | 0 | 0 | 0 | 0 | 0 | 0 | 0 | 0 | 0 | 0 | 0 | 0 | 0 | 0 | 0 | 0 | 0 | 0 | 0 | 0 | 0 | 0 | 0 | 0 | 0 | 0 | 0 | 0 | 0 | 0 | 0 | 0 | 0 | 0 | 0 | 0 | 0 | 0 | 0 | 0 | 0 | 0 | 0 | 0 | 0 | 0 | 0 | 0 | 0 | 0 | 0 | 0 | Efficient (>42% Baking Efficiency) | Efficient (>42% Baking Efficiency) | Efficient (>42% Baking Efficiency) | Efficient (>42% Baking Efficiency) | Efficient (>42% Baking Efficiency) | Efficient (>42% Baking Efficiency) | Efficient (>42% Baking Efficiency) | Efficient (>42% Baking Efficiency) | Efficient (>42% Baking Efficiency) | Efficient (>42% Baking Efficiency) | Efficient (>42% Baking Efficiency) | Efficient (>42% Baking Efficiency) | Efficient (>42% Baking Efficiency) | Efficient (>42% Baking Efficiency) | Efficient (>42% Baking Efficiency) | Efficient (>42% Baking Efficiency) | Efficient (>42% Baking Efficiency) | Efficient (>42% Baking Efficiency) | Efficient (>42% Baking Efficiency) | Efficient (>42% Baking Efficiency) | Efficient (>42% Baking Efficiency) | Efficient (>42% Baking Efficiency) | Efficient (>42% Baking Efficiency) | Efficient (>42% Baking Efficiency) | Efficient (>42% Baking Efficiency) | Efficient (>42% Baking Efficiency) | Efficient (>42% Baking Efficiency) | Efficient (>42% Baking Efficiency) | 2056.5525 | 2056.5525 | 2056.5525 | 2056.5525 | 2056.5525 | 2056.5525 | 2056.5525 | 2056.5525 | 2056.5525 | 2056.5525 | 2056.5525 | 2056.5525 | 2056.5525 | 2056.5525 | 2056.5525 | 2056.5525 | 2056.5525 | 2056.5525 | 2056.5525 | 2056.5525 | 2056.5525 | 2056.5525 | 2056.5525 | 2056.5525 | 2056.5525 | 2056.5525 | 2056.5525 | 2056.5525 | 503.0416 | 503.0416 | 503.0416 | 503.0416 | 503.0416 | 503.0416 | 503.0416 | 503.0416 | 503.0416 | 503.0416 | 503.0416 | 503.0416 | 503.0416 | 503.0416 | 503.0416 | 503.0416 | 503.0416 | 503.0416 | 503.0416 | 503.0416 | 503.0416 | 503.0416 | 503.0416 | 503.0416 | 503.0416 | 503.0416 | 503.0416 | 503.0416 | 0 | 0 | 0 | 0 | 0 | 0 | 0 | 0 | 0 | 0 | 0 | 0 | 0 | 0 | 0 | 0 | 0 | 0 | 0 | 0 | 0 | 0 | 0 | 0 | 0 | 0 | 0 | 0 | 0 | 0 | 0 | 0 | 0 | 0 | 0 | 0 | 0 | 0 | 0 | 0 | 0 | 0 | 0 | 0 | 0 | 0 | 0 | 0 | 0 | 0 | 0 | 0 | 0 | 0 | 0 | 0 | 0 | 0 | 0 | 0 | 0 | 0 | 0 | 0 | 0 | 0 | 0 | 0 | 0 | 0 | 0 | 0 | 0 | 0 | 0 | 0 | 0 | 0 | 0 | 0 | 0 | 0 | 0 | 0 | 0 | 0
Conveyor Oven_Miscellaneous_Existing_Efficient (>42% Baking Efficiency) | Conveyor Oven_Miscellaneous_Existing | Conveyor Oven_Commercial_Existing_Standard_Efficient (>42% Baking Efficiency) | Commercial | Miscellaneous | Existing | Food Preparation | Natural Gas | Conveyor Oven | EQ | Standard | 15 | 9 | 12 | 503.0416 | 0 | 0 | 0.012735 | 1 | LO3Slow | 0.996 | n/a | A | WCE230 | 0.33567023755862224 | 0.20140214253517333 | 1 units | 0.0321 | 1035.5084575927913 | 1035.5085 | 462.91160323141617 | 462.9116 | CA eTRM - Conveyor Oven, Gas, Commercial - SWFS008-03 | CA eTRM - Conveyor Oven, Gas, Commercial - SWFS008-03 | CA eTRM - Conveyor Oven, Gas, Commercial - SWFS008-03 | 0 | 0 | 2056.5525 | Standard | Standard | Standard | Standard | Standard | Standard | Standard | Standard | Standard | Standard | Standard | Standard | Standard | Standard | Standard | Standard | Standard | Standard | Standard | Standard | Standard | Standard | Standard | Standard | Standard | Standard | Standard | Standard | 0 | 0 | 0 | 70.3514 | 77.624 | 83.8575 | 89.2006 | 93.7804 | 97.7059 | 101.0706 | 103.9547 | 96.528 | 91.5764 | 88.5443 | 86.9842 | 16.1861 | 9.2941 | 4.0408 | 15.2401 | 13.063 | 11.1968 | 8.1832 | 4.59 | 10.7162 | 14.1078 | 15.5485 | 15.6353 | 14.8192 | 0 | 0 | 0 | 70.3514 | 147.9754 | 231.8329 | 321.0335 | 414.8139 | 512.5198 | 613.5904 | 717.5451 | 814.0731 | 905.6496 | 984.1437 | 1051.4243 | 1109.0934 | 1158.5241 | 1200.8933 | 1252.351 | 1299.3416 | 1321.594 | 1340.6674 | 1357.0161 | 1371.0293 | 1383.0405 | 1393.3359 | 1402.1605 | 1409.7245 | 0 | 0 | 0 | 0.14070288012806195 | 0.1552479014765479 | 0.16771506263239305 | 0.17840120076597454 | 0.18756074773761583 | 0.19541178799902265 | 0.2021412510802285 | 0.20790936229269072 | 0.19305606744888568 | 0.18315287046402037 | 0.17708858613031203 | 0.1739684883226315 | 0.032372261667392474 | 0.01858810588612379 | 0.008081621926699187 | 0.03048022529281985 | 0.026125907393845637 | 0.022393634909010432 | 0.016366345612184332 | 0.009179955789519929 | 0.021432343124724168 | 0.028215679305371236 | 0.031096933514817512 | 0.031270635335710235 | 0.02963849958849784 | 0 | 0 | 0 | 0.14070288012806195 | 0.29595078160460986 | 0.4636658442370029 | 0.6420670450029774 | 0.8296277927405933 | 1.0250395807396158 | 1.2271808318198445 | 1.4350901941125351 | 1.6281462615614206 | 1.811299132025441 | 1.988387718155753 | 2.1623562064783846 | 2.194728468145777 | 2.2133165740319005 | 2.2213981959585998 | 2.2518784212514196 | 2.2780043286452654 | 2.3003979635542757 | 2.31676430916646 | 2.32594426495598 | 2.347376608080704 | 2.3755922873860755 | 2.406689220900893 | 2.437959856236603 | 2.467598355825101 | Efficient (>42% Baking Efficiency) | Efficient (>42% Baking Efficiency) | Efficient (>42% Baking Efficiency) | Efficient (>42% Baking Efficiency) | Efficient (>42% Baking Efficiency) | Efficient (>42% Baking Efficiency) | Efficient (>42% Baking Efficiency) | Efficient (>42% Baking Efficiency) | Efficient (>42% Baking Efficiency) | Efficient (>42% Baking Efficiency) | Efficient (>42% Baking Efficiency) | Efficient (>42% Baking Efficiency) | Efficient (>42% Baking Efficiency) | Efficient (>42% Baking Efficiency) | Efficient (>42% Baking Efficiency) | Efficient (>42% Baking Efficiency) | Efficient (>42% Baking Efficiency) | Efficient (>42% Baking Efficiency) | Efficient (>42% Baking Efficiency) | Efficient (>42% Baking Efficiency) | Efficient (>42% Baking Efficiency) | Efficient (>42% Baking Efficiency) | Efficient (>42% Baking Efficiency) | Efficient (>42% Baking Efficiency) | Efficient (>42% Baking Efficiency) | Efficient (>42% Baking Efficiency) | Efficient (>42% Baking Efficiency) | Efficient (>42% Baking Efficiency) | 2056.5525 | 2056.5525 | 2056.5525 | 2056.5525 | 2056.5525 | 2056.5525 | 2056.5525 | 2056.5525 | 2056.5525 | 2056.5525 | 2056.5525 | 2056.5525 | 2056.5525 | 2056.5525 | 2056.5525 | 2056.5525 | 2056.5525 | 2056.5525 | 2056.5525 | 2056.5525 | 2056.5525 | 2056.5525 | 2056.5525 | 2056.5525 | 2056.5525 | 2056.5525 | 2056.5525 | 2056.5525 | 503.0416 | 503.0416 | 503.0416 | 503.0416 | 503.0416 | 503.0416 | 503.0416 | 503.0416 | 503.0416 | 503.0416 | 503.0416 | 503.0416 | 503.0416 | 503.0416 | 503.0416 | 503.0416 | 503.0416 | 503.0416 | 503.0416 | 503.0416 | 503.0416 | 503.0416 | 503.0416 | 503.0416 | 503.0416 | 503.0416 | 503.0416 | 503.0416 | 0 | 0 | 0 | 0.33081 | 0.93876 | 2.2538 | 4.7051 | 8.7206 | 14.5903 | 22.34 | 31.6739 | 38.1074 | 44.4028 | 50.3778 | 55.89 | 60.5155 | 64.2712 | 66.7438 | 79.8165 | 79.4767 | 76.43 | 69.6595 | 60.22 | 53.0502 | 45.4289 | 38.101 | 31.3366 | 25.307 | 0 | 0 | 0 | 0.33081 | 1.2696 | 3.5234 | 8.2284 | 16.949 | 31.5394 | 53.8794 | 85.5533 | 123.6607 | 168.0635 | 218.394 | 274.1094 | 334.4841 | 398.6176 | 465.4468 | 546.0253 | 627.6515 | 708.4182 | 786.0078 | 858.824 | 925.7182 | 985.5984 | 1038.0021 | 1082.7336 | 1119.8861 | 0 | 0 | 0 | 0.0006616190266563166 | 0.001877526295527386 | 0.004507628646792906 | 0.009410113243031766 | 0.0174411734363839 | 0.029180652938056925 | 0.04468007596824313 | 0.06334783174793286 | 0.07621475735292006 | 0.0888055531665361 | 0.10075560120143365 | 0.11177998384022735 | 0.12103106577069934 | 0.12854231970925217 | 0.1334876356085649 | 0.15963299855907007 | 0.1589534321391378 | 0.15285995102825092 | 0.13931895571324632 | 0.12043998494046662 | 0.10610039163464831 | 0.09085771413744677 | 0.07620209049692646 | 0.0626732712693631 | 0.050613910379004035 | 0 | 0 | 0 | 0.0006616190266563166 | 0.0025391453221837025 | 0.007046773968976609 | 0.016456887212008376 | 0.03389806064839227 | 0.0630787135864492 | 0.10775878955469233 | 0.1711066213026252 | 0.24732137865554524 | 0.3361269318220813 | 0.43688253302351493 | 0.5486625168637422 | 0.6696935826344417 | 0.7982359023436938 | 0.9317235379522587 | 1.091356536511329 | 1.2503099686504666 | 1.4031699196787175 | 1.5424888753919639 | 1.6629288603324306 | 1.769029251967079 | 1.8598869661045259 | 1.9360890566014521 | 1.9987623278708153 | 2.049376238249819 | Efficient (>42% Baking Efficiency) | Efficient (>42% Baking Efficiency) | Efficient (>42% Baking Efficiency) | Efficient (>42% Baking Efficiency) | Efficient (>42% Baking Efficiency) | Efficient (>42% Baking Efficiency) | Efficient (>42% Baking Efficiency) | Efficient (>42% Baking Efficiency) | Efficient (>42% Baking Efficiency) | Efficient (>42% Baking Efficiency) | Efficient (>42% Baking Efficiency) | Efficient (>42% Baking Efficiency) | Efficient (>42% Baking Efficiency) | Efficient (>42% Baking Efficiency) | Efficient (>42% Baking Efficiency) | Efficient (>42% Baking Efficiency) | Efficient (>42% Baking Efficiency) | Efficient (>42% Baking Efficiency) | Efficient (>42% Baking Efficiency) | Efficient (>42% Baking Efficiency) | Efficient (>42% Baking Efficiency) | Efficient (>42% Baking Efficiency) | Efficient (>42% Baking Efficiency) | Efficient (>42% Baking Efficiency) | Efficient (>42% Baking Efficiency) | Efficient (>42% Baking Efficiency) | Efficient (>42% Baking Efficiency) | Efficient (>42% Baking Efficiency) | 2056.5525 | 2056.5525 | 2056.5525 | 2056.5525 | 2056.5525 | 2056.5525 | 2056.5525 | 2056.5525 | 2056.5525 | 2056.5525 | 2056.5525 | 2056.5525 | 2056.5525 | 2056.5525 | 2056.5525 | 2056.5525 | 2056.5525 | 2056.5525 | 2056.5525 | 2056.5525 | 2056.5525 | 2056.5525 | 2056.5525 | 2056.5525 | 2056.5525 | 2056.5525 | 2056.5525 | 2056.5525 | 503.0416 | 503.0416 | 503.0416 | 503.0416 | 503.0416 | 503.0416 | 503.0416 | 503.0416 | 503.0416 | 503.0416 | 503.0416 | 503.0416 | 503.0416 | 503.0416 | 503.0416 | 503.0416 | 503.0416 | 503.0416 | 503.0416 | 503.0416 | 503.0416 | 503.0416 | 503.0416 | 503.0416 | 503.0416 | 503.0416 | 503.0416 | 503.0416 | 0 | 0 | 0 | 0.33081 | 0.93876 | 2.2538 | 4.7051 | 8.7206 | 14.5903 | 22.34 | 31.6739 | 38.1074 | 44.4028 | 50.3778 | 55.89 | 60.5155 | 64.2712 | 66.7438 | 79.8165 | 79.4767 | 76.43 | 69.6595 | 60.22 | 53.0502 | 45.4289 | 38.101 | 31.3366 | 25.307 | 0 | 0 | 0 | 0.33081 | 1.2696 | 3.5234 | 8.2284 | 16.949 | 31.5394 | 53.8794 | 85.5533 | 123.6607 | 168.0635 | 218.394 | 274.1094 | 334.4841 | 398.6176 | 465.4468 | 546.0253 | 627.6515 | 708.4182 | 786.0078 | 858.824 | 925.7182 | 985.5984 | 1038.0021 | 1082.7336 | 1119.8861 | 0 | 0 | 0 | 0.00066162 | 0.0018775 | 0.004507628646792906 | 0.009410113243031766 | 0.0174411734363839 | 0.029180652938056925 | 0.04468007596824313 | 0.06334783174793286 | 0.07621475735292006 | 0.08880555316653616 | 0.10075560120143365 | 0.11177998384022735 | 0.12103106577069934 | 0.12854231970925217 | 0.1334876356085649 | 0.15963299855907007 | 0.15895343213913787 | 0.15285995102825098 | 0.1393189557132462 | 0.12043998494046672 | 0.10610039163464821 | 0.09085771413744692 | 0.07620209049692646 | 0.06267327126936321 | 0.05061391037900394 | 0 | 0
Conveyor Oven_Lodging_New_Efficient (>42% Baking Efficiency) | Conveyor Oven_Lodging_New | Conveyor Oven_Commercial_New_Standard_Efficient (>42% Baking Efficiency) | Commercial | Lodging | New | Food Preparation | Natural Gas | Conveyor Oven | EQ | Standard | 15 | 9 | 12 | 498.1816 | 0 | 0 | 0.028774 | 1 | LO3Slow | 0.996 | n/a | A | WCE188 | 0.33567023755862224 | 0.20140214253517333 | 1 units | 0.0321 | 1035.50845759279 | 1035.5085 | 462.91160323141577 | 462.9116 | CA eTRM - Conveyor Oven, Gas, Commercial - SWFS008-03 | CA eTRM - Conveyor Oven, Gas, Commercial - SWFS008-03 | CA eTRM - Conveyor Oven, Gas, Commercial - SWFS008-03 | 0 | 0 | 2061.9182 | Standard | Standard | Standard | Standard | Standard | Standard | Standard | Standard | Standard | Standard | Standard | Standard | Standard | Standard | Standard | Standard | Standard | Standard | Standard | Standard | Standard | Standard | Standard | Standard | Standard | Standard | Standard | Standard | 0 | 0 | 0 | 0 | 0 | 0 | 0 | 0 | 0 | 0 | 0 | 0 | 0 | 0 | 0 | 0 | 0 | 0 | 0 | 0 | 0 | 0 | 0 | 0 | 0 | 0 | 0 | 0 | 0 | 0 | 0 | 0 | 0 | 0 | 0 | 0 | 0 | 0 | 0 | 0 | 0 | 0 | 0 | 0 | 0 | 0 | 0 | 0 | 0 | 0 | 0 | 0 | 0 | 0 | 0 | 0 | 0 | 0 | 0 | 0 | 0 | 0 | 0 | 0 | 0 | 0 | 0 | 0 | 0 | 0 | 0 | 0 | 0 | 0 | 0 | 0 | 0 | 0 | 0 | 0 | 0 | 0 | 0 | 0 | 0 | 0 | 0 | 0 | 0 | 0 | 0 | 0 | 0 | 0 | 0 | 0 | 0 | 0 | 0 | 0 | 0 | 0 | 0 | 0 | 0 | 0 | 0 | 0 | 0 | 0 | 0 | 0 | Efficient (>42% Baking Efficiency) | Efficient (>42% Baking Efficiency) | Efficient (>42% Baking Efficiency) | Efficient (>42% Baking Efficiency) | Efficient (>42% Baking Efficiency) | Efficient (>42% Baking Efficiency) | Efficient (>42% Baking Efficiency) | Efficient (>42% Baking Efficiency) | Efficient (>42% Baking Efficiency) | Efficient (>42% Baking Efficiency) | Efficient (>42% Baking Efficiency) | Efficient (>42% Baking Efficiency) | Efficient (>42% Baking Efficiency) | Efficient (>42% Baking Efficiency) | Efficient (>42% Baking Efficiency) | Efficient (>42% Baking Efficiency) | Efficient (>42% Baking Efficiency) | Efficient (>42% Baking Efficiency) | Efficient (>42% Baking Efficiency) | Efficient (>42% Baking Efficiency) | Efficient (>42% Baking Efficiency) | Efficient (>42% Baking Efficiency) | Efficient (>42% Baking Efficiency) | Efficient (>42% Baking Efficiency) | Efficient (>42% Baking Efficiency) | Efficient (>42% Baking Efficiency) | Efficient (>42% Baking Efficiency) | Efficient (>42% Baking Efficiency) | 2061.9182 | 2061.9182 | 2061.9182 | 2061.9182 | 2061.9182 | 2061.9182 | 2061.9182 | 2061.9182 | 2061.9182 | 2061.9182 | 2061.9182 | 2061.9182 | 2061.9182 | 2061.9182 | 2061.9182 | 2061.9182 | 2061.9182 | 2061.9182 | 2061.9182 | 2061.9182 | 2061.9182 | 2061.9182 | 2061.9182 | 2061.9182 | 2061.9182 | 2061.9182 | 2061.9182 | 2061.9182 | 498.1816 | 498.1816 | 498.1816 | 498.1816 | 498.1816 | 498.1816 | 498.1816 | 498.1816 | 498.1816 | 498.1816 | 498.1816 | 498.1816 | 498.1816 | 498.1816 | 498.1816 | 498.1816 | 498.1816 | 498.1816 | 498.1816 | 498.1816 | 498.1816 | 498.1816 | 498.1816 | 498.1816 | 498.1816 | 498.1816 | 498.1816 | 498.1816 | 0 | 0 | 0 | 0 | 0 | 0 | 0 | 0 | 0 | 0 | 0 | 0 | 0 | 0 | 0 | 0 | 0 | 0 | 0 | 0 | 0 | 0 | 0 | 0 | 0 | 0 | 0 | 0 | 0 | 0 | 0 | 0 | 0 | 0 | 0 | 0 | 0 | 0 | 0 | 0 | 0 | 0 | 0 | 0 | 0 | 0 | 0 | 0 | 0 | 0 | 0 | 0 | 0 | 0 | 0 | 0 | 0 | 0 | 0 | 0 | 0 | 0 | 0 | 0 | 0 | 0 | 0 | 0 | 0 | 0 | 0 | 0 | 0 | 0 | 0 | 0 | 0 | 0 | 0 | 0 | 0 | 0 | 0 | 0 | 0 | 0 | 0 | 0 | 0 | 0 | 0 | 0 | 0 | 0 | 0 | 0 | 0 | 0 | 0 | 0 | 0 | 0 | 0 | 0 | 0 | 0 | 0 | 0 | 0 | 0 | 0 | 0 | Efficient (>42% Baking Efficiency) | Efficient (>42% Baking Efficiency) | Efficient (>42% Baking Efficiency) | Efficient (>42% Baking Efficiency) | Efficient (>42% Baking Efficiency) | Efficient (>42% Baking Efficiency) | Efficient (>42% Baking Efficiency) | Efficient (>42% Baking Efficiency) | Efficient (>42% Baking Efficiency) | Efficient (>42% Baking Efficiency) | Efficient (>42% Baking Efficiency) | Efficient (>42% Baking Efficiency) | Efficient (>42% Baking Efficiency) | Efficient (>42% Baking Efficiency) | Efficient (>42% Baking Efficiency) | Efficient (>42% Baking Efficiency) | Efficient (>42% Baking Efficiency) | Efficient (>42% Baking Efficiency) | Efficient (>42% Baking Efficiency) | Efficient (>42% Baking Efficiency) | Efficient (>42% Baking Efficiency) | Efficient (>42% Baking Efficiency) | Efficient (>42% Baking Efficiency) | Efficient (>42% Baking Efficiency) | Efficient (>42% Baking Efficiency) | Efficient (>42% Baking Efficiency) | Efficient (>42% Baking Efficiency) | Efficient (>42% Baking Efficiency) | 2061.9182 | 2061.9182 | 2061.9182 | 2061.9182 | 2061.9182 | 2061.9182 | 2061.9182 | 2061.9182 | 2061.9182 | 2061.9182 | 2061.9182 | 2061.9182 | 2061.9182 | 2061.9182 | 2061.9182 | 2061.9182 | 2061.9182 | 2061.9182 | 2061.9182 | 2061.9182 | 2061.9182 | 2061.9182 | 2061.9182 | 2061.9182 | 2061.9182 | 2061.9182 | 2061.9182 | 2061.9182 | 498.1816 | 498.1816 | 498.1816 | 498.1816 | 498.1816 | 498.1816 | 498.1816 | 498.1816 | 498.1816 | 498.1816 | 498.1816 | 498.1816 | 498.1816 | 498.1816 | 498.1816 | 498.1816 | 498.1816 | 498.1816 | 498.1816 | 498.1816 | 498.1816 | 498.1816 | 498.1816 | 498.1816 | 498.1816 | 498.1816 | 498.1816 | 498.1816 | 0 | 0 | 0 | 0 | 0 | 0 | 0 | 0 | 0 | 0 | 0 | 0 | 0 | 0 | 0 | 0 | 0 | 0 | 0 | 0 | 0 | 0 | 0 | 0 | 0 | 0 | 0 | 0 | 0 | 0 | 0 | 0 | 0 | 0 | 0 | 0 | 0 | 0 | 0 | 0 | 0 | 0 | 0 | 0 | 0 | 0 | 0 | 0 | 0 | 0 | 0 | 0 | 0 | 0 | 0 | 0 | 0 | 0 | 0 | 0 | 0 | 0 | 0 | 0 | 0 | 0 | 0 | 0 | 0 | 0 | 0 | 0 | 0 | 0 | 0 | 0 | 0 | 0 | 0 | 0 | 0 | 0 | 0 | 0 | 0 | 0
Conveyor Oven_Lodging_Existing_Efficient (>42% Baking Efficiency) | Conveyor Oven_Lodging_Existing | Conveyor Oven_Commercial_Existing_Standard_Efficient (>42% Baking Efficiency) | Commercial | Lodging | Existing | Food Preparation | Natural Gas | Conveyor Oven | EQ | Standard | 15 | 9 | 12 | 498.1816 | 0 | 0 | 0.028774 | 1 | LO3Slow | 0.996 | n/a | A | WCE174 | 0.33567023755862224 | 0.20140214253517333 | 1 units | 0.0321 | 1035.50845759279 | 1035.5085 | 462.91160323141577 | 462.9116 | CA eTRM - Conveyor Oven, Gas, Commercial - SWFS008-03 | CA eTRM - Conveyor Oven, Gas, Commercial - SWFS008-03 | CA eTRM - Conveyor Oven, Gas, Commercial - SWFS008-03 | 0 | 0 | 2061.9182 | Standard | Standard | Standard | Standard | Standard | Standard | Standard | Standard | Standard | Standard | Standard | Standard | Standard | Standard | Standard | Standard | Standard | Standard | Standard | Standard | Standard | Standard | Standard | Standard | Standard | Standard | Standard | Standard | 0 | 0 | 0 | 292.8755 | 323.1512 | 349.1018 | 371.3452 | 390.4109 | 406.753 | 420.7605 | 432.7669 | 401.8495 | 381.2359 | 368.613 | 362.1184 | 67.3834 | 38.6915 | 16.822 | 63.4451 | 54.3815 | 46.6127 | 34.0668 | 19.1082 | 44.6118 | 58.7314 | 64.7288 | 65.0904 | 61.6931 | 0 | 0 | 0 | 292.8755 | 616.0267 | 965.1285 | 1336.4737 | 1726.8846 | 2133.6376 | 2554.3982 | 2987.1651 | 3389.0146 | 3770.2505 | 4097.0241 | 4377.1158 | 4617.1943 | 4822.976 | 4999.3602 | 5213.5805 | 5409.2042 | 5501.8416 | 5581.245 | 5649.3051 | 5707.6424 | 5757.6457 | 5800.5057 | 5837.2429 | 5868.7318 | 0 | 0 | 0 | 0.5857509634592082 | 0.6463023911247691 | 0.6982036148381066 | 0.7426903780209676 | 0.7808218893205628 | 0.8135060418630728 | 0.8415210297566528 | 0.8655338765225784 | 0.8036990956184223 | 0.7624717435561792 | 0.7372259178280405 | 0.7242368425847161 | 0.13476684659027804 | 0.07738292863492817 | 0.03364407200171467 | 0.1268902336289998 | 0.10876305739628485 | 0.09322547776824491 | 0.06813366366003314 | 0.03821647391531783 | 0.08922358677426778 | 0.11746285024680966 | 0.12945761131792435 | 0.1301807380147636 | 0.12338610036729006 | 0 | 0 | 0 | 0.5857509634592082 | 1.2320533545839774 | 1.930256969422084 | 2.6729473474430514 | 3.4537692367636144 | 4.267275278626688 | 5.10879630838334 | 5.974330184905918 | 6.778029280524342 | 7.540501024080521 | 8.27772694190856 | 9.001963784493277 | 9.136730631083555 | 9.214113559718482 | 9.247757631720198 | 9.374647865349198 | 9.483410922745483 | 9.576636400513728 | 9.64477006417376 | 9.682986538089079 | 9.772210124863346 | 9.889672975110155 | 10.01913058642808 | 10.149311324442843 | 10.272697424810135 | Efficient (>42% Baking Efficiency) | Efficient (>42% Baking Efficiency) | Efficient (>42% Baking Efficiency) | Efficient (>42% Baking Efficiency) | Efficient (>42% Baking Efficiency) | Efficient (>42% Baking Efficiency) | Efficient (>42% Baking Efficiency) | Efficient (>42% Baking Efficiency) | Efficient (>42% Baking Efficiency) | Efficient (>42% Baking Efficiency) | Efficient (>42% Baking Efficiency) | Efficient (>42% Baking Efficiency) | Efficient (>42% Baking Efficiency) | Efficient (>42% Baking Efficiency) | Efficient (>42% Baking Efficiency) | Efficient (>42% Baking Efficiency) | Efficient (>42% Baking Efficiency) | Efficient (>42% Baking Efficiency) | Efficient (>42% Baking Efficiency) | Efficient (>42% Baking Efficiency) | Efficient (>42% Baking Efficiency) | Efficient (>42% Baking Efficiency) | Efficient (>42% Baking Efficiency) | Efficient (>42% Baking Efficiency) | Efficient (>42% Baking Efficiency) | Efficient (>42% Baking Efficiency) | Efficient (>42% Baking Efficiency) | Efficient (>42% Baking Efficiency) | 2061.9182 | 2061.9182 | 2061.9182 | 2061.9182 | 2061.9182 | 2061.9182 | 2061.9182 | 2061.9182 | 2061.9182 | 2061.9182 | 2061.9182 | 2061.9182 | 2061.9182 | 2061.9182 | 2061.9182 | 2061.9182 | 2061.9182 | 2061.9182 | 2061.9182 | 2061.9182 | 2061.9182 | 2061.9182 | 2061.9182 | 2061.9182 | 2061.9182 | 2061.9182 | 2061.9182 | 2061.9182 | 498.1816 | 498.1816 | 498.1816 | 498.1816 | 498.1816 | 498.1816 | 498.1816 | 498.1816 | 498.1816 | 498.1816 | 498.1816 | 498.1816 | 498.1816 | 498.1816 | 498.1816 | 498.1816 | 498.1816 | 498.1816 | 498.1816 | 498.1816 | 498.1816 | 498.1816 | 498.1816 | 498.1816 | 498.1816 | 498.1816 | 498.1816 | 498.1816 | 0 | 0 | 0 | 1.3772 | 3.9081 | 9.3827 | 19.5873 | 36.3041 | 60.74 | 93.0024 | 131.8596 | 158.6423 | 184.8503 | 209.7245 | 232.672 | 251.9283 | 267.5631 | 277.8568 | 332.2789 | 330.8643 | 318.1806 | 289.9948 | 250.6979 | 220.8498 | 189.1219 | 158.616 | 130.4555 | 105.3537 | 0 | 0 | 0 | 1.3772 | 5.2853 | 14.668 | 34.2553 | 70.5594 | 131.2994 | 224.3018 | 356.1614 | 514.8037 | 699.654 | 909.1818 | 1141.1269 | 1392.4688 | 1659.4588 | 1937.6711 | 2273.1224 | 2612.9349 | 2949.1693 | 3272.1777 | 3575.314 | 3853.7969 | 4103.0804 | 4321.2388 | 4507.4573 | 4662.1247 | 0 | 0 | 0 | 0.002754342924282368 | 0.007816206999630737 | 0.018765414186064516 | 0.03917462736618701 | 0.07260820912068529 | 0.12148006890319987 | 0.1860047038270212 | 0.263719217727676 | 0.3172846746893213 | 0.3697005937652584 | 0.4194490576449893 | 0.46534394441872845 | 0.5038565189224065 | 0.5351261292337913 | 0.5557136506121467 | 0.664557702164683 | 0.6617286436205544 | 0.636361270697741 | 0.5799896381857294 | 0.5013958289530466 | 0.4416996053444654 | 0.37824381096728243 | 0.3172319421290809 | 0.26091099909082893 | 0.21070746200757134 | 0 | 0 | 0 | 0.002754342924282368 | 0.010570549923913106 | 0.02933596410997762 | 0.06851059147616463 | 0.14111880059684992 | 0.2625988695000498 | 0.44860357332707096 | 0.7123227910547469 | 1.0296074657440681 | 1.3993080595093266 | 1.818757117154316 | 2.284101061573044 | 2.787957580495451 | 3.323083709729242 | 3.8787973603413883 | 4.5433550625060715 | 5.205083706126626 | 5.841444976824367 | 6.421434615010097 | 6.922830443963143 | 7.364530049307609 | 7.742773860274892 | 8.060005802403973 | 8.3209168014948 | 8.531624263502371 | Efficient (>42% Baking Efficiency) | Efficient (>42% Baking Efficiency) | Efficient (>42% Baking Efficiency) | Efficient (>42% Baking Efficiency) | Efficient (>42% Baking Efficiency) | Efficient (>42% Baking Efficiency) | Efficient (>42% Baking Efficiency) | Efficient (>42% Baking Efficiency) | Efficient (>42% Baking Efficiency) | Efficient (>42% Baking Efficiency) | Efficient (>42% Baking Efficiency) | Efficient (>42% Baking Efficiency) | Efficient (>42% Baking Efficiency) | Efficient (>42% Baking Efficiency) | Efficient (>42% Baking Efficiency) | Efficient (>42% Baking Efficiency) | Efficient (>42% Baking Efficiency) | Efficient (>42% Baking Efficiency) | Efficient (>42% Baking Efficiency) | Efficient (>42% Baking Efficiency) | Efficient (>42% Baking Efficiency) | Efficient (>42% Baking Efficiency) | Efficient (>42% Baking Efficiency) | Efficient (>42% Baking Efficiency) | Efficient (>42% Baking Efficiency) | Efficient (>42% Baking Efficiency) | Efficient (>42% Baking Efficiency) | Efficient (>42% Baking Efficiency) | 2061.9182 | 2061.9182 | 2061.9182 | 2061.9182 | 2061.9182 | 2061.9182 | 2061.9182 | 2061.9182 | 2061.9182 | 2061.9182 | 2061.9182 | 2061.9182 | 2061.9182 | 2061.9182 | 2061.9182 | 2061.9182 | 2061.9182 | 2061.9182 | 2061.9182 | 2061.9182 | 2061.9182 | 2061.9182 | 2061.9182 | 2061.9182 | 2061.9182 | 2061.9182 | 2061.9182 | 2061.9182 | 498.1816 | 498.1816 | 498.1816 | 498.1816 | 498.1816 | 498.1816 | 498.1816 | 498.1816 | 498.1816 | 498.1816 | 498.1816 | 498.1816 | 498.1816 | 498.1816 | 498.1816 | 498.1816 | 498.1816 | 498.1816 | 498.1816 | 498.1816 | 498.1816 | 498.1816 | 498.1816 | 498.1816 | 498.1816 | 498.1816 | 498.1816 | 498.1816 | 0 | 0 | 0 | 1.3772 | 3.9081 | 9.3827 | 19.5873 | 36.3041 | 60.74 | 93.0024 | 131.8596 | 158.6423 | 184.8503 | 209.7245 | 232.672 | 251.9283 | 267.5631 | 277.8568 | 332.2789 | 330.8643 | 318.1806 | 289.9948 | 250.6979 | 220.8498 | 189.1219 | 158.616 | 130.4555 | 105.3537 | 0 | 0 | 0 | 1.3772 | 5.2853 | 14.668 | 34.2553 | 70.5594 | 131.2994 | 224.3018 | 356.1614 | 514.8037 | 699.654 | 909.1818 | 1141.1269 | 1392.4688 | 1659.4588 | 1937.6711 | 2273.1224 | 2612.9349 | 2949.1693 | 3272.1777 | 3575.314 | 3853.7969 | 4103.0804 | 4321.2388 | 4507.4573 | 4662.1247 | 0 | 0 | 0 | 0.0027543 | 0.0078162 | 0.018765414186064516 | 0.03917462736618701 | 0.07260820912068529 | 0.12148006890319987 | 0.1860047038270212 | 0.263719217727676 | 0.3172846746893213 | 0.3697005937652584 | 0.4194490576449893 | 0.46534394441872806 | 0.5038565189224065 | 0.5351261292337913 | 0.5557136506121465 | 0.664557702164683 | 0.6617286436205544 | 0.6363612706977414 | 0.5799896381857297 | 0.5013958289530466 | 0.441699605344465 | 0.37824381096728243 | 0.3172319421290816 | 0.26091099909082993 | 0.21070746200757134 | 0 | 0
Conveyor Oven_Restaurant_New_Efficient (>42% Baking Efficiency) | Conveyor Oven_Restaurant_New | Conveyor Oven_Commercial_New_Standard_Efficient (>42% Baking Efficiency) | Commercial | Restaurant | New | Food Preparation | Natural Gas | Conveyor Oven | EQ | Standard | 15 | 9 | 12 | 499.9966 | 0 | 0 | 0.047578 | 1 | LO3Slow | 0.996 | n/a | A | WCE48 | 0.33567023755862224 | 0.20140214253517333 | 1 units | 0.0321 | 1035.5084575927908 | 1035.5085 | 462.91160323141577 | 462.9116 | CA eTRM - Conveyor Oven, Gas, Commercial - SWFS008-03 | CA eTRM - Conveyor Oven, Gas, Commercial - SWFS008-03 | CA eTRM - Conveyor Oven, Gas, Commercial - SWFS008-03 | 0 | 0 | 2062.3761 | Standard | Standard | Standard | Standard | Standard | Standard | Standard | Standard | Standard | Standard | Standard | Standard | Standard | Standard | Standard | Standard | Standard | Standard | Standard | Standard | Standard | Standard | Standard | Standard | Standard | Standard | Standard | Standard | 0 | 0 | 0 | 0 | 0 | 0 | 0 | 0 | 0 | 0 | 0 | 0 | 0 | 0 | 0 | 0 | 0 | 0 | 0 | 0 | 0 | 0 | 0 | 0 | 0 | 0 | 0 | 0 | 0 | 0 | 0 | 0 | 0 | 0 | 0 | 0 | 0 | 0 | 0 | 0 | 0 | 0 | 0 | 0 | 0 | 0 | 0 | 0 | 0 | 0 | 0 | 0 | 0 | 0 | 0 | 0 | 0 | 0 | 0 | 0 | 0 | 0 | 0 | 0 | 0 | 0 | 0 | 0 | 0 | 0 | 0 | 0 | 0 | 0 | 0 | 0 | 0 | 0 | 0 | 0 | 0 | 0 | 0 | 0 | 0 | 0 | 0 | 0 | 0 | 0 | 0 | 0 | 0 | 0 | 0 | 0 | 0 | 0 | 0 | 0 | 0 | 0 | 0 | 0 | 0 | 0 | 0 | 0 | 0 | 0 | 0 | 0 | Efficient (>42% Baking Efficiency) | Efficient (>42% Baking Efficiency) | Efficient (>42% Baking Efficiency) | Efficient (>42% Baking Efficiency) | Efficient (>42% Baking Efficiency) | Efficient (>42% Baking Efficiency) | Efficient (>42% Baking Efficiency) | Efficient (>42% Baking Efficiency) | Efficient (>42% Baking Efficiency) | Efficient (>42% Baking Efficiency) | Efficient (>42% Baking Efficiency) | Efficient (>42% Baking Efficiency) | Efficient (>42% Baking Efficiency) | Efficient (>42% Baking Efficiency) | Efficient (>42% Baking Efficiency) | Efficient (>42% Baking Efficiency) | Efficient (>42% Baking Efficiency) | Efficient (>42% Baking Efficiency) | Efficient (>42% Baking Efficiency) | Efficient (>42% Baking Efficiency) | Efficient (>42% Baking Efficiency) | Efficient (>42% Baking Efficiency) | Efficient (>42% Baking Efficiency) | Efficient (>42% Baking Efficiency) | Efficient (>42% Baking Efficiency) | Efficient (>42% Baking Efficiency) | Efficient (>42% Baking Efficiency) | Efficient (>42% Baking Efficiency) | 2062.3761 | 2062.3761 | 2062.3761 | 2062.3761 | 2062.3761 | 2062.3761 | 2062.3761 | 2062.3761 | 2062.3761 | 2062.3761 | 2062.3761 | 2062.3761 | 2062.3761 | 2062.3761 | 2062.3761 | 2062.3761 | 2062.3761 | 2062.3761 | 2062.3761 | 2062.3761 | 2062.3761 | 2062.3761 | 2062.3761 | 2062.3761 | 2062.3761 | 2062.3761 | 2062.3761 | 2062.3761 | 499.9966 | 499.9966 | 499.9966 | 499.9966 | 499.9966 | 499.9966 | 499.9966 | 499.9966 | 499.9966 | 499.9966 | 499.9966 | 499.9966 | 499.9966 | 499.9966 | 499.9966 | 499.9966 | 499.9966 | 499.9966 | 499.9966 | 499.9966 | 499.9966 | 499.9966 | 499.9966 | 499.9966 | 499.9966 | 499.9966 | 499.9966 | 499.9966 | 0 | 0 | 0 | 0 | 0 | 0 | 0 | 0 | 0 | 0 | 0 | 0 | 0 | 0 | 0 | 0 | 0 | 0 | 0 | 0 | 0 | 0 | 0 | 0 | 0 | 0 | 0 | 0 | 0 | 0 | 0 | 0 | 0 | 0 | 0 | 0 | 0 | 0 | 0 | 0 | 0 | 0 | 0 | 0 | 0 | 0 | 0 | 0 | 0 | 0 | 0 | 0 | 0 | 0 | 0 | 0 | 0 | 0 | 0 | 0 | 0 | 0 | 0 | 0 | 0 | 0 | 0 | 0 | 0 | 0 | 0 | 0 | 0 | 0 | 0 | 0 | 0 | 0 | 0 | 0 | 0 | 0 | 0 | 0 | 0 | 0 | 0 | 0 | 0 | 0 | 0 | 0 | 0 | 0 | 0 | 0 | 0 | 0 | 0 | 0 | 0 | 0 | 0 | 0 | 0 | 0 | 0 | 0 | 0 | 0 | 0 | 0 | Efficient (>42% Baking Efficiency) | Efficient (>42% Baking Efficiency) | Efficient (>42% Baking Efficiency) | Efficient (>42% Baking Efficiency) | Efficient (>42% Baking Efficiency) | Efficient (>42% Baking Efficiency) | Efficient (>42% Baking Efficiency) | Efficient (>42% Baking Efficiency) | Efficient (>42% Baking Efficiency) | Efficient (>42% Baking Efficiency) | Efficient (>42% Baking Efficiency) | Efficient (>42% Baking Efficiency) | Efficient (>42% Baking Efficiency) | Efficient (>42% Baking Efficiency) | Efficient (>42% Baking Efficiency) | Efficient (>42% Baking Efficiency) | Efficient (>42% Baking Efficiency) | Efficient (>42% Baking Efficiency) | Efficient (>42% Baking Efficiency) | Efficient (>42% Baking Efficiency) | Efficient (>42% Baking Efficiency) | Efficient (>42% Baking Efficiency) | Efficient (>42% Baking Efficiency) | Efficient (>42% Baking Efficiency) | Efficient (>42% Baking Efficiency) | Efficient (>42% Baking Efficiency) | Efficient (>42% Baking Efficiency) | Efficient (>42% Baking Efficiency) | 2062.3761 | 2062.3761 | 2062.3761 | 2062.3761 | 2062.3761 | 2062.3761 | 2062.3761 | 2062.3761 | 2062.3761 | 2062.3761 | 2062.3761 | 2062.3761 | 2062.3761 | 2062.3761 | 2062.3761 | 2062.3761 | 2062.3761 | 2062.3761 | 2062.3761 | 2062.3761 | 2062.3761 | 2062.3761 | 2062.3761 | 2062.3761 | 2062.3761 | 2062.3761 | 2062.3761 | 2062.3761 | 499.9966 | 499.9966 | 499.9966 | 499.9966 | 499.9966 | 499.9966 | 499.9966 | 499.9966 | 499.9966 | 499.9966 | 499.9966 | 499.9966 | 499.9966 | 499.9966 | 499.9966 | 499.9966 | 499.9966 | 499.9966 | 499.9966 | 499.9966 | 499.9966 | 499.9966 | 499.9966 | 499.9966 | 499.9966 | 499.9966 | 499.9966 | 499.9966 | 0 | 0 | 0 | 0 | 0 | 0 | 0 | 0 | 0 | 0 | 0 | 0 | 0 | 0 | 0 | 0 | 0 | 0 | 0 | 0 | 0 | 0 | 0 | 0 | 0 | 0 | 0 | 0 | 0 | 0 | 0 | 0 | 0 | 0 | 0 | 0 | 0 | 0 | 0 | 0 | 0 | 0 | 0 | 0 | 0 | 0 | 0 | 0 | 0 | 0 | 0 | 0 | 0 | 0 | 0 | 0 | 0 | 0 | 0 | 0 | 0 | 0 | 0 | 0 | 0 | 0 | 0 | 0 | 0 | 0 | 0 | 0 | 0 | 0 | 0 | 0 | 0 | 0 | 0 | 0 | 0 | 0 | 0 | 0 | 0 | 0
Conveyor Oven_Restaurant_Existing_Efficient (>42% Baking Efficiency) | Conveyor Oven_Restaurant_Existing | Conveyor Oven_Commercial_Existing_Standard_Efficient (>42% Baking Efficiency) | Commercial | Restaurant | Existing | Food Preparation | Natural Gas | Conveyor Oven | EQ | Standard | 15 | 9 | 12 | 499.9966 | 0 | 0 | 0.047578 | 1 | LO3Slow | 0.996 | n/a | A | WCE34 | 0.33567023755862224 | 0.20140214253517333 | 1 units | 0.0321 | 1035.5084575927908 | 1035.5085 | 462.91160323141577 | 462.9116 | CA eTRM - Conveyor Oven, Gas, Commercial - SWFS008-03 | CA eTRM - Conveyor Oven, Gas, Commercial - SWFS008-03 | CA eTRM - Conveyor Oven, Gas, Commercial - SWFS008-03 | 0 | 0 | 2062.3761 | Standard | Standard | Standard | Standard | Standard | Standard | Standard | Standard | Standard | Standard | Standard | Standard | Standard | Standard | Standard | Standard | Standard | Standard | Standard | Standard | Standard | Standard | Standard | Standard | Standard | Standard | Standard | Standard | 0 | 0 | 0 | 2030.0969 | 2239.9561 | 2419.8355 | 2574.0178 | 2706.1741 | 2819.4509 | 2916.5453 | 2999.769 | 2785.4619 | 2642.5761 | 2555.0791 | 2510.0615 | 467.0752 | 268.1939 | 116.6037 | 439.7764 | 376.9512 | 323.101 | 236.1378 | 132.4507 | 309.2313 | 407.103 | 448.6744 | 451.1807 | 427.6318 | 0 | 0 | 0 | 2030.0969 | 4270.053 | 6689.8885 | 9263.9063 | 11970.0803 | 14789.5312 | 17706.0765 | 20705.8455 | 23491.3074 | 26133.8835 | 28398.9487 | 30340.4332 | 32004.5628 | 33430.9595 | 34653.5853 | 36138.4751 | 37494.4615 | 38136.587 | 38686.9803 | 39158.746 | 39563.1166 | 39909.7199 | 40206.8085 | 40461.4559 | 40679.7251 | 0 | 0 | 0 | 4.060193720312799 | 4.479912238421229 | 4.8396709682284555 | 5.148035593777506 | 5.412348129962408 | 5.638901732406608 | 5.833090534501636 | 5.999538079154519 | 5.570923864606229 | 5.2851521862129065 | 5.110158119655748 | 5.0201229937651 | 0.9341504126613523 | 0.5363878175248291 | 0.23320738400565327 | 0.8795528507660169 | 0.7539024435137299 | 0.6462020944403404 | 0.4722755754436545 | 0.26490146339174975 | 0.618462570825789 | 0.8142059624206671 | 0.8973488962196792 | 0.9023613241227513 | 0.8552635866386382 | 0 | 0 | 0 | 4.060193720312799 | 8.540105958734028 | 13.379776926962483 | 18.52781252073999 | 23.940160650702396 | 29.579062383109004 | 35.41215291761064 | 41.41169099676516 | 46.98261486137139 | 52.2677670475843 | 57.37792516724004 | 62.39804816100515 | 63.332198573666496 | 63.86858639119133 | 64.10179377519698 | 64.981346625963 | 65.73524906947674 | 66.38145116391708 | 66.85372673936072 | 67.11862820275248 | 67.73709077357827 | 68.55129673599895 | 69.44864563221861 | 70.35100695634137 | 71.20627054298001 | Efficient (>42% Baking Efficiency) | Efficient (>42% Baking Efficiency) | Efficient (>42% Baking Efficiency) | Efficient (>42% Baking Efficiency) | Efficient (>42% Baking Efficiency) | Efficient (>42% Baking Efficiency) | Efficient (>42% Baking Efficiency) | Efficient (>42% Baking Efficiency) | Efficient (>42% Baking Efficiency) | Efficient (>42% Baking Efficiency) | Efficient (>42% Baking Efficiency) | Efficient (>42% Baking Efficiency) | Efficient (>42% Baking Efficiency) | Efficient (>42% Baking Efficiency) | Efficient (>42% Baking Efficiency) | Efficient (>42% Baking Efficiency) | Efficient (>42% Baking Efficiency) | Efficient (>42% Baking Efficiency) | Efficient (>42% Baking Efficiency) | Efficient (>42% Baking Efficiency) | Efficient (>42% Baking Efficiency) | Efficient (>42% Baking Efficiency) | Efficient (>42% Baking Efficiency) | Efficient (>42% Baking Efficiency) | Efficient (>42% Baking Efficiency) | Efficient (>42% Baking Efficiency) | Efficient (>42% Baking Efficiency) | Efficient (>42% Baking Efficiency) | 2062.3761 | 2062.3761 | 2062.3761 | 2062.3761 | 2062.3761 | 2062.3761 | 2062.3761 | 2062.3761 | 2062.3761 | 2062.3761 | 2062.3761 | 2062.3761 | 2062.3761 | 2062.3761 | 2062.3761 | 2062.3761 | 2062.3761 | 2062.3761 | 2062.3761 | 2062.3761 | 2062.3761 | 2062.3761 | 2062.3761 | 2062.3761 | 2062.3761 | 2062.3761 | 2062.3761 | 2062.3761 | 499.9966 | 499.9966 | 499.9966 | 499.9966 | 499.9966 | 499.9966 | 499.9966 | 499.9966 | 499.9966 | 499.9966 | 499.9966 | 499.9966 | 499.9966 | 499.9966 | 499.9966 | 499.9966 | 499.9966 | 499.9966 | 499.9966 | 499.9966 | 499.9966 | 499.9966 | 499.9966 | 499.9966 | 499.9966 | 499.9966 | 499.9966 | 499.9966 | 0 | 0 | 0 | 9.546 | 27.0894 | 65.0372 | 135.7715 | 251.6457 | 421.0259 | 644.6555 | 913.9986 | 1099.6459 | 1281.3091 | 1453.7274 | 1612.79 | 1746.2669 | 1854.6412 | 1925.9935 | 2303.2254 | 2293.4205 | 2205.5022 | 2010.1292 | 1737.7387 | 1530.8434 | 1310.9182 | 1099.4631 | 904.2659 | 730.2703 | 0 | 0 | 0 | 9.546 | 36.6354 | 101.6726 | 237.4441 | 489.0898 | 910.1157 | 1554.7712 | 2468.7698 | 3568.4156 | 4849.7247 | 6302.0883 | 7909.8395 | 9652.0424 | 11502.7114 | 13431.1684 | 15756.3842 | 18111.83 | 20442.4739 | 22681.4399 | 24782.6606 | 26712.9942 | 28440.9287 | 29953.1163 | 31243.9092 | 32316.002 | 0 | 0 | 0 | 0.01909201442660166 | 0.05417885169005935 | 0.13007442000158878 | 0.271543003682764 | 0.5032913526492138 | 0.8420517313212866 | 1.28931094874709 | 1.8279971840255989 | 2.199291719670871 | 2.5626181139113897 | 2.907454765048642 | 3.225579945710299 | 3.492533861124221 | 3.7092824169834167 | 3.8519869624843865 | 4.60645082541542 | 4.586840911899556 | 4.411004328321809 | 4.020258495011741 | 3.4754773326940733 | 3.061686750446348 | 2.6218363124271478 | 2.198926198445469 | 1.8085317244943782 | 1.4605406861200523 | 0 | 0 | 0 | 0.01909201442660166 | 0.07327086611666102 | 0.20334528611824979 | 0.47488828980101383 | 0.9781796424502275 | 1.8202313737715141 | 3.109542322518604 | 4.937539506544203 | 7.136831226215074 | 9.699449340126463 | 12.606904105175106 | 15.832484050885405 | 19.325017912009628 | 23.034300328993044 | 26.88628729147743 | 31.49273811689285 | 36.07957902879241 | 40.49058335711422 | 44.51084185212596 | 47.98631918482003 | 51.04800593526638 | 53.66984224769353 | 55.86876844613899 | 57.67730017063338 | 59.13784085675343 | Efficient (>42% Baking Efficiency) | Efficient (>42% Baking Efficiency) | Efficient (>42% Baking Efficiency) | Efficient (>42% Baking Efficiency) | Efficient (>42% Baking Efficiency) | Efficient (>42% Baking Efficiency) | Efficient (>42% Baking Efficiency) | Efficient (>42% Baking Efficiency) | Efficient (>42% Baking Efficiency) | Efficient (>42% Baking Efficiency) | Efficient (>42% Baking Efficiency) | Efficient (>42% Baking Efficiency) | Efficient (>42% Baking Efficiency) | Efficient (>42% Baking Efficiency) | Efficient (>42% Baking Efficiency) | Efficient (>42% Baking Efficiency) | Efficient (>42% Baking Efficiency) | Efficient (>42% Baking Efficiency) | Efficient (>42% Baking Efficiency) | Efficient (>42% Baking Efficiency) | Efficient (>42% Baking Efficiency) | Efficient (>42% Baking Efficiency) | Efficient (>42% Baking Efficiency) | Efficient (>42% Baking Efficiency) | Efficient (>42% Baking Efficiency) | Efficient (>42% Baking Efficiency) | Efficient (>42% Baking Efficiency) | Efficient (>42% Baking Efficiency) | 2062.3761 | 2062.3761 | 2062.3761 | 2062.3761 | 2062.3761 | 2062.3761 | 2062.3761 | 2062.3761 | 2062.3761 | 2062.3761 | 2062.3761 | 2062.3761 | 2062.3761 | 2062.3761 | 2062.3761 | 2062.3761 | 2062.3761 | 2062.3761 | 2062.3761 | 2062.3761 | 2062.3761 | 2062.3761 | 2062.3761 | 2062.3761 | 2062.3761 | 2062.3761 | 2062.3761 | 2062.3761 | 499.9966 | 499.9966 | 499.9966 | 499.9966 | 499.9966 | 499.9966 | 499.9966 | 499.9966 | 499.9966 | 499.9966 | 499.9966 | 499.9966 | 499.9966 | 499.9966 | 499.9966 | 499.9966 | 499.9966 | 499.9966 | 499.9966 | 499.9966 | 499.9966 | 499.9966 | 499.9966 | 499.9966 | 499.9966 | 499.9966 | 499.9966 | 499.9966 | 0 | 0 | 0 | 9.546 | 27.0894 | 65.0372 | 135.7715 | 251.6457 | 421.0259 | 644.6555 | 913.9986 | 1099.6459 | 1281.3091 | 1453.7274 | 1612.79 | 1746.2669 | 1854.6412 | 1925.9935 | 2303.2254 | 2293.4205 | 2205.5022 | 2010.1292 | 1737.7387 | 1530.8434 | 1310.9182 | 1099.4631 | 904.2659 | 730.2703 | 0 | 0 | 0 | 9.546 | 36.6354 | 101.6726 | 237.4441 | 489.0898 | 910.1157 | 1554.7712 | 2468.7698 | 3568.4156 | 4849.7247 | 6302.0883 | 7909.8395 | 9652.0424 | 11502.7114 | 13431.1684 | 15756.3842 | 18111.83 | 20442.4739 | 22681.4399 | 24782.6606 | 26712.9942 | 28440.9287 | 29953.1163 | 31243.9092 | 32316.002 | 0 | 0 | 0 | 0.019092 | 0.054179 | 0.13007442000158878 | 0.271543003682764 | 0.5032913526492138 | 0.8420517313212866 | 1.28931094874709 | 1.8279971840255989 | 2.199291719670871 | 2.5626181139113897 | 2.907454765048642 | 3.225579945710299 | 3.492533861124221 | 3.7092824169834167 | 3.8519869624843865 | 4.60645082541542 | 4.586840911899559 | 4.411004328321813 | 4.020258495011739 | 3.4754773326940733 | 3.061686750446348 | 2.6218363124271455 | 2.198926198445469 | 1.8085317244943757 | 1.4605406861200523 | 0 | 0
Conveyor Oven_Retail_New_Efficient (>42% Baking Efficiency) | Conveyor Oven_Retail_New | Conveyor Oven_Commercial_New_Standard_Efficient (>42% Baking Efficiency) | Commercial | Retail | New | Food Preparation | Natural Gas | Conveyor Oven | EQ | Standard | 15 | 9 | 12 | 499.9473 | 0 | 0 | 0.014133 | 1 | LO3Slow | 0.996 | n/a | A | WCE76 | 0.33567023755862224 | 0.20140214253517333 | 1 units | 0.0321 | 1035.5084575927897 | 1035.5085 | 462.9116032314153 | 462.9116 | CA eTRM - Conveyor Oven, Gas, Commercial - SWFS008-03 | CA eTRM - Conveyor Oven, Gas, Commercial - SWFS008-03 | CA eTRM - Conveyor Oven, Gas, Commercial - SWFS008-03 | 0 | 0 | 2062.5182 | Standard | Standard | Standard | Standard | Standard | Standard | Standard | Standard | Standard | Standard | Standard | Standard | Standard | Standard | Standard | Standard | Standard | Standard | Standard | Standard | Standard | Standard | Standard | Standard | Standard | Standard | Standard | Standard | 0 | 0 | 0 | 0 | 0 | 0 | 0 | 0 | 0 | 0 | 0 | 0 | 0 | 0 | 0 | 0 | 0 | 0 | 0 | 0 | 0 | 0 | 0 | 0 | 0 | 0 | 0 | 0 | 0 | 0 | 0 | 0 | 0 | 0 | 0 | 0 | 0 | 0 | 0 | 0 | 0 | 0 | 0 | 0 | 0 | 0 | 0 | 0 | 0 | 0 | 0 | 0 | 0 | 0 | 0 | 0 | 0 | 0 | 0 | 0 | 0 | 0 | 0 | 0 | 0 | 0 | 0 | 0 | 0 | 0 | 0 | 0 | 0 | 0 | 0 | 0 | 0 | 0 | 0 | 0 | 0 | 0 | 0 | 0 | 0 | 0 | 0 | 0 | 0 | 0 | 0 | 0 | 0 | 0 | 0 | 0 | 0 | 0 | 0 | 0 | 0 | 0 | 0 | 0 | 0 | 0 | 0 | 0 | 0 | 0 | 0 | 0 | Efficient (>42% Baking Efficiency) | Efficient (>42% Baking Efficiency) | Efficient (>42% Baking Efficiency) | Efficient (>42% Baking Efficiency) | Efficient (>42% Baking Efficiency) | Efficient (>42% Baking Efficiency) | Efficient (>42% Baking Efficiency) | Efficient (>42% Baking Efficiency) | Efficient (>42% Baking Efficiency) | Efficient (>42% Baking Efficiency) | Efficient (>42% Baking Efficiency) | Efficient (>42% Baking Efficiency) | Efficient (>42% Baking Efficiency) | Efficient (>42% Baking Efficiency) | Efficient (>42% Baking Efficiency) | Efficient (>42% Baking Efficiency) | Efficient (>42% Baking Efficiency) | Efficient (>42% Baking Efficiency) | Efficient (>42% Baking Efficiency) | Efficient (>42% Baking Efficiency) | Efficient (>42% Baking Efficiency) | Efficient (>42% Baking Efficiency) | Efficient (>42% Baking Efficiency) | Efficient (>42% Baking Efficiency) | Efficient (>42% Baking Efficiency) | Efficient (>42% Baking Efficiency) | Efficient (>42% Baking Efficiency) | Efficient (>42% Baking Efficiency) | 2062.5182 | 2062.5182 | 2062.5182 | 2062.5182 | 2062.5182 | 2062.5182 | 2062.5182 | 2062.5182 | 2062.5182 | 2062.5182 | 2062.5182 | 2062.5182 | 2062.5182 | 2062.5182 | 2062.5182 | 2062.5182 | 2062.5182 | 2062.5182 | 2062.5182 | 2062.5182 | 2062.5182 | 2062.5182 | 2062.5182 | 2062.5182 | 2062.5182 | 2062.5182 | 2062.5182 | 2062.5182 | 499.9473 | 499.9473 | 499.9473 | 499.9473 | 499.9473 | 499.9473 | 499.9473 | 499.9473 | 499.9473 | 499.9473 | 499.9473 | 499.9473 | 499.9473 | 499.9473 | 499.9473 | 499.9473 | 499.9473 | 499.9473 | 499.9473 | 499.9473 | 499.9473 | 499.9473 | 499.9473 | 499.9473 | 499.9473 | 499.9473 | 499.9473 | 499.9473 | 0 | 0 | 0 | 0 | 0 | 0 | 0 | 0 | 0 | 0 | 0 | 0 | 0 | 0 | 0 | 0 | 0 | 0 | 0 | 0 | 0 | 0 | 0 | 0 | 0 | 0 | 0 | 0 | 0 | 0 | 0 | 0 | 0 | 0 | 0 | 0 | 0 | 0 | 0 | 0 | 0 | 0 | 0 | 0 | 0 | 0 | 0 | 0 | 0 | 0 | 0 | 0 | 0 | 0 | 0 | 0 | 0 | 0 | 0 | 0 | 0 | 0 | 0 | 0 | 0 | 0 | 0 | 0 | 0 | 0 | 0 | 0 | 0 | 0 | 0 | 0 | 0 | 0 | 0 | 0 | 0 | 0 | 0 | 0 | 0 | 0 | 0 | 0 | 0 | 0 | 0 | 0 | 0 | 0 | 0 | 0 | 0 | 0 | 0 | 0 | 0 | 0 | 0 | 0 | 0 | 0 | 0 | 0 | 0 | 0 | 0 | 0 | Efficient (>42% Baking Efficiency) | Efficient (>42% Baking Efficiency) | Efficient (>42% Baking Efficiency) | Efficient (>42% Baking Efficiency) | Efficient (>42% Baking Efficiency) | Efficient (>42% Baking Efficiency) | Efficient (>42% Baking Efficiency) | Efficient (>42% Baking Efficiency) | Efficient (>42% Baking Efficiency) | Efficient (>42% Baking Efficiency) | Efficient (>42% Baking Efficiency) | Efficient (>42% Baking Efficiency) | Efficient (>42% Baking Efficiency) | Efficient (>42% Baking Efficiency) | Efficient (>42% Baking Efficiency) | Efficient (>42% Baking Efficiency) | Efficient (>42% Baking Efficiency) | Efficient (>42% Baking Efficiency) | Efficient (>42% Baking Efficiency) | Efficient (>42% Baking Efficiency) | Efficient (>42% Baking Efficiency) | Efficient (>42% Baking Efficiency) | Efficient (>42% Baking Efficiency) | Efficient (>42% Baking Efficiency) | Efficient (>42% Baking Efficiency) | Efficient (>42% Baking Efficiency) | Efficient (>42% Baking Efficiency) | Efficient (>42% Baking Efficiency) | 2062.5182 | 2062.5182 | 2062.5182 | 2062.5182 | 2062.5182 | 2062.5182 | 2062.5182 | 2062.5182 | 2062.5182 | 2062.5182 | 2062.5182 | 2062.5182 | 2062.5182 | 2062.5182 | 2062.5182 | 2062.5182 | 2062.5182 | 2062.5182 | 2062.5182 | 2062.5182 | 2062.5182 | 2062.5182 | 2062.5182 | 2062.5182 | 2062.5182 | 2062.5182 | 2062.5182 | 2062.5182 | 499.9473 | 499.9473 | 499.9473 | 499.9473 | 499.9473 | 499.9473 | 499.9473 | 499.9473 | 499.9473 | 499.9473 | 499.9473 | 499.9473 | 499.9473 | 499.9473 | 499.9473 | 499.9473 | 499.9473 | 499.9473 | 499.9473 | 499.9473 | 499.9473 | 499.9473 | 499.9473 | 499.9473 | 499.9473 | 499.9473 | 499.9473 | 499.9473 | 0 | 0 | 0 | 0 | 0 | 0 | 0 | 0 | 0 | 0 | 0 | 0 | 0 | 0 | 0 | 0 | 0 | 0 | 0 | 0 | 0 | 0 | 0 | 0 | 0 | 0 | 0 | 0 | 0 | 0 | 0 | 0 | 0 | 0 | 0 | 0 | 0 | 0 | 0 | 0 | 0 | 0 | 0 | 0 | 0 | 0 | 0 | 0 | 0 | 0 | 0 | 0 | 0 | 0 | 0 | 0 | 0 | 0 | 0 | 0 | 0 | 0 | 0 | 0 | 0 | 0 | 0 | 0 | 0 | 0 | 0 | 0 | 0 | 0 | 0 | 0 | 0 | 0 | 0 | 0 | 0 | 0 | 0 | 0 | 0 | 0
Conveyor Oven_Retail_Existing_Efficient (>42% Baking Efficiency) | Conveyor Oven_Retail_Existing | Conveyor Oven_Commercial_Existing_Standard_Efficient (>42% Baking Efficiency) | Commercial | Retail | Existing | Food Preparation | Natural Gas | Conveyor Oven | EQ | Standard | 15 | 9 | 12 | 499.9473 | 0 | 0 | 0.014133 | 1 | LO3Slow | 0.996 | n/a | A | WCE62 | 0.33567023755862224 | 0.20140214253517333 | 1 units | 0.0321 | 1035.5084575927897 | 1035.5085 | 462.9116032314153 | 462.9116 | CA eTRM - Conveyor Oven, Gas, Commercial - SWFS008-03 | CA eTRM - Conveyor Oven, Gas, Commercial - SWFS008-03 | CA eTRM - Conveyor Oven, Gas, Commercial - SWFS008-03 | 0 | 0 | 2062.5182 | Standard | Standard | Standard | Standard | Standard | Standard | Standard | Standard | Standard | Standard | Standard | Standard | Standard | Standard | Standard | Standard | Standard | Standard | Standard | Standard | Standard | Standard | Standard | Standard | Standard | Standard | Standard | Standard | 0 | 0 | 0 | 2675.5038 | 2952.0814 | 3189.1479 | 3392.3477 | 3566.519 | 3715.8087 | 3843.7713 | 3953.4535 | 3671.014 | 3482.702 | 3367.388 | 3308.0585 | 615.5674 | 353.4579 | 153.6743 | 579.5898 | 496.7913 | 425.8211 | 311.2105 | 174.5594 | 407.5419 | 536.5289 | 591.3167 | 594.6197 | 563.5842 | 0 | 0 | 0 | 2675.5038 | 5627.5852 | 8816.7331 | 12209.0808 | 15775.5998 | 19491.4085 | 23335.1798 | 27288.6333 | 30959.6473 | 34442.3493 | 37427.5225 | 39986.2423 | 42179.4308 | 44059.3066 | 45670.6287 | 47627.5936 | 49414.6743 | 50260.9439 | 50986.3178 | 51608.0669 | 52140.9947 | 52597.7899 | 52989.3287 | 53324.9334 | 53612.5945 | 0 | 0 | 0 | 5.351007641908881 | 5.9041627750279595 | 6.378295746272887 | 6.784695435911395 | 7.133038027030115 | 7.431617390846162 | 7.687542559831345 | 7.906906990390074 | 7.34202804729817 | 6.9654040386274705 | 6.734775981953389 | 6.616116952392613 | 1.231134852466628 | 0.7069158538526774 | 0.3073485109148192 | 1.1591796722322696 | 0.9935825761990865 | 0.8516422081706458 | 0.6224210930239057 | 0.349118749647461 | 0.8150837547890334 | 1.0730577472705252 | 1.1826334238948732 | 1.189239399338771 | 1.1271683823985508 | 0 | 0 | 0 | 5.351007641908881 | 11.25517041693684 | 17.63346616320973 | 24.418161599121127 | 31.551199626151245 | 38.98281701699741 | 46.67035957682875 | 54.57726656721883 | 61.91929461451701 | 68.88469865314448 | 75.61947463509786 | 82.23559158749048 | 83.4667264399571 | 84.17364229380979 | 84.4809908047246 | 85.64017047695687 | 86.63375305315596 | 87.4853952613266 | 88.10781635435052 | 88.45693510399798 | 89.272018858787 | 90.34507660605755 | 91.52771002995242 | 92.71694942929119 | 93.84411781168974 | Efficient (>42% Baking Efficiency) | Efficient (>42% Baking Efficiency) | Efficient (>42% Baking Efficiency) | Efficient (>42% Baking Efficiency) | Efficient (>42% Baking Efficiency) | Efficient (>42% Baking Efficiency) | Efficient (>42% Baking Efficiency) | Efficient (>42% Baking Efficiency) | Efficient (>42% Baking Efficiency) | Efficient (>42% Baking Efficiency) | Efficient (>42% Baking Efficiency) | Efficient (>42% Baking Efficiency) | Efficient (>42% Baking Efficiency) | Efficient (>42% Baking Efficiency) | Efficient (>42% Baking Efficiency) | Efficient (>42% Baking Efficiency) | Efficient (>42% Baking Efficiency) | Efficient (>42% Baking Efficiency) | Efficient (>42% Baking Efficiency) | Efficient (>42% Baking Efficiency) | Efficient (>42% Baking Efficiency) | Efficient (>42% Baking Efficiency) | Efficient (>42% Baking Efficiency) | Efficient (>42% Baking Efficiency) | Efficient (>42% Baking Efficiency) | Efficient (>42% Baking Efficiency) | Efficient (>42% Baking Efficiency) | Efficient (>42% Baking Efficiency) | 2062.5182 | 2062.5182 | 2062.5182 | 2062.5182 | 2062.5182 | 2062.5182 | 2062.5182 | 2062.5182 | 2062.5182 | 2062.5182 | 2062.5182 | 2062.5182 | 2062.5182 | 2062.5182 | 2062.5182 | 2062.5182 | 2062.5182 | 2062.5182 | 2062.5182 | 2062.5182 | 2062.5182 | 2062.5182 | 2062.5182 | 2062.5182 | 2062.5182 | 2062.5182 | 2062.5182 | 2062.5182 | 499.9473 | 499.9473 | 499.9473 | 499.9473 | 499.9473 | 499.9473 | 499.9473 | 499.9473 | 499.9473 | 499.9473 | 499.9473 | 499.9473 | 499.9473 | 499.9473 | 499.9473 | 499.9473 | 499.9473 | 499.9473 | 499.9473 | 499.9473 | 499.9473 | 499.9473 | 499.9473 | 499.9473 | 499.9473 | 499.9473 | 499.9473 | 499.9473 | 0 | 0 | 0 | 12.5809 | 35.7017 | 85.7138 | 178.9359 | 331.6487 | 554.8781 | 849.6039 | 1204.5764 | 1449.2445 | 1688.6619 | 1915.8954 | 2125.527 | 2301.4389 | 2444.2674 | 2538.304 | 3035.4652 | 3022.5431 | 2906.6739 | 2649.1881 | 2290.1993 | 2017.528 | 1727.6843 | 1449.0036 | 1191.7494 | 962.4374 | 0 | 0 | 0 | 12.5809 | 48.2825 | 133.9963 | 312.9322 | 644.5809 | 1199.459 | 2049.0629 | 3253.6393 | 4702.8838 | 6391.5457 | 8305.6438 | 10424.5301 | 12720.6129 | 15159.6453 | 17701.196 | 20765.6428 | 23869.9303 | 26941.5307 | 29892.3072 | 32661.5465 | 35205.5705 | 37482.8487 | 39475.7899 | 41176.9508 | 42589.8825 | 0 | 0 | 0 | 0.025161734176642022 | 0.07140335397617809 | 0.17142758779296463 | 0.35787176373974133 | 0.6632973842255773 | 1.1097562233645528 | 1.6992077754878536 | 2.4091527584440744 | 2.8984889907763076 | 3.3773238558128527 | 3.8317907316700848 | 4.251054045212925 | 4.6028777609806895 | 4.888534864722509 | 5.0766079385984 | 6.070930420279652 | 6.045086136900858 | 5.813347710789715 | 5.298376237969154 | 4.580398633071703 | 4.035056040997811 | 3.455368662200442 | 2.898007263300945 | 2.383498853758754 | 1.924874750100626 | 0 | 0 | 0 | 0.025161734176642022 | 0.09656508815282011 | 0.26799267594578474 | 0.6258644396855261 | 1.2891618239111033 | 2.3989180472756564 | 4.09812582276351 | 6.507278581207584 | 9.405767571983892 | 12.783091427796744 | 16.61488215946683 | 20.865936204679755 | 25.46881396566044 | 30.35734883038295 | 35.433956768981346 | 41.504887189261 | 47.54997332616186 | 53.363321036951575 | 58.661697274920726 | 63.24209590799243 | 67.27715194899024 | 70.7325206111907 | 73.63052787449163 | 76.01402672825039 | 77.93890147835101 | Efficient (>42% Baking Efficiency) | Efficient (>42% Baking Efficiency) | Efficient (>42% Baking Efficiency) | Efficient (>42% Baking Efficiency) | Efficient (>42% Baking Efficiency) | Efficient (>42% Baking Efficiency) | Efficient (>42% Baking Efficiency) | Efficient (>42% Baking Efficiency) | Efficient (>42% Baking Efficiency) | Efficient (>42% Baking Efficiency) | Efficient (>42% Baking Efficiency) | Efficient (>42% Baking Efficiency) | Efficient (>42% Baking Efficiency) | Efficient (>42% Baking Efficiency) | Efficient (>42% Baking Efficiency) | Efficient (>42% Baking Efficiency) | Efficient (>42% Baking Efficiency) | Efficient (>42% Baking Efficiency) | Efficient (>42% Baking Efficiency) | Efficient (>42% Baking Efficiency) | Efficient (>42% Baking Efficiency) | Efficient (>42% Baking Efficiency) | Efficient (>42% Baking Efficiency) | Efficient (>42% Baking Efficiency) | Efficient (>42% Baking Efficiency) | Efficient (>42% Baking Efficiency) | Efficient (>42% Baking Efficiency) | Efficient (>42% Baking Efficiency) | 2062.5182 | 2062.5182 | 2062.5182 | 2062.5182 | 2062.5182 | 2062.5182 | 2062.5182 | 2062.5182 | 2062.5182 | 2062.5182 | 2062.5182 | 2062.5182 | 2062.5182 | 2062.5182 | 2062.5182 | 2062.5182 | 2062.5182 | 2062.5182 | 2062.5182 | 2062.5182 | 2062.5182 | 2062.5182 | 2062.5182 | 2062.5182 | 2062.5182 | 2062.5182 | 2062.5182 | 2062.5182 | 499.9473 | 499.9473 | 499.9473 | 499.9473 | 499.9473 | 499.9473 | 499.9473 | 499.9473 | 499.9473 | 499.9473 | 499.9473 | 499.9473 | 499.9473 | 499.9473 | 499.9473 | 499.9473 | 499.9473 | 499.9473 | 499.9473 | 499.9473 | 499.9473 | 499.9473 | 499.9473 | 499.9473 | 499.9473 | 499.9473 | 499.9473 | 499.9473 | 0 | 0 | 0 | 12.5809 | 35.7017 | 85.7138 | 178.9359 | 331.6487 | 554.8781 | 849.6039 | 1204.5764 | 1449.2445 | 1688.6619 | 1915.8954 | 2125.527 | 2301.4389 | 2444.2674 | 2538.304 | 3035.4652 | 3022.5431 | 2906.6739 | 2649.1881 | 2290.1993 | 2017.528 | 1727.6843 | 1449.0036 | 1191.7494 | 962.4374 | 0 | 0 | 0 | 12.5809 | 48.2825 | 133.9963 | 312.9322 | 644.5809 | 1199.459 | 2049.0629 | 3253.6393 | 4702.8838 | 6391.5457 | 8305.6438 | 10424.5301 | 12720.6129 | 15159.6453 | 17701.196 | 20765.6428 | 23869.9303 | 26941.5307 | 29892.3072 | 32661.5465 | 35205.5705 | 37482.8487 | 39475.7899 | 41176.9508 | 42589.8825 | 0 | 0 | 0 | 0.025162 | 0.071403 | 0.17142758779296463 | 0.35787176373974133 | 0.6632973842255773 | 1.1097562233645528 | 1.6992077754878536 | 2.4091527584440744 | 2.8984889907763076 | 3.377323855812854 | 3.8317907316700848 | 4.251054045212925 | 4.602877760980692 | 4.888534864722509 | 5.076607938598397 | 6.070930420279654 | 6.045086136900861 | 5.813347710789707 | 5.298376237969154 | 4.5803986330717095 | 4.035056040997811 | 3.4553686622004394 | 2.8980072633009395 | 2.383498853758754 | 1.924874750100624 | 0 | 0
Conveyor Oven_Grocery_New_Efficient (>42% Baking Efficiency) | Conveyor Oven_Grocery_New | Conveyor Oven_Commercial_New_Standard_Efficient (>42% Baking Efficiency) | Commercial | Grocery | New | Food Preparation | Natural Gas | Conveyor Oven | EQ | Standard | 15 | 9 | 12 | 499.9774 | 0 | 0 | 0.093332 | 1 | LO3Slow | 0.996 | n/a | A | WCE104 | 0.33567023755862224 | 0.20140214253517333 | 1 units | 0.0321 | 1035.5084575927926 | 1035.5085 | 462.91160323141685 | 462.9116 | CA eTRM - Conveyor Oven, Gas, Commercial - SWFS008-03 | CA eTRM - Conveyor Oven, Gas, Commercial - SWFS008-03 | CA eTRM - Conveyor Oven, Gas, Commercial - SWFS008-03 | 0 | 0 | 2062.3181 | Standard | Standard | Standard | Standard | Standard | Standard | Standard | Standard | Standard | Standard | Standard | Standard | Standard | Standard | Standard | Standard | Standard | Standard | Standard | Standard | Standard | Standard | Standard | Standard | Standard | Standard | Standard | Standard | 0 | 0 | 0 | 0 | 0 | 0 | 0 | 0 | 0 | 0 | 0 | 0 | 0 | 0 | 0 | 0 | 0 | 0 | 0 | 0 | 0 | 0 | 0 | 0 | 0 | 0 | 0 | 0 | 0 | 0 | 0 | 0 | 0 | 0 | 0 | 0 | 0 | 0 | 0 | 0 | 0 | 0 | 0 | 0 | 0 | 0 | 0 | 0 | 0 | 0 | 0 | 0 | 0 | 0 | 0 | 0 | 0 | 0 | 0 | 0 | 0 | 0 | 0 | 0 | 0 | 0 | 0 | 0 | 0 | 0 | 0 | 0 | 0 | 0 | 0 | 0 | 0 | 0 | 0 | 0 | 0 | 0 | 0 | 0 | 0 | 0 | 0 | 0 | 0 | 0 | 0 | 0 | 0 | 0 | 0 | 0 | 0 | 0 | 0 | 0 | 0 | 0 | 0 | 0 | 0 | 0 | 0 | 0 | 0 | 0 | 0 | 0 | Efficient (>42% Baking Efficiency) | Efficient (>42% Baking Efficiency) | Efficient (>42% Baking Efficiency) | Efficient (>42% Baking Efficiency) | Efficient (>42% Baking Efficiency) | Efficient (>42% Baking Efficiency) | Efficient (>42% Baking Efficiency) | Efficient (>42% Baking Efficiency) | Efficient (>42% Baking Efficiency) | Efficient (>42% Baking Efficiency) | Efficient (>42% Baking Efficiency) | Efficient (>42% Baking Efficiency) | Efficient (>42% Baking Efficiency) | Efficient (>42% Baking Efficiency) | Efficient (>42% Baking Efficiency) | Efficient (>42% Baking Efficiency) | Efficient (>42% Baking Efficiency) | Efficient (>42% Baking Efficiency) | Efficient (>42% Baking Efficiency) | Efficient (>42% Baking Efficiency) | Efficient (>42% Baking Efficiency) | Efficient (>42% Baking Efficiency) | Efficient (>42% Baking Efficiency) | Efficient (>42% Baking Efficiency) | Efficient (>42% Baking Efficiency) | Efficient (>42% Baking Efficiency) | Efficient (>42% Baking Efficiency) | Efficient (>42% Baking Efficiency) | 2062.3181 | 2062.3181 | 2062.3181 | 2062.3181 | 2062.3181 | 2062.3181 | 2062.3181 | 2062.3181 | 2062.3181 | 2062.3181 | 2062.3181 | 2062.3181 | 2062.3181 | 2062.3181 | 2062.3181 | 2062.3181 | 2062.3181 | 2062.3181 | 2062.3181 | 2062.3181 | 2062.3181 | 2062.3181 | 2062.3181 | 2062.3181 | 2062.3181 | 2062.3181 | 2062.3181 | 2062.3181 | 499.9774 | 499.9774 | 499.9774 | 499.9774 | 499.9774 | 499.9774 | 499.9774 | 499.9774 | 499.9774 | 499.9774 | 499.9774 | 499.9774 | 499.9774 | 499.9774 | 499.9774 | 499.9774 | 499.9774 | 499.9774 | 499.9774 | 499.9774 | 499.9774 | 499.9774 | 499.9774 | 499.9774 | 499.9774 | 499.9774 | 499.9774 | 499.9774 | 0 | 0 | 0 | 0 | 0 | 0 | 0 | 0 | 0 | 0 | 0 | 0 | 0 | 0 | 0 | 0 | 0 | 0 | 0 | 0 | 0 | 0 | 0 | 0 | 0 | 0 | 0 | 0 | 0 | 0 | 0 | 0 | 0 | 0 | 0 | 0 | 0 | 0 | 0 | 0 | 0 | 0 | 0 | 0 | 0 | 0 | 0 | 0 | 0 | 0 | 0 | 0 | 0 | 0 | 0 | 0 | 0 | 0 | 0 | 0 | 0 | 0 | 0 | 0 | 0 | 0 | 0 | 0 | 0 | 0 | 0 | 0 | 0 | 0 | 0 | 0 | 0 | 0 | 0 | 0 | 0 | 0 | 0 | 0 | 0 | 0 | 0 | 0 | 0 | 0 | 0 | 0 | 0 | 0 | 0 | 0 | 0 | 0 | 0 | 0 | 0 | 0 | 0 | 0 | 0 | 0 | 0 | 0 | 0 | 0 | 0 | 0 | Efficient (>42% Baking Efficiency) | Efficient (>42% Baking Efficiency) | Efficient (>42% Baking Efficiency) | Efficient (>42% Baking Efficiency) | Efficient (>42% Baking Efficiency) | Efficient (>42% Baking Efficiency) | Efficient (>42% Baking Efficiency) | Efficient (>42% Baking Efficiency) | Efficient (>42% Baking Efficiency) | Efficient (>42% Baking Efficiency) | Efficient (>42% Baking Efficiency) | Efficient (>42% Baking Efficiency) | Efficient (>42% Baking Efficiency) | Efficient (>42% Baking Efficiency) | Efficient (>42% Baking Efficiency) | Efficient (>42% Baking Efficiency) | Efficient (>42% Baking Efficiency) | Efficient (>42% Baking Efficiency) | Efficient (>42% Baking Efficiency) | Efficient (>42% Baking Efficiency) | Efficient (>42% Baking Efficiency) | Efficient (>42% Baking Efficiency) | Efficient (>42% Baking Efficiency) | Efficient (>42% Baking Efficiency) | Efficient (>42% Baking Efficiency) | Efficient (>42% Baking Efficiency) | Efficient (>42% Baking Efficiency) | Efficient (>42% Baking Efficiency) | 2062.3181 | 2062.3181 | 2062.3181 | 2062.3181 | 2062.3181 | 2062.3181 | 2062.3181 | 2062.3181 | 2062.3181 | 2062.3181 | 2062.3181 | 2062.3181 | 2062.3181 | 2062.3181 | 2062.3181 | 2062.3181 | 2062.3181 | 2062.3181 | 2062.3181 | 2062.3181 | 2062.3181 | 2062.3181 | 2062.3181 | 2062.3181 | 2062.3181 | 2062.3181 | 2062.3181 | 2062.3181 | 499.9774 | 499.9774 | 499.9774 | 499.9774 | 499.9774 | 499.9774 | 499.9774 | 499.9774 | 499.9774 | 499.9774 | 499.9774 | 499.9774 | 499.9774 | 499.9774 | 499.9774 | 499.9774 | 499.9774 | 499.9774 | 499.9774 | 499.9774 | 499.9774 | 499.9774 | 499.9774 | 499.9774 | 499.9774 | 499.9774 | 499.9774 | 499.9774 | 0 | 0 | 0 | 0 | 0 | 0 | 0 | 0 | 0 | 0 | 0 | 0 | 0 | 0 | 0 | 0 | 0 | 0 | 0 | 0 | 0 | 0 | 0 | 0 | 0 | 0 | 0 | 0 | 0 | 0 | 0 | 0 | 0 | 0 | 0 | 0 | 0 | 0 | 0 | 0 | 0 | 0 | 0 | 0 | 0 | 0 | 0 | 0 | 0 | 0 | 0 | 0 | 0 | 0 | 0 | 0 | 0 | 0 | 0 | 0 | 0 | 0 | 0 | 0 | 0 | 0 | 0 | 0 | 0 | 0 | 0 | 0 | 0 | 0 | 0 | 0 | 0 | 0 | 0 | 0 | 0 | 0 | 0 | 0 | 0 | 0
Conveyor Oven_Grocery_Existing_Efficient (>42% Baking Efficiency) | Conveyor Oven_Grocery_Existing | Conveyor Oven_Commercial_Existing_Standard_Efficient (>42% Baking Efficiency) | Commercial | Grocery | Existing | Food Preparation | Natural Gas | Conveyor Oven | EQ | Standard | 15 | 9 | 12 | 499.9774 | 0 | 0 | 0.093332 | 1 | LO3Slow | 0.996 | n/a | A | WCE90 | 0.33567023755862224 | 0.20140214253517333 | 1 units | 0.0321 | 1035.5084575927926 | 1035.5085 | 462.91160323141685 | 462.9116 | CA eTRM - Conveyor Oven, Gas, Commercial - SWFS008-03 | CA eTRM - Conveyor Oven, Gas, Commercial - SWFS008-03 | CA eTRM - Conveyor Oven, Gas, Commercial - SWFS008-03 | 0 | 0 | 2062.3181 | Standard | Standard | Standard | Standard | Standard | Standard | Standard | Standard | Standard | Standard | Standard | Standard | Standard | Standard | Standard | Standard | Standard | Standard | Standard | Standard | Standard | Standard | Standard | Standard | Standard | Standard | Standard | Standard | 0 | 0 | 0 | 2954.2227 | 3259.6125 | 3521.3752 | 3745.7433 | 3938.0588 | 4102.9006 | 4244.1936 | 4365.3019 | 4053.4395 | 3845.5102 | 3718.1834 | 3652.6733 | 679.6938 | 390.2792 | 169.6832 | 639.9682 | 548.5442 | 470.1807 | 343.6307 | 192.744 | 449.9973 | 592.4214 | 652.9167 | 656.5638 | 622.2952 | 0 | 0 | 0 | 2954.2227 | 6213.8352 | 9735.2104 | 13480.9537 | 17419.0124 | 21521.913 | 25766.1066 | 30131.4085 | 34184.848 | 38030.3581 | 41326.5097 | 44151.7825 | 46573.4449 | 48649.1555 | 50428.3361 | 52589.1664 | 54562.4151 | 55496.8442 | 56297.7835 | 56984.3029 | 57572.7481 | 58077.1297 | 58509.4568 | 58880.0228 | 59197.6509 | 0 | 0 | 0 | 5.90844530132123 | 6.519225002247472 | 7.042750460184253 | 7.491486566987207 | 7.876117515675453 | 8.205801185979663 | 8.48838718909756 | 8.730603763198614 | 8.106878932199114 | 7.691020368109805 | 7.4363667871400105 | 7.305346532155359 | 1.3593875062668288 | 0.7805583423976067 | 0.339366337465165 | 1.2799364430256297 | 1.0970883797362618 | 0.9403614683453642 | 0.6872613961000392 | 0.38548796301510674 | 0.8999945624163849 | 1.184842823854595 | 1.3058334736566397 | 1.313127622195407 | 1.2445903983805235 | 0 | 0 | 0 | 5.90844530132123 | 12.427670303568702 | 19.470420763752955 | 26.96190733074016 | 34.838024846415614 | 43.04382603239528 | 51.532213221492846 | 60.262816984691455 | 68.36969591689056 | 76.06071628500037 | 83.49708307214038 | 90.80242960429574 | 92.16181711056257 | 92.94237545296018 | 93.28174179042534 | 94.56167823345098 | 95.65876661318724 | 96.5991280815326 | 97.28638947763264 | 97.67187744064773 | 98.57187200306412 | 99.75671482691871 | 101.06254830057536 | 102.37567592277078 | 103.6202663211513 | Efficient (>42% Baking Efficiency) | Efficient (>42% Baking Efficiency) | Efficient (>42% Baking Efficiency) | Efficient (>42% Baking Efficiency) | Efficient (>42% Baking Efficiency) | Efficient (>42% Baking Efficiency) | Efficient (>42% Baking Efficiency) | Efficient (>42% Baking Efficiency) | Efficient (>42% Baking Efficiency) | Efficient (>42% Baking Efficiency) | Efficient (>42% Baking Efficiency) | Efficient (>42% Baking Efficiency) | Efficient (>42% Baking Efficiency) | Efficient (>42% Baking Efficiency) | Efficient (>42% Baking Efficiency) | Efficient (>42% Baking Efficiency) | Efficient (>42% Baking Efficiency) | Efficient (>42% Baking Efficiency) | Efficient (>42% Baking Efficiency) | Efficient (>42% Baking Efficiency) | Efficient (>42% Baking Efficiency) | Efficient (>42% Baking Efficiency) | Efficient (>42% Baking Efficiency) | Efficient (>42% Baking Efficiency) | Efficient (>42% Baking Efficiency) | Efficient (>42% Baking Efficiency) | Efficient (>42% Baking Efficiency) | Efficient (>42% Baking Efficiency) | 2062.3181 | 2062.3181 | 2062.3181 | 2062.3181 | 2062.3181 | 2062.3181 | 2062.3181 | 2062.3181 | 2062.3181 | 2062.3181 | 2062.3181 | 2062.3181 | 2062.3181 | 2062.3181 | 2062.3181 | 2062.3181 | 2062.3181 | 2062.3181 | 2062.3181 | 2062.3181 | 2062.3181 | 2062.3181 | 2062.3181 | 2062.3181 | 2062.3181 | 2062.3181 | 2062.3181 | 2062.3181 | 499.9774 | 499.9774 | 499.9774 | 499.9774 | 499.9774 | 499.9774 | 499.9774 | 499.9774 | 499.9774 | 499.9774 | 499.9774 | 499.9774 | 499.9774 | 499.9774 | 499.9774 | 499.9774 | 499.9774 | 499.9774 | 499.9774 | 499.9774 | 499.9774 | 499.9774 | 499.9774 | 499.9774 | 499.9774 | 499.9774 | 499.9774 | 499.9774 | 0 | 0 | 0 | 13.8915 | 39.4209 | 94.643 | 197.5764 | 366.198 | 612.6822 | 938.1108 | 1330.0623 | 1600.2186 | 1864.5772 | 2115.4825 | 2346.9524 | 2541.1897 | 2698.8974 | 2802.7301 | 3351.6828 | 3337.4145 | 3209.4747 | 2925.1655 | 2528.7793 | 2227.7027 | 1907.6647 | 1599.9526 | 1315.8991 | 1062.6986 | 0 | 0 | 0 | 13.8915 | 53.3123 | 147.9553 | 345.5317 | 711.7297 | 1324.4119 | 2262.5227 | 3592.585 | 5192.8036 | 7057.3807 | 9170.8787 | 11510.4986 | 14045.7743 | 16738.8912 | 19545.2063 | 22928.8898 | 26356.5644 | 29748.1467 | 33006.3184 | 36064.0414 | 38873.0873 | 41387.5995 | 43588.154 | 45466.5322 | 47026.6552 | 0 | 0 | 0 | 0.02778294108659554 | 0.07884175084987052 | 0.18928594264740087 | 0.3951528165243494 | 0.7323959477299895 | 1.2253643392688573 | 1.8762216144898314 | 2.6601246434991275 | 3.2004371521275456 | 3.7291543205120625 | 4.230964980664082 | 4.69390477082945 | 5.082379488009983 | 5.397794730397912 | 5.605460191561531 | 6.703365555941072 | 6.674828961543497 | 6.418949339139598 | 5.850331055908061 | 5.057558611913409 | 4.455405318295627 | 3.8153293926576817 | 3.1999052410130786 | 2.631798260368705 | 2.1253972959767133 | 0 | 0 | 0 | 0.02778294108659554 | 0.10662469193646607 | 0.2959106345838669 | 0.6910634511082163 | 1.4234593988382058 | 2.648823738107063 | 4.525045352596894 | 7.185169996096022 | 10.385607148223569 | 14.11476146873563 | 18.345726449399713 | 23.039631220229165 | 28.122010708239145 | 33.51980543863706 | 39.1252656301986 | 45.82863118613967 | 52.503460147683164 | 58.922409486822765 | 64.77274054273083 | 69.83029915464424 | 74.28570447293986 | 78.10103386559753 | 81.30093910661061 | 83.93273736697931 | 86.05813466295602 | Efficient (>42% Baking Efficiency) | Efficient (>42% Baking Efficiency) | Efficient (>42% Baking Efficiency) | Efficient (>42% Baking Efficiency) | Efficient (>42% Baking Efficiency) | Efficient (>42% Baking Efficiency) | Efficient (>42% Baking Efficiency) | Efficient (>42% Baking Efficiency) | Efficient (>42% Baking Efficiency) | Efficient (>42% Baking Efficiency) | Efficient (>42% Baking Efficiency) | Efficient (>42% Baking Efficiency) | Efficient (>42% Baking Efficiency) | Efficient (>42% Baking Efficiency) | Efficient (>42% Baking Efficiency) | Efficient (>42% Baking Efficiency) | Efficient (>42% Baking Efficiency) | Efficient (>42% Baking Efficiency) | Efficient (>42% Baking Efficiency) | Efficient (>42% Baking Efficiency) | Efficient (>42% Baking Efficiency) | Efficient (>42% Baking Efficiency) | Efficient (>42% Baking Efficiency) | Efficient (>42% Baking Efficiency) | Efficient (>42% Baking Efficiency) | Efficient (>42% Baking Efficiency) | Efficient (>42% Baking Efficiency) | Efficient (>42% Baking Efficiency) | 2062.3181 | 2062.3181 | 2062.3181 | 2062.3181 | 2062.3181 | 2062.3181 | 2062.3181 | 2062.3181 | 2062.3181 | 2062.3181 | 2062.3181 | 2062.3181 | 2062.3181 | 2062.3181 | 2062.3181 | 2062.3181 | 2062.3181 | 2062.3181 | 2062.3181 | 2062.3181 | 2062.3181 | 2062.3181 | 2062.3181 | 2062.3181 | 2062.3181 | 2062.3181 | 2062.3181 | 2062.3181 | 499.9774 | 499.9774 | 499.9774 | 499.9774 | 499.9774 | 499.9774 | 499.9774 | 499.9774 | 499.9774 | 499.9774 | 499.9774 | 499.9774 | 499.9774 | 499.9774 | 499.9774 | 499.9774 | 499.9774 | 499.9774 | 499.9774 | 499.9774 | 499.9774 | 499.9774 | 499.9774 | 499.9774 | 499.9774 | 499.9774 | 499.9774 | 499.9774 | 0 | 0 | 0 | 13.8915 | 39.4209 | 94.643 | 197.5764 | 366.198 | 612.6822 | 938.1108 | 1330.0623 | 1600.2186 | 1864.5772 | 2115.4825 | 2346.9524 | 2541.1897 | 2698.8974 | 2802.7301 | 3351.6828 | 3337.4145 | 3209.4747 | 2925.1655 | 2528.7793 | 2227.7027 | 1907.6647 | 1599.9526 | 1315.8991 | 1062.6986 | 0 | 0 | 0 | 13.8915 | 53.3123 | 147.9553 | 345.5317 | 711.7297 | 1324.4119 | 2262.5227 | 3592.585 | 5192.8036 | 7057.3807 | 9170.8787 | 11510.4986 | 14045.7743 | 16738.8912 | 19545.2063 | 22928.8898 | 26356.5644 | 29748.1467 | 33006.3184 | 36064.0414 | 38873.0873 | 41387.5995 | 43588.154 | 45466.5322 | 47026.6552 | 0 | 0 | 0 | 0.027783 | 0.078842 | 0.18928594264740087 | 0.3951528165243494 | 0.7323959477299895 | 1.2253643392688573 | 1.8762216144898314 | 2.6601246434991275 | 3.2004371521275456 | 3.7291543205120603 | 4.230964980664082 | 4.6939047708294455 | 5.082379488009981 | 5.397794730397918 | 5.605460191561529 | 6.703365555941067 | 6.674828961543497 | 6.418949339139598 | 5.850331055908053 | 5.057558611913409 | 4.455405318295627 | 3.8153293926576786 | 3.1999052410130706 | 2.631798260368709 | 2.125397295976715 | 0 | 0
Conveyor Oven_Healthcare_New_Efficient (>42% Baking Efficiency) | Conveyor Oven_Healthcare_New | Conveyor Oven_Commercial_New_Standard_Efficient (>42% Baking Efficiency) | Commercial | Healthcare | New | Food Preparation | Natural Gas | Conveyor Oven | EQ | Standard | 15 | 9 | 12 | 498.5616 | 0 | 0 | 0.022295 | 1 | LO3Slow | 0.996 | n/a | A | WCE160 | 0.33567023755862224 | 0.20140214253517333 | 1 units | 0.0321 | 1035.5084575927908 | 1035.5085 | 462.9116032314162 | 462.9116 | CA eTRM - Conveyor Oven, Gas, Commercial - SWFS008-03 | CA eTRM - Conveyor Oven, Gas, Commercial - SWFS008-03 | CA eTRM - Conveyor Oven, Gas, Commercial - SWFS008-03 | 0 | 0 | 2061.4941 | Standard | Standard | Standard | Standard | Standard | Standard | Standard | Standard | Standard | Standard | Standard | Standard | Standard | Standard | Standard | Standard | Standard | Standard | Standard | Standard | Standard | Standard | Standard | Standard | Standard | Standard | Standard | Standard | 0 | 0 | 0 | 0 | 0 | 0 | 0 | 0 | 0 | 0 | 0 | 0 | 0 | 0 | 0 | 0 | 0 | 0 | 0 | 0 | 0 | 0 | 0 | 0 | 0 | 0 | 0 | 0 | 0 | 0 | 0 | 0 | 0 | 0 | 0 | 0 | 0 | 0 | 0 | 0 | 0 | 0 | 0 | 0 | 0 | 0 | 0 | 0 | 0 | 0 | 0 | 0 | 0 | 0 | 0 | 0 | 0 | 0 | 0 | 0 | 0 | 0 | 0 | 0 | 0 | 0 | 0 | 0 | 0 | 0 | 0 | 0 | 0 | 0 | 0 | 0 | 0 | 0 | 0 | 0 | 0 | 0 | 0 | 0 | 0 | 0 | 0 | 0 | 0 | 0 | 0 | 0 | 0 | 0 | 0 | 0 | 0 | 0 | 0 | 0 | 0 | 0 | 0 | 0 | 0 | 0 | 0 | 0 | 0 | 0 | 0 | 0 | Efficient (>42% Baking Efficiency) | Efficient (>42% Baking Efficiency) | Efficient (>42% Baking Efficiency) | Efficient (>42% Baking Efficiency) | Efficient (>42% Baking Efficiency) | Efficient (>42% Baking Efficiency) | Efficient (>42% Baking Efficiency) | Efficient (>42% Baking Efficiency) | Efficient (>42% Baking Efficiency) | Efficient (>42% Baking Efficiency) | Efficient (>42% Baking Efficiency) | Efficient (>42% Baking Efficiency) | Efficient (>42% Baking Efficiency) | Efficient (>42% Baking Efficiency) | Efficient (>42% Baking Efficiency) | Efficient (>42% Baking Efficiency) | Efficient (>42% Baking Efficiency) | Efficient (>42% Baking Efficiency) | Efficient (>42% Baking Efficiency) | Efficient (>42% Baking Efficiency) | Efficient (>42% Baking Efficiency) | Efficient (>42% Baking Efficiency) | Efficient (>42% Baking Efficiency) | Efficient (>42% Baking Efficiency) | Efficient (>42% Baking Efficiency) | Efficient (>42% Baking Efficiency) | Efficient (>42% Baking Efficiency) | Efficient (>42% Baking Efficiency) | 2061.4941 | 2061.4941 | 2061.4941 | 2061.4941 | 2061.4941 | 2061.4941 | 2061.4941 | 2061.4941 | 2061.4941 | 2061.4941 | 2061.4941 | 2061.4941 | 2061.4941 | 2061.4941 | 2061.4941 | 2061.4941 | 2061.4941 | 2061.4941 | 2061.4941 | 2061.4941 | 2061.4941 | 2061.4941 | 2061.4941 | 2061.4941 | 2061.4941 | 2061.4941 | 2061.4941 | 2061.4941 | 498.5616 | 498.5616 | 498.5616 | 498.5616 | 498.5616 | 498.5616 | 498.5616 | 498.5616 | 498.5616 | 498.5616 | 498.5616 | 498.5616 | 498.5616 | 498.5616 | 498.5616 | 498.5616 | 498.5616 | 498.5616 | 498.5616 | 498.5616 | 498.5616 | 498.5616 | 498.5616 | 498.5616 | 498.5616 | 498.5616 | 498.5616 | 498.5616 | 0 | 0 | 0 | 0 | 0 | 0 | 0 | 0 | 0 | 0 | 0 | 0 | 0 | 0 | 0 | 0 | 0 | 0 | 0 | 0 | 0 | 0 | 0 | 0 | 0 | 0 | 0 | 0 | 0 | 0 | 0 | 0 | 0 | 0 | 0 | 0 | 0 | 0 | 0 | 0 | 0 | 0 | 0 | 0 | 0 | 0 | 0 | 0 | 0 | 0 | 0 | 0 | 0 | 0 | 0 | 0 | 0 | 0 | 0 | 0 | 0 | 0 | 0 | 0 | 0 | 0 | 0 | 0 | 0 | 0 | 0 | 0 | 0 | 0 | 0 | 0 | 0 | 0 | 0 | 0 | 0 | 0 | 0 | 0 | 0 | 0 | 0 | 0 | 0 | 0 | 0 | 0 | 0 | 0 | 0 | 0 | 0 | 0 | 0 | 0 | 0 | 0 | 0 | 0 | 0 | 0 | 0 | 0 | 0 | 0 | 0 | 0 | Efficient (>42% Baking Efficiency) | Efficient (>42% Baking Efficiency) | Efficient (>42% Baking Efficiency) | Efficient (>42% Baking Efficiency) | Efficient (>42% Baking Efficiency) | Efficient (>42% Baking Efficiency) | Efficient (>42% Baking Efficiency) | Efficient (>42% Baking Efficiency) | Efficient (>42% Baking Efficiency) | Efficient (>42% Baking Efficiency) | Efficient (>42% Baking Efficiency) | Efficient (>42% Baking Efficiency) | Efficient (>42% Baking Efficiency) | Efficient (>42% Baking Efficiency) | Efficient (>42% Baking Efficiency) | Efficient (>42% Baking Efficiency) | Efficient (>42% Baking Efficiency) | Efficient (>42% Baking Efficiency) | Efficient (>42% Baking Efficiency) | Efficient (>42% Baking Efficiency) | Efficient (>42% Baking Efficiency) | Efficient (>42% Baking Efficiency) | Efficient (>42% Baking Efficiency) | Efficient (>42% Baking Efficiency) | Efficient (>42% Baking Efficiency) | Efficient (>42% Baking Efficiency) | Efficient (>42% Baking Efficiency) | Efficient (>42% Baking Efficiency) | 2061.4941 | 2061.4941 | 2061.4941 | 2061.4941 | 2061.4941 | 2061.4941 | 2061.4941 | 2061.4941 | 2061.4941 | 2061.4941 | 2061.4941 | 2061.4941 | 2061.4941 | 2061.4941 | 2061.4941 | 2061.4941 | 2061.4941 | 2061.4941 | 2061.4941 | 2061.4941 | 2061.4941 | 2061.4941 | 2061.4941 | 2061.4941 | 2061.4941 | 2061.4941 | 2061.4941 | 2061.4941 | 498.5616 | 498.5616 | 498.5616 | 498.5616 | 498.5616 | 498.5616 | 498.5616 | 498.5616 | 498.5616 | 498.5616 | 498.5616 | 498.5616 | 498.5616 | 498.5616 | 498.5616 | 498.5616 | 498.5616 | 498.5616 | 498.5616 | 498.5616 | 498.5616 | 498.5616 | 498.5616 | 498.5616 | 498.5616 | 498.5616 | 498.5616 | 498.5616 | 0 | 0 | 0 | 0 | 0 | 0 | 0 | 0 | 0 | 0 | 0 | 0 | 0 | 0 | 0 | 0 | 0 | 0 | 0 | 0 | 0 | 0 | 0 | 0 | 0 | 0 | 0 | 0 | 0 | 0 | 0 | 0 | 0 | 0 | 0 | 0 | 0 | 0 | 0 | 0 | 0 | 0 | 0 | 0 | 0 | 0 | 0 | 0 | 0 | 0 | 0 | 0 | 0 | 0 | 0 | 0 | 0 | 0 | 0 | 0 | 0 | 0 | 0 | 0 | 0 | 0 | 0 | 0 | 0 | 0 | 0 | 0 | 0 | 0 | 0 | 0 | 0 | 0 | 0 | 0 | 0 | 0 | 0 | 0 | 0 | 0
Conveyor Oven_Healthcare_Existing_Efficient (>42% Baking Efficiency) | Conveyor Oven_Healthcare_Existing | Conveyor Oven_Commercial_Existing_Standard_Efficient (>42% Baking Efficiency) | Commercial | Healthcare | Existing | Food Preparation | Natural Gas | Conveyor Oven | EQ | Standard | 15 | 9 | 12 | 498.5616 | 0 | 0 | 0.022295 | 1 | LO3Slow | 0.996 | n/a | A | WCE146 | 0.33567023755862224 | 0.20140214253517333 | 1 units | 0.0321 | 1035.5084575927908 | 1035.5085 | 462.9116032314162 | 462.9116 | CA eTRM - Conveyor Oven, Gas, Commercial - SWFS008-03 | CA eTRM - Conveyor Oven, Gas, Commercial - SWFS008-03 | CA eTRM - Conveyor Oven, Gas, Commercial - SWFS008-03 | 0 | 0 | 2061.4941 | Standard | Standard | Standard | Standard | Standard | Standard | Standard | Standard | Standard | Standard | Standard | Standard | Standard | Standard | Standard | Standard | Standard | Standard | Standard | Standard | Standard | Standard | Standard | Standard | Standard | Standard | Standard | Standard | 0 | 0 | 0 | 126.1048 | 139.1407 | 150.3144 | 159.8918 | 168.1011 | 175.1376 | 181.1688 | 186.3385 | 173.0263 | 164.1505 | 158.7154 | 155.919 | 29.0136 | 16.6596 | 7.2431 | 27.3179 | 23.4153 | 20.0703 | 14.6683 | 8.2275 | 19.2087 | 25.2883 | 27.8706 | 28.0263 | 26.5635 | 0 | 0 | 0 | 126.1048 | 265.2455 | 415.5599 | 575.4518 | 743.5528 | 918.6904 | 1099.8593 | 1286.1978 | 1459.224 | 1623.3745 | 1764.075 | 1884.6754 | 1988.0471 | 2076.6515 | 2152.5981 | 2244.8359 | 2329.0665 | 2368.9539 | 2403.143 | 2432.4479 | 2457.5665 | 2479.0966 | 2497.5511 | 2513.3692 | 2526.9275 | 0 | 0 | 0 | 0.25220955254307303 | 0.2782814660866499 | 0.30062882055257284 | 0.3197836958090783 | 0.33620216031465433 | 0.35027512989086246 | 0.3623376752418979 | 0.3726769998284998 | 0.3460525068334966 | 0.3283010515823636 | 0.3174308374338935 | 0.3118380700985731 | 0.05802719619178579 | 0.033319132230240266 | 0.014486286621140713 | 0.05463572583245913 | 0.046830622142107856 | 0.04014053326466369 | 0.029336632625127545 | 0.01645504725939289 | 0.03841742020146603 | 0.050576532945378276 | 0.05574117374211162 | 0.05605253381152482 | 0.05312693466160435 | 0 | 0 | 0 | 0.25220955254307303 | 0.5304910186297229 | 0.8311198391822958 | 1.150903534991374 | 1.4871056953060287 | 1.837380825196891 | 2.199718500438789 | 2.5723955002672887 | 2.918448007100785 | 3.246749058683149 | 3.5641798961170426 | 3.876017966215616 | 3.9340451624074015 | 3.9673642946376413 | 3.981850581258782 | 4.036486307091241 | 4.083316929233349 | 4.123457462498012 | 4.15279409512314 | 4.169249142382533 | 4.207666562583999 | 4.2582430955293775 | 4.313984269271489 | 4.370036803083014 | 4.423163737744618 | Efficient (>42% Baking Efficiency) | Efficient (>42% Baking Efficiency) | Efficient (>42% Baking Efficiency) | Efficient (>42% Baking Efficiency) | Efficient (>42% Baking Efficiency) | Efficient (>42% Baking Efficiency) | Efficient (>42% Baking Efficiency) | Efficient (>42% Baking Efficiency) | Efficient (>42% Baking Efficiency) | Efficient (>42% Baking Efficiency) | Efficient (>42% Baking Efficiency) | Efficient (>42% Baking Efficiency) | Efficient (>42% Baking Efficiency) | Efficient (>42% Baking Efficiency) | Efficient (>42% Baking Efficiency) | Efficient (>42% Baking Efficiency) | Efficient (>42% Baking Efficiency) | Efficient (>42% Baking Efficiency) | Efficient (>42% Baking Efficiency) | Efficient (>42% Baking Efficiency) | Efficient (>42% Baking Efficiency) | Efficient (>42% Baking Efficiency) | Efficient (>42% Baking Efficiency) | Efficient (>42% Baking Efficiency) | Efficient (>42% Baking Efficiency) | Efficient (>42% Baking Efficiency) | Efficient (>42% Baking Efficiency) | Efficient (>42% Baking Efficiency) | 2061.4941 | 2061.4941 | 2061.4941 | 2061.4941 | 2061.4941 | 2061.4941 | 2061.4941 | 2061.4941 | 2061.4941 | 2061.4941 | 2061.4941 | 2061.4941 | 2061.4941 | 2061.4941 | 2061.4941 | 2061.4941 | 2061.4941 | 2061.4941 | 2061.4941 | 2061.4941 | 2061.4941 | 2061.4941 | 2061.4941 | 2061.4941 | 2061.4941 | 2061.4941 | 2061.4941 | 2061.4941 | 498.5616 | 498.5616 | 498.5616 | 498.5616 | 498.5616 | 498.5616 | 498.5616 | 498.5616 | 498.5616 | 498.5616 | 498.5616 | 498.5616 | 498.5616 | 498.5616 | 498.5616 | 498.5616 | 498.5616 | 498.5616 | 498.5616 | 498.5616 | 498.5616 | 498.5616 | 498.5616 | 498.5616 | 498.5616 | 498.5616 | 498.5616 | 498.5616 | 0 | 0 | 0 | 0.59298 | 1.6827 | 4.04 | 8.4338 | 15.6316 | 26.1531 | 40.0445 | 56.7754 | 68.3074 | 79.5919 | 90.3021 | 100.1827 | 108.4739 | 115.2059 | 119.6381 | 143.0709 | 142.4618 | 137.0005 | 124.8644 | 107.9442 | 95.0923 | 81.4311 | 68.296 | 56.1708 | 45.3627 | 0 | 0 | 0 | 0.59298 | 2.2757 | 6.3157 | 14.7495 | 30.3811 | 56.5342 | 96.5787 | 153.3541 | 221.6615 | 301.2533 | 391.4707 | 491.3404 | 599.5619 | 714.521 | 834.3122 | 978.749 | 1125.0637 | 1269.8377 | 1408.917 | 1539.4398 | 1659.3475 | 1766.6827 | 1860.6162 | 1940.7971 | 2007.393 | 0 | 0 | 0 | 0.0011859504120675867 | 0.0033654610797720103 | 0.00807991281346366 | 0.01686760390579481 | 0.03126325874930837 | 0.05230624571240914 | 0.08008892182793108 | 0.11355082628854833 | 0.13661475750648258 | 0.1591837267800544 | 0.1806041573000735 | 0.20036533496653725 | 0.21694787565156112 | 0.23041177911363384 | 0.23927624520711127 | 0.28614174138474074 | 0.28492362031615676 | 0.2740010710193147 | 0.2497288715712522 | 0.2158883647760616 | 0.19018468047323578 | 0.16286222006852633 | 0.13659205219953108 | 0.1123416783570461 | 0.09072530482336466 | 0 | 0 | 0 | 0.0011859504120675867 | 0.004551411491839597 | 0.012631324305303256 | 0.029498928211098067 | 0.06076218696040643 | 0.11306843267281558 | 0.19315735450074667 | 0.306708180789295 | 0.4433229382957776 | 0.6025066650758321 | 0.7831108223759056 | 0.9834761573424428 | 1.200424032994004 | 1.4308358121076377 | 1.6701120573147488 | 1.9562537986994897 | 2.241177419015646 | 2.5151784900349607 | 2.764907361606213 | 2.980795726382275 | 3.1709804068555107 | 3.333842626924037 | 3.4704346791235676 | 3.5827763574806135 | 3.6735016623039782 | Efficient (>42% Baking Efficiency) | Efficient (>42% Baking Efficiency) | Efficient (>42% Baking Efficiency) | Efficient (>42% Baking Efficiency) | Efficient (>42% Baking Efficiency) | Efficient (>42% Baking Efficiency) | Efficient (>42% Baking Efficiency) | Efficient (>42% Baking Efficiency) | Efficient (>42% Baking Efficiency) | Efficient (>42% Baking Efficiency) | Efficient (>42% Baking Efficiency) | Efficient (>42% Baking Efficiency) | Efficient (>42% Baking Efficiency) | Efficient (>42% Baking Efficiency) | Efficient (>42% Baking Efficiency) | Efficient (>42% Baking Efficiency) | Efficient (>42% Baking Efficiency) | Efficient (>42% Baking Efficiency) | Efficient (>42% Baking Efficiency) | Efficient (>42% Baking Efficiency) | Efficient (>42% Baking Efficiency) | Efficient (>42% Baking Efficiency) | Efficient (>42% Baking Efficiency) | Efficient (>42% Baking Efficiency) | Efficient (>42% Baking Efficiency) | Efficient (>42% Baking Efficiency) | Efficient (>42% Baking Efficiency) | Efficient (>42% Baking Efficiency) | 2061.4941 | 2061.4941 | 2061.4941 | 2061.4941 | 2061.4941 | 2061.4941 | 2061.4941 | 2061.4941 | 2061.4941 | 2061.4941 | 2061.4941 | 2061.4941 | 2061.4941 | 2061.4941 | 2061.4941 | 2061.4941 | 2061.4941 | 2061.4941 | 2061.4941 | 2061.4941 | 2061.4941 | 2061.4941 | 2061.4941 | 2061.4941 | 2061.4941 | 2061.4941 | 2061.4941 | 2061.4941 | 498.5616 | 498.5616 | 498.5616 | 498.5616 | 498.5616 | 498.5616 | 498.5616 | 498.5616 | 498.5616 | 498.5616 | 498.5616 | 498.5616 | 498.5616 | 498.5616 | 498.5616 | 498.5616 | 498.5616 | 498.5616 | 498.5616 | 498.5616 | 498.5616 | 498.5616 | 498.5616 | 498.5616 | 498.5616 | 498.5616 | 498.5616 | 498.5616 | 0 | 0 | 0 | 0.59298 | 1.6827 | 4.04 | 8.4338 | 15.6316 | 26.1531 | 40.0445 | 56.7754 | 68.3074 | 79.5919 | 90.3021 | 100.1827 | 108.4739 | 115.2059 | 119.6381 | 143.0709 | 142.4618 | 137.0005 | 124.8644 | 107.9442 | 95.0923 | 81.4311 | 68.296 | 56.1708 | 45.3627 | 0 | 0 | 0 | 0.59298 | 2.2757 | 6.3157 | 14.7495 | 30.3811 | 56.5342 | 96.5787 | 153.3541 | 221.6615 | 301.2533 | 391.4707 | 491.3404 | 599.5619 | 714.521 | 834.3122 | 978.749 | 1125.0637 | 1269.8377 | 1408.917 | 1539.4398 | 1659.3475 | 1766.6827 | 1860.6162 | 1940.7971 | 2007.393 | 0 | 0 | 0 | 0.001186 | 0.0033655 | 0.00807991281346366 | 0.01686760390579481 | 0.03126325874930837 | 0.05230624571240914 | 0.08008892182793108 | 0.11355082628854833 | 0.1366147575064825 | 0.1591837267800544 | 0.1806041573000735 | 0.20036533496653725 | 0.2169478756515613 | 0.23041177911363384 | 0.23927624520711127 | 0.28614174138474074 | 0.2849236203161569 | 0.2740010710193146 | 0.24972887157125204 | 0.21588836477606207 | 0.19018468047323583 | 0.1628622200685262 | 0.13659205219953094 | 0.1123416783570461 | 0.09072530482336459 | 0 | 0
Conveyor Oven_Education_New_Efficient (>42% Baking Efficiency) | Conveyor Oven_Education_New | Conveyor Oven_Commercial_New_Standard_Efficient (>42% Baking Efficiency) | Commercial | Education | New | Food Preparation | Natural Gas | Conveyor Oven | EQ | Standard | 15 | 9 | 12 | 506.1994 | 0 | 0 | 0.024814 | 1 | LO3Slow | 0.996 | n/a | A | WCE132 | 0.33567023755862224 | 0.20140214253517333 | 1 units | 0.0321 | 1035.5084575927915 | 1035.5085 | 462.9116032314159 | 462.9116 | CA eTRM - Conveyor Oven, Gas, Commercial - SWFS008-03 | CA eTRM - Conveyor Oven, Gas, Commercial - SWFS008-03 | CA eTRM - Conveyor Oven, Gas, Commercial - SWFS008-03 | 0 | 0 | 2060.9548 | Standard | Standard | Standard | Standard | Standard | Standard | Standard | Standard | Standard | Standard | Standard | Standard | Standard | Standard | Standard | Standard | Standard | Standard | Standard | Standard | Standard | Standard | Standard | Standard | Standard | Standard | Standard | Standard | 0 | 0 | 0 | 0 | 0 | 0 | 0 | 0 | 0 | 0 | 0 | 0 | 0 | 0 | 0 | 0 | 0 | 0 | 0 | 0 | 0 | 0 | 0 | 0 | 0 | 0 | 0 | 0 | 0 | 0 | 0 | 0 | 0 | 0 | 0 | 0 | 0 | 0 | 0 | 0 | 0 | 0 | 0 | 0 | 0 | 0 | 0 | 0 | 0 | 0 | 0 | 0 | 0 | 0 | 0 | 0 | 0 | 0 | 0 | 0 | 0 | 0 | 0 | 0 | 0 | 0 | 0 | 0 | 0 | 0 | 0 | 0 | 0 | 0 | 0 | 0 | 0 | 0 | 0 | 0 | 0 | 0 | 0 | 0 | 0 | 0 | 0 | 0 | 0 | 0 | 0 | 0 | 0 | 0 | 0 | 0 | 0 | 0 | 0 | 0 | 0 | 0 | 0 | 0 | 0 | 0 | 0 | 0 | 0 | 0 | 0 | 0 | Efficient (>42% Baking Efficiency) | Efficient (>42% Baking Efficiency) | Efficient (>42% Baking Efficiency) | Efficient (>42% Baking Efficiency) | Efficient (>42% Baking Efficiency) | Efficient (>42% Baking Efficiency) | Efficient (>42% Baking Efficiency) | Efficient (>42% Baking Efficiency) | Efficient (>42% Baking Efficiency) | Efficient (>42% Baking Efficiency) | Efficient (>42% Baking Efficiency) | Efficient (>42% Baking Efficiency) | Efficient (>42% Baking Efficiency) | Efficient (>42% Baking Efficiency) | Efficient (>42% Baking Efficiency) | Efficient (>42% Baking Efficiency) | Efficient (>42% Baking Efficiency) | Efficient (>42% Baking Efficiency) | Efficient (>42% Baking Efficiency) | Efficient (>42% Baking Efficiency) | Efficient (>42% Baking Efficiency) | Efficient (>42% Baking Efficiency) | Efficient (>42% Baking Efficiency) | Efficient (>42% Baking Efficiency) | Efficient (>42% Baking Efficiency) | Efficient (>42% Baking Efficiency) | Efficient (>42% Baking Efficiency) | Efficient (>42% Baking Efficiency) | 2060.9548 | 2060.9548 | 2060.9548 | 2060.9548 | 2060.9548 | 2060.9548 | 2060.9548 | 2060.9548 | 2060.9548 | 2060.9548 | 2060.9548 | 2060.9548 | 2060.9548 | 2060.9548 | 2060.9548 | 2060.9548 | 2060.9548 | 2060.9548 | 2060.9548 | 2060.9548 | 2060.9548 | 2060.9548 | 2060.9548 | 2060.9548 | 2060.9548 | 2060.9548 | 2060.9548 | 2060.9548 | 506.1994 | 506.1994 | 506.1994 | 506.1994 | 506.1994 | 506.1994 | 506.1994 | 506.1994 | 506.1994 | 506.1994 | 506.1994 | 506.1994 | 506.1994 | 506.1994 | 506.1994 | 506.1994 | 506.1994 | 506.1994 | 506.1994 | 506.1994 | 506.1994 | 506.1994 | 506.1994 | 506.1994 | 506.1994 | 506.1994 | 506.1994 | 506.1994 | 0 | 0 | 0 | 0 | 0 | 0 | 0 | 0 | 0 | 0 | 0 | 0 | 0 | 0 | 0 | 0 | 0 | 0 | 0 | 0 | 0 | 0 | 0 | 0 | 0 | 0 | 0 | 0 | 0 | 0 | 0 | 0 | 0 | 0 | 0 | 0 | 0 | 0 | 0 | 0 | 0 | 0 | 0 | 0 | 0 | 0 | 0 | 0 | 0 | 0 | 0 | 0 | 0 | 0 | 0 | 0 | 0 | 0 | 0 | 0 | 0 | 0 | 0 | 0 | 0 | 0 | 0 | 0 | 0 | 0 | 0 | 0 | 0 | 0 | 0 | 0 | 0 | 0 | 0 | 0 | 0 | 0 | 0 | 0 | 0 | 0 | 0 | 0 | 0 | 0 | 0 | 0 | 0 | 0 | 0 | 0 | 0 | 0 | 0 | 0 | 0 | 0 | 0 | 0 | 0 | 0 | 0 | 0 | 0 | 0 | 0 | 0 | Efficient (>42% Baking Efficiency) | Efficient (>42% Baking Efficiency) | Efficient (>42% Baking Efficiency) | Efficient (>42% Baking Efficiency) | Efficient (>42% Baking Efficiency) | Efficient (>42% Baking Efficiency) | Efficient (>42% Baking Efficiency) | Efficient (>42% Baking Efficiency) | Efficient (>42% Baking Efficiency) | Efficient (>42% Baking Efficiency) | Efficient (>42% Baking Efficiency) | Efficient (>42% Baking Efficiency) | Efficient (>42% Baking Efficiency) | Efficient (>42% Baking Efficiency) | Efficient (>42% Baking Efficiency) | Efficient (>42% Baking Efficiency) | Efficient (>42% Baking Efficiency) | Efficient (>42% Baking Efficiency) | Efficient (>42% Baking Efficiency) | Efficient (>42% Baking Efficiency) | Efficient (>42% Baking Efficiency) | Efficient (>42% Baking Efficiency) | Efficient (>42% Baking Efficiency) | Efficient (>42% Baking Efficiency) | Efficient (>42% Baking Efficiency) | Efficient (>42% Baking Efficiency) | Efficient (>42% Baking Efficiency) | Efficient (>42% Baking Efficiency) | 2060.9548 | 2060.9548 | 2060.9548 | 2060.9548 | 2060.9548 | 2060.9548 | 2060.9548 | 2060.9548 | 2060.9548 | 2060.9548 | 2060.9548 | 2060.9548 | 2060.9548 | 2060.9548 | 2060.9548 | 2060.9548 | 2060.9548 | 2060.9548 | 2060.9548 | 2060.9548 | 2060.9548 | 2060.9548 | 2060.9548 | 2060.9548 | 2060.9548 | 2060.9548 | 2060.9548 | 2060.9548 | 506.1994 | 506.1994 | 506.1994 | 506.1994 | 506.1994 | 506.1994 | 506.1994 | 506.1994 | 506.1994 | 506.1994 | 506.1994 | 506.1994 | 506.1994 | 506.1994 | 506.1994 | 506.1994 | 506.1994 | 506.1994 | 506.1994 | 506.1994 | 506.1994 | 506.1994 | 506.1994 | 506.1994 | 506.1994 | 506.1994 | 506.1994 | 506.1994 | 0 | 0 | 0 | 0 | 0 | 0 | 0 | 0 | 0 | 0 | 0 | 0 | 0 | 0 | 0 | 0 | 0 | 0 | 0 | 0 | 0 | 0 | 0 | 0 | 0 | 0 | 0 | 0 | 0 | 0 | 0 | 0 | 0 | 0 | 0 | 0 | 0 | 0 | 0 | 0 | 0 | 0 | 0 | 0 | 0 | 0 | 0 | 0 | 0 | 0 | 0 | 0 | 0 | 0 | 0 | 0 | 0 | 0 | 0 | 0 | 0 | 0 | 0 | 0 | 0 | 0 | 0 | 0 | 0 | 0 | 0 | 0 | 0 | 0 | 0 | 0 | 0 | 0 | 0 | 0 | 0 | 0 | 0 | 0 | 0 | 0
Conveyor Oven_Education_Existing_Efficient (>42% Baking Efficiency) | Conveyor Oven_Education_Existing | Conveyor Oven_Commercial_Existing_Standard_Efficient (>42% Baking Efficiency) | Commercial | Education | Existing | Food Preparation | Natural Gas | Conveyor Oven | EQ | Standard | 15 | 9 | 12 | 506.1994 | 0 | 0 | 0.024814 | 1 | LO3Slow | 0.996 | n/a | A | WCE118 | 0.33567023755862224 | 0.20140214253517333 | 1 units | 0.0321 | 1035.5084575927915 | 1035.5085 | 462.9116032314159 | 462.9116 | CA eTRM - Conveyor Oven, Gas, Commercial - SWFS008-03 | CA eTRM - Conveyor Oven, Gas, Commercial - SWFS008-03 | CA eTRM - Conveyor Oven, Gas, Commercial - SWFS008-03 | 0 | 0 | 2060.9548 | Standard | Standard | Standard | Standard | Standard | Standard | Standard | Standard | Standard | Standard | Standard | Standard | Standard | Standard | Standard | Standard | Standard | Standard | Standard | Standard | Standard | Standard | Standard | Standard | Standard | Standard | Standard | Standard | 0 | 0 | 0 | 251.6356 | 277.6481 | 299.9446 | 319.0559 | 335.437 | 349.478 | 361.513 | 371.8288 | 345.2649 | 327.5539 | 316.7084 | 311.1284 | 57.8951 | 33.2433 | 14.4533 | 54.5114 | 46.724 | 40.0492 | 29.2699 | 16.4176 | 38.33 | 50.4614 | 55.6143 | 55.925 | 53.006 | 0 | 0 | 0 | 251.6356 | 529.2837 | 829.2283 | 1148.2842 | 1483.7213 | 1833.1992 | 2194.7123 | 2566.5411 | 2911.806 | 3239.3599 | 3520.1204 | 3760.7722 | 3967.0452 | 4143.8507 | 4295.3982 | 4479.454 | 4647.5318 | 4727.1249 | 4795.3475 | 4853.8241 | 4903.9468 | 4946.9091 | 4983.734 | 5015.2982 | 5042.3532 | 0 | 0 | 0 | 0.5032711194296373 | 0.555296274632701 | 0.5998892648067556 | 0.6381118278130882 | 0.6708740246756589 | 0.6989559077007196 | 0.7230260931507716 | 0.7436576806793875 | 0.6905298817568885 | 0.6551077707953415 | 0.6334168206002411 | 0.622256742604878 | 0.11579026920408027 | 0.06648660531235503 | 0.02890663581410109 | 0.10902276548726912 | 0.09344808470337253 | 0.08009835831717689 | 0.05853973329984116 | 0.03283519585598547 | 0.07665997530798775 | 0.10092285599667514 | 0.11122862962426203 | 0.11184993254121886 | 0.10601205073088849 | 0 | 0 | 0 | 0.5032711194296373 | 1.0585673940623384 | 1.6584566588690939 | 2.2965684866821823 | 2.967442511357841 | 3.6663984190585612 | 4.389424512209333 | 5.133082192888719 | 5.823612074645609 | 6.47871984544095 | 7.112136666041191 | 7.734393408646069 | 7.850183677850149 | 7.916670283162504 | 7.945576918976606 | 8.054599684463874 | 8.148047769167247 | 8.228146127484424 | 8.286685860784266 | 8.319521056640252 | 8.396181031948238 | 8.497103887944913 | 8.608332517569176 | 8.720182450110395 | 8.826194500841282 | Efficient (>42% Baking Efficiency) | Efficient (>42% Baking Efficiency) | Efficient (>42% Baking Efficiency) | Efficient (>42% Baking Efficiency) | Efficient (>42% Baking Efficiency) | Efficient (>42% Baking Efficiency) | Efficient (>42% Baking Efficiency) | Efficient (>42% Baking Efficiency) | Efficient (>42% Baking Efficiency) | Efficient (>42% Baking Efficiency) | Efficient (>42% Baking Efficiency) | Efficient (>42% Baking Efficiency) | Efficient (>42% Baking Efficiency) | Efficient (>42% Baking Efficiency) | Efficient (>42% Baking Efficiency) | Efficient (>42% Baking Efficiency) | Efficient (>42% Baking Efficiency) | Efficient (>42% Baking Efficiency) | Efficient (>42% Baking Efficiency) | Efficient (>42% Baking Efficiency) | Efficient (>42% Baking Efficiency) | Efficient (>42% Baking Efficiency) | Efficient (>42% Baking Efficiency) | Efficient (>42% Baking Efficiency) | Efficient (>42% Baking Efficiency) | Efficient (>42% Baking Efficiency) | Efficient (>42% Baking Efficiency) | Efficient (>42% Baking Efficiency) | 2060.9548 | 2060.9548 | 2060.9548 | 2060.9548 | 2060.9548 | 2060.9548 | 2060.9548 | 2060.9548 | 2060.9548 | 2060.9548 | 2060.9548 | 2060.9548 | 2060.9548 | 2060.9548 | 2060.9548 | 2060.9548 | 2060.9548 | 2060.9548 | 2060.9548 | 2060.9548 | 2060.9548 | 2060.9548 | 2060.9548 | 2060.9548 | 2060.9548 | 2060.9548 | 2060.9548 | 2060.9548 | 506.1994 | 506.1994 | 506.1994 | 506.1994 | 506.1994 | 506.1994 | 506.1994 | 506.1994 | 506.1994 | 506.1994 | 506.1994 | 506.1994 | 506.1994 | 506.1994 | 506.1994 | 506.1994 | 506.1994 | 506.1994 | 506.1994 | 506.1994 | 506.1994 | 506.1994 | 506.1994 | 506.1994 | 506.1994 | 506.1994 | 506.1994 | 506.1994 | 0 | 0 | 0 | 1.1833 | 3.3578 | 8.0615 | 16.8292 | 31.1921 | 52.1872 | 79.9067 | 113.2924 | 136.3038 | 158.8214 | 180.1931 | 199.9093 | 216.4541 | 229.8874 | 238.7317 | 285.4905 | 284.2752 | 273.3775 | 249.1605 | 215.397 | 189.7518 | 162.4916 | 136.2812 | 112.086 | 90.5188 | 0 | 0 | 0 | 1.1833 | 4.5411 | 12.6026 | 29.4318 | 60.6239 | 112.8111 | 192.7178 | 306.0102 | 442.314 | 601.1354 | 781.1595 | 980.4443 | 1196.3947 | 1425.7897 | 1664.8268 | 1953.043 | 2245.0064 | 2533.8955 | 2811.4209 | 3071.8725 | 3311.1421 | 3525.3239 | 3712.7633 | 3872.7603 | 4005.6489 | 0 | 0 | 0 | 0.002366502717486731 | 0.006715603544494828 | 0.016123048177690585 | 0.033658431309081006 | 0.06238421609782499 | 0.10437440837356886 | 0.15981330181921616 | 0.22658480173401957 | 0.27260768375993116 | 0.3176428948221446 | 0.3603862561967448 | 0.3998186643080537 | 0.4329082667017391 | 0.45977478979305875 | 0.47746337346892337 | 0.5709810475067169 | 0.568550349907813 | 0.5467549676305765 | 0.4983210488353718 | 0.4307940675408275 | 0.3795036947452132 | 0.32498313795107003 | 0.27256237649408277 | 0.22417200956612873 | 0.18103765404068986 | 0 | 0 | 0 | 0.002366502717486731 | 0.00908210626198156 | 0.025205154439672146 | 0.05886358574875315 | 0.12124780184657814 | 0.225622210220147 | 0.38543551203936316 | 0.6120203137733827 | 0.8846279975333139 | 1.2022708923554584 | 1.5626571485522032 | 1.9624758128602569 | 2.395384079561996 | 2.8551588693550545 | 3.332622242823978 | 3.9036032903306945 | 4.472153640238507 | 5.018908607869084 | 5.517229656704456 | 5.948023724245283 | 6.327527418990496 | 6.652510556941566 | 6.925072933435649 | 7.149244943001778 | 7.330282597042468 | Efficient (>42% Baking Efficiency) | Efficient (>42% Baking Efficiency) | Efficient (>42% Baking Efficiency) | Efficient (>42% Baking Efficiency) | Efficient (>42% Baking Efficiency) | Efficient (>42% Baking Efficiency) | Efficient (>42% Baking Efficiency) | Efficient (>42% Baking Efficiency) | Efficient (>42% Baking Efficiency) | Efficient (>42% Baking Efficiency) | Efficient (>42% Baking Efficiency) | Efficient (>42% Baking Efficiency) | Efficient (>42% Baking Efficiency) | Efficient (>42% Baking Efficiency) | Efficient (>42% Baking Efficiency) | Efficient (>42% Baking Efficiency) | Efficient (>42% Baking Efficiency) | Efficient (>42% Baking Efficiency) | Efficient (>42% Baking Efficiency) | Efficient (>42% Baking Efficiency) | Efficient (>42% Baking Efficiency) | Efficient (>42% Baking Efficiency) | Efficient (>42% Baking Efficiency) | Efficient (>42% Baking Efficiency) | Efficient (>42% Baking Efficiency) | Efficient (>42% Baking Efficiency) | Efficient (>42% Baking Efficiency) | Efficient (>42% Baking Efficiency) | 2060.9548 | 2060.9548 | 2060.9548 | 2060.9548 | 2060.9548 | 2060.9548 | 2060.9548 | 2060.9548 | 2060.9548 | 2060.9548 | 2060.9548 | 2060.9548 | 2060.9548 | 2060.9548 | 2060.9548 | 2060.9548 | 2060.9548 | 2060.9548 | 2060.9548 | 2060.9548 | 2060.9548 | 2060.9548 | 2060.9548 | 2060.9548 | 2060.9548 | 2060.9548 | 2060.9548 | 2060.9548 | 506.1994 | 506.1994 | 506.1994 | 506.1994 | 506.1994 | 506.1994 | 506.1994 | 506.1994 | 506.1994 | 506.1994 | 506.1994 | 506.1994 | 506.1994 | 506.1994 | 506.1994 | 506.1994 | 506.1994 | 506.1994 | 506.1994 | 506.1994 | 506.1994 | 506.1994 | 506.1994 | 506.1994 | 506.1994 | 506.1994 | 506.1994 | 506.1994 | 0 | 0 | 0 | 1.1833 | 3.3578 | 8.0615 | 16.8292 | 31.1921 | 52.1872 | 79.9067 | 113.2924 | 136.3038 | 158.8214 | 180.1931 | 199.9093 | 216.4541 | 229.8874 | 238.7317 | 285.4905 | 284.2752 | 273.3775 | 249.1605 | 215.397 | 189.7518 | 162.4916 | 136.2812 | 112.086 | 90.5188 | 0 | 0 | 0 | 1.1833 | 4.5411 | 12.6026 | 29.4318 | 60.6239 | 112.8111 | 192.7178 | 306.0102 | 442.314 | 601.1354 | 781.1595 | 980.4443 | 1196.3947 | 1425.7897 | 1664.8268 | 1953.043 | 2245.0064 | 2533.8955 | 2811.4209 | 3071.8725 | 3311.1421 | 3525.3239 | 3712.7633 | 3872.7603 | 4005.6489 | 0 | 0 | 0 | 0.0023665 | 0.0067156 | 0.016123048177690585 | 0.033658431309081006 | 0.06238421609782499 | 0.10437440837356886 | 0.15981330181921616 | 0.22658480173401957 | 0.27260768375993116 | 0.3176428948221446 | 0.3603862561967448 | 0.39981866430805346 | 0.4329082667017391 | 0.45977478979305875 | 0.4774633734689229 | 0.5709810475067171 | 0.568550349907813 | 0.5467549676305765 | 0.4983210488353718 | 0.4307940675408275 | 0.379503694745213 | 0.32498313795107026 | 0.27256237649408277 | 0.22417200956612868 | 0.1810376540406894 | 0 | 0
Conveyor Oven_Office_New_Efficient (>42% Baking Efficiency) | Conveyor Oven_Office_New | Conveyor Oven_Commercial_New_Standard_Efficient (>42% Baking Efficiency) | Commercial | Office | New | Food Preparation | Natural Gas | Conveyor Oven | EQ | Standard | 15 | 9 | 12 | 499.3566 | 0 | 0 | 0.011946 | 1 | LO3Slow | 0.996 | n/a | A | WCE20 | 0.33567023755862224 | 0.20140214253517333 | 1 units | 0.0321 | 1035.5084575927879 | 1035.5085 | 462.91160323141514 | 462.9116 | CA eTRM - Conveyor Oven, Gas, Commercial - SWFS008-03 | CA eTRM - Conveyor Oven, Gas, Commercial - SWFS008-03 | CA eTRM - Conveyor Oven, Gas, Commercial - SWFS008-03 | 0 | 0 | 2066.3032 | Standard | Standard | Standard | Standard | Standard | Standard | Standard | Standard | Standard | Standard | Standard | Standard | Standard | Standard | Standard | Standard | Standard | Standard | Standard | Standard | Standard | Standard | Standard | Standard | Standard | Standard | Standard | Standard | 0 | 0 | 0 | 0 | 0 | 0 | 0 | 0 | 0 | 0 | 0 | 0 | 0 | 0 | 0 | 0 | 0 | 0 | 0 | 0 | 0 | 0 | 0 | 0 | 0 | 0 | 0 | 0 | 0 | 0 | 0 | 0 | 0 | 0 | 0 | 0 | 0 | 0 | 0 | 0 | 0 | 0 | 0 | 0 | 0 | 0 | 0 | 0 | 0 | 0 | 0 | 0 | 0 | 0 | 0 | 0 | 0 | 0 | 0 | 0 | 0 | 0 | 0 | 0 | 0 | 0 | 0 | 0 | 0 | 0 | 0 | 0 | 0 | 0 | 0 | 0 | 0 | 0 | 0 | 0 | 0 | 0 | 0 | 0 | 0 | 0 | 0 | 0 | 0 | 0 | 0 | 0 | 0 | 0 | 0 | 0 | 0 | 0 | 0 | 0 | 0 | 0 | 0 | 0 | 0 | 0 | 0 | 0 | 0 | 0 | 0 | 0 | Efficient (>42% Baking Efficiency) | Efficient (>42% Baking Efficiency) | Efficient (>42% Baking Efficiency) | Efficient (>42% Baking Efficiency) | Efficient (>42% Baking Efficiency) | Efficient (>42% Baking Efficiency) | Efficient (>42% Baking Efficiency) | Efficient (>42% Baking Efficiency) | Efficient (>42% Baking Efficiency) | Efficient (>42% Baking Efficiency) | Efficient (>42% Baking Efficiency) | Efficient (>42% Baking Efficiency) | Efficient (>42% Baking Efficiency) | Efficient (>42% Baking Efficiency) | Efficient (>42% Baking Efficiency) | Efficient (>42% Baking Efficiency) | Efficient (>42% Baking Efficiency) | Efficient (>42% Baking Efficiency) | Efficient (>42% Baking Efficiency) | Efficient (>42% Baking Efficiency) | Efficient (>42% Baking Efficiency) | Efficient (>42% Baking Efficiency) | Efficient (>42% Baking Efficiency) | Efficient (>42% Baking Efficiency) | Efficient (>42% Baking Efficiency) | Efficient (>42% Baking Efficiency) | Efficient (>42% Baking Efficiency) | Efficient (>42% Baking Efficiency) | 2066.3032 | 2066.3032 | 2066.3032 | 2066.3032 | 2066.3032 | 2066.3032 | 2066.3032 | 2066.3032 | 2066.3032 | 2066.3032 | 2066.3032 | 2066.3032 | 2066.3032 | 2066.3032 | 2066.3032 | 2066.3032 | 2066.3032 | 2066.3032 | 2066.3032 | 2066.3032 | 2066.3032 | 2066.3032 | 2066.3032 | 2066.3032 | 2066.3032 | 2066.3032 | 2066.3032 | 2066.3032 | 499.3566 | 499.3566 | 499.3566 | 499.3566 | 499.3566 | 499.3566 | 499.3566 | 499.3566 | 499.3566 | 499.3566 | 499.3566 | 499.3566 | 499.3566 | 499.3566 | 499.3566 | 499.3566 | 499.3566 | 499.3566 | 499.3566 | 499.3566 | 499.3566 | 499.3566 | 499.3566 | 499.3566 | 499.3566 | 499.3566 | 499.3566 | 499.3566 | 0 | 0 | 0 | 0 | 0 | 0 | 0 | 0 | 0 | 0 | 0 | 0 | 0 | 0 | 0 | 0 | 0 | 0 | 0 | 0 | 0 | 0 | 0 | 0 | 0 | 0 | 0 | 0 | 0 | 0 | 0 | 0 | 0 | 0 | 0 | 0 | 0 | 0 | 0 | 0 | 0 | 0 | 0 | 0 | 0 | 0 | 0 | 0 | 0 | 0 | 0 | 0 | 0 | 0 | 0 | 0 | 0 | 0 | 0 | 0 | 0 | 0 | 0 | 0 | 0 | 0 | 0 | 0 | 0 | 0 | 0 | 0 | 0 | 0 | 0 | 0 | 0 | 0 | 0 | 0 | 0 | 0 | 0 | 0 | 0 | 0 | 0 | 0 | 0 | 0 | 0 | 0 | 0 | 0 | 0 | 0 | 0 | 0 | 0 | 0 | 0 | 0 | 0 | 0 | 0 | 0 | 0 | 0 | 0 | 0 | 0 | 0 | Efficient (>42% Baking Efficiency) | Efficient (>42% Baking Efficiency) | Efficient (>42% Baking Efficiency) | Efficient (>42% Baking Efficiency) | Efficient (>42% Baking Efficiency) | Efficient (>42% Baking Efficiency) | Efficient (>42% Baking Efficiency) | Efficient (>42% Baking Efficiency) | Efficient (>42% Baking Efficiency) | Efficient (>42% Baking Efficiency) | Efficient (>42% Baking Efficiency) | Efficient (>42% Baking Efficiency) | Efficient (>42% Baking Efficiency) | Efficient (>42% Baking Efficiency) | Efficient (>42% Baking Efficiency) | Efficient (>42% Baking Efficiency) | Efficient (>42% Baking Efficiency) | Efficient (>42% Baking Efficiency) | Efficient (>42% Baking Efficiency) | Efficient (>42% Baking Efficiency) | Efficient (>42% Baking Efficiency) | Efficient (>42% Baking Efficiency) | Efficient (>42% Baking Efficiency) | Efficient (>42% Baking Efficiency) | Efficient (>42% Baking Efficiency) | Efficient (>42% Baking Efficiency) | Efficient (>42% Baking Efficiency) | Efficient (>42% Baking Efficiency) | 2066.3032 | 2066.3032 | 2066.3032 | 2066.3032 | 2066.3032 | 2066.3032 | 2066.3032 | 2066.3032 | 2066.3032 | 2066.3032 | 2066.3032 | 2066.3032 | 2066.3032 | 2066.3032 | 2066.3032 | 2066.3032 | 2066.3032 | 2066.3032 | 2066.3032 | 2066.3032 | 2066.3032 | 2066.3032 | 2066.3032 | 2066.3032 | 2066.3032 | 2066.3032 | 2066.3032 | 2066.3032 | 499.3566 | 499.3566 | 499.3566 | 499.3566 | 499.3566 | 499.3566 | 499.3566 | 499.3566 | 499.3566 | 499.3566 | 499.3566 | 499.3566 | 499.3566 | 499.3566 | 499.3566 | 499.3566 | 499.3566 | 499.3566 | 499.3566 | 499.3566 | 499.3566 | 499.3566 | 499.3566 | 499.3566 | 499.3566 | 499.3566 | 499.3566 | 499.3566 | 0 | 0 | 0 | 0 | 0 | 0 | 0 | 0 | 0 | 0 | 0 | 0 | 0 | 0 | 0 | 0 | 0 | 0 | 0 | 0 | 0 | 0 | 0 | 0 | 0 | 0 | 0 | 0 | 0 | 0 | 0 | 0 | 0 | 0 | 0 | 0 | 0 | 0 | 0 | 0 | 0 | 0 | 0 | 0 | 0 | 0 | 0 | 0 | 0 | 0 | 0 | 0 | 0 | 0 | 0 | 0 | 0 | 0 | 0 | 0 | 0 | 0 | 0 | 0 | 0 | 0 | 0 | 0 | 0 | 0 | 0 | 0 | 0 | 0 | 0 | 0 | 0 | 0 | 0 | 0 | 0 | 0 | 0 | 0 | 0 | 0
Conveyor Oven_Office_Existing_Efficient (>42% Baking Efficiency) | Conveyor Oven_Office_Existing | Conveyor Oven_Commercial_Existing_Standard_Efficient (>42% Baking Efficiency) | Commercial | Office | Existing | Food Preparation | Natural Gas | Conveyor Oven | EQ | Standard | 15 | 9 | 12 | 499.3566 | 0 | 0 | 0.011946 | 1 | LO3Slow | 0.996 | n/a | A | WCE6 | 0.33567023755862224 | 0.20140214253517333 | 1 units | 0.0321 | 1035.5084575927879 | 1035.5085 | 462.91160323141514 | 462.9116 | CA eTRM - Conveyor Oven, Gas, Commercial - SWFS008-03 | CA eTRM - Conveyor Oven, Gas, Commercial - SWFS008-03 | CA eTRM - Conveyor Oven, Gas, Commercial - SWFS008-03 | 0 | 0 | 2066.3032 | Standard | Standard | Standard | Standard | Standard | Standard | Standard | Standard | Standard | Standard | Standard | Standard | Standard | Standard | Standard | Standard | Standard | Standard | Standard | Standard | Standard | Standard | Standard | Standard | Standard | Standard | Standard | Standard | 0 | 0 | 0 | 57.4261 | 63.3624 | 68.4507 | 72.8121 | 76.5505 | 79.7548 | 82.5013 | 84.8555 | 78.7933 | 74.7515 | 72.2764 | 71.003 | 13.2123 | 7.5865 | 3.2984 | 12.4401 | 10.6629 | 9.1397 | 6.6797 | 3.7467 | 8.7473 | 11.5159 | 12.6918 | 12.7627 | 12.0966 | 0 | 0 | 0 | 57.4261 | 120.7885 | 189.2392 | 262.0513 | 338.6018 | 418.3566 | 500.8579 | 585.7134 | 664.5067 | 739.2582 | 803.3309 | 858.2503 | 905.3241 | 945.6731 | 980.2579 | 1022.2615 | 1060.6188 | 1078.7828 | 1094.352 | 1107.697 | 1119.1356 | 1128.94 | 1137.3439 | 1144.5472 | 1150.7214 | 0 | 0 | 0 | 0.11485210281803175 | 0.1267248255788333 | 0.13690144508809177 | 0.14562426181031335 | 0.15310096185793182 | 0.15950956189874765 | 0.16500264764801836 | 0.169711006861679 | 0.15758664846166212 | 0.14950292624291467 | 0.14455280861078854 | 0.14200595389193776 | 0.026424635530499445 | 0.015172987549952471 | 0.00659681785914346 | 0.024880215430284777 | 0.021325898940244028 | 0.018279341948780645 | 0.013359422403402231 | 0.007493359235029867 | 0.01749466445855095 | 0.023031725418212003 | 0.025383618317682124 | 0.025525406597884538 | 0.024193136622449575 | 0 | 0 | 0 | 0.11485210281803175 | 0.24157692839686506 | 0.3784783734849569 | 0.5241026352952702 | 0.677203597153202 | 0.8367131590519497 | 1.0017158066999678 | 1.171426813561647 | 1.3290134620233092 | 1.4785163882662238 | 1.6230691968770123 | 1.7650751507689502 | 1.7914997862994497 | 1.8066727738494024 | 1.8132695917085457 | 1.8381498071388307 | 1.8594757060790748 | 1.8777550480278553 | 1.8911144704312575 | 1.8986078296662872 | 1.9161024941248384 | 1.9391342195430503 | 1.9645178378607326 | 1.9900432444586171 | 2.0142363810810666 | Efficient (>42% Baking Efficiency) | Efficient (>42% Baking Efficiency) | Efficient (>42% Baking Efficiency) | Efficient (>42% Baking Efficiency) | Efficient (>42% Baking Efficiency) | Efficient (>42% Baking Efficiency) | Efficient (>42% Baking Efficiency) | Efficient (>42% Baking Efficiency) | Efficient (>42% Baking Efficiency) | Efficient (>42% Baking Efficiency) | Efficient (>42% Baking Efficiency) | Efficient (>42% Baking Efficiency) | Efficient (>42% Baking Efficiency) | Efficient (>42% Baking Efficiency) | Efficient (>42% Baking Efficiency) | Efficient (>42% Baking Efficiency) | Efficient (>42% Baking Efficiency) | Efficient (>42% Baking Efficiency) | Efficient (>42% Baking Efficiency) | Efficient (>42% Baking Efficiency) | Efficient (>42% Baking Efficiency) | Efficient (>42% Baking Efficiency) | Efficient (>42% Baking Efficiency) | Efficient (>42% Baking Efficiency) | Efficient (>42% Baking Efficiency) | Efficient (>42% Baking Efficiency) | Efficient (>42% Baking Efficiency) | Efficient (>42% Baking Efficiency) | 2066.3032 | 2066.3032 | 2066.3032 | 2066.3032 | 2066.3032 | 2066.3032 | 2066.3032 | 2066.3032 | 2066.3032 | 2066.3032 | 2066.3032 | 2066.3032 | 2066.3032 | 2066.3032 | 2066.3032 | 2066.3032 | 2066.3032 | 2066.3032 | 2066.3032 | 2066.3032 | 2066.3032 | 2066.3032 | 2066.3032 | 2066.3032 | 2066.3032 | 2066.3032 | 2066.3032 | 2066.3032 | 499.3566 | 499.3566 | 499.3566 | 499.3566 | 499.3566 | 499.3566 | 499.3566 | 499.3566 | 499.3566 | 499.3566 | 499.3566 | 499.3566 | 499.3566 | 499.3566 | 499.3566 | 499.3566 | 499.3566 | 499.3566 | 499.3566 | 499.3566 | 499.3566 | 499.3566 | 499.3566 | 499.3566 | 499.3566 | 499.3566 | 499.3566 | 499.3566 | 0 | 0 | 0 | 0.27003 | 0.76629 | 1.8397 | 3.8406 | 7.1184 | 11.9097 | 18.2356 | 25.8546 | 31.1061 | 36.2448 | 41.1221 | 45.6215 | 49.3973 | 52.4629 | 54.4812 | 65.1521 | 64.8748 | 62.3878 | 56.8612 | 49.156 | 43.3035 | 37.0824 | 31.1009 | 25.5793 | 20.6574 | 0 | 0 | 0 | 0.27003 | 1.0363 | 2.876 | 6.7167 | 13.8351 | 25.7448 | 43.9803 | 69.8349 | 100.941 | 137.1858 | 178.2694 | 223.7484 | 273.0307 | 325.3812 | 379.9321 | 445.7063 | 512.3356 | 578.2633 | 641.5977 | 701.0357 | 755.6397 | 804.5184 | 847.2942 | 883.8073 | 914.1339 | 0 | 0 | 0 | 0.0005400624095735317 | 0.0015325758999475117 | 0.003679460067453935 | 0.007681230780310468 | 0.014236776411111818 | 0.02381940830556316 | 0.03647118434499392 | 0.05170918803219221 | 0.06221212486753584 | 0.07248966413347058 | 0.08224417764687762 | 0.09124309456445336 | 0.09879451221908532 | 0.10492575351889266 | 0.10896248631084808 | 0.13030426631615513 | 0.12974955391607695 | 0.12477560371384698 | 0.11372244129981611 | 0.09831202830528152 | 0.08660699111464533 | 0.074164789778487 | 0.06220178524232243 | 0.05115856185189555 | 0.04131481909667485 | 0 | 0 | 0 | 0.0005400624095735317 | 0.0020726383095210433 | 0.005752098376974979 | 0.013433329157285446 | 0.027670105568397264 | 0.051489513873960426 | 0.08796069821895434 | 0.13966988625114654 | 0.2018820111186824 | 0.274371675252153 | 0.35661585289903064 | 0.447858947463484 | 0.5466534596825693 | 0.651579213201462 | 0.76054169951231 | 0.8908459658284651 | 1.020595519744542 | 1.145371123458389 | 1.2590935647582053 | 1.3574055930634867 | 1.4440125841781322 | 1.5181773739566191 | 1.5803791591989418 | 1.6315377210508373 | 1.672852540147512 | Efficient (>42% Baking Efficiency) | Efficient (>42% Baking Efficiency) | Efficient (>42% Baking Efficiency) | Efficient (>42% Baking Efficiency) | Efficient (>42% Baking Efficiency) | Efficient (>42% Baking Efficiency) | Efficient (>42% Baking Efficiency) | Efficient (>42% Baking Efficiency) | Efficient (>42% Baking Efficiency) | Efficient (>42% Baking Efficiency) | Efficient (>42% Baking Efficiency) | Efficient (>42% Baking Efficiency) | Efficient (>42% Baking Efficiency) | Efficient (>42% Baking Efficiency) | Efficient (>42% Baking Efficiency) | Efficient (>42% Baking Efficiency) | Efficient (>42% Baking Efficiency) | Efficient (>42% Baking Efficiency) | Efficient (>42% Baking Efficiency) | Efficient (>42% Baking Efficiency) | Efficient (>42% Baking Efficiency) | Efficient (>42% Baking Efficiency) | Efficient (>42% Baking Efficiency) | Efficient (>42% Baking Efficiency) | Efficient (>42% Baking Efficiency) | Efficient (>42% Baking Efficiency) | Efficient (>42% Baking Efficiency) | Efficient (>42% Baking Efficiency) | 2066.3032 | 2066.3032 | 2066.3032 | 2066.3032 | 2066.3032 | 2066.3032 | 2066.3032 | 2066.3032 | 2066.3032 | 2066.3032 | 2066.3032 | 2066.3032 | 2066.3032 | 2066.3032 | 2066.3032 | 2066.3032 | 2066.3032 | 2066.3032 | 2066.3032 | 2066.3032 | 2066.3032 | 2066.3032 | 2066.3032 | 2066.3032 | 2066.3032 | 2066.3032 | 2066.3032 | 2066.3032 | 499.3566 | 499.3566 | 499.3566 | 499.3566 | 499.3566 | 499.3566 | 499.3566 | 499.3566 | 499.3566 | 499.3566 | 499.3566 | 499.3566 | 499.3566 | 499.3566 | 499.3566 | 499.3566 | 499.3566 | 499.3566 | 499.3566 | 499.3566 | 499.3566 | 499.3566 | 499.3566 | 499.3566 | 499.3566 | 499.3566 | 499.3566 | 499.3566 | 0 | 0 | 0 | 0.27003 | 0.76629 | 1.8397 | 3.8406 | 7.1184 | 11.9097 | 18.2356 | 25.8546 | 31.1061 | 36.2448 | 41.1221 | 45.6215 | 49.3973 | 52.4629 | 54.4812 | 65.1521 | 64.8748 | 62.3878 | 56.8612 | 49.156 | 43.3035 | 37.0824 | 31.1009 | 25.5793 | 20.6574 | 0 | 0 | 0 | 0.27003 | 1.0363 | 2.876 | 6.7167 | 13.8351 | 25.7448 | 43.9803 | 69.8349 | 100.941 | 137.1858 | 178.2694 | 223.7484 | 273.0307 | 325.3812 | 379.9321 | 445.7063 | 512.3356 | 578.2633 | 641.5977 | 701.0357 | 755.6397 | 804.5184 | 847.2942 | 883.8073 | 914.1339 | 0 | 0 | 0 | 0.00054006 | 0.0015326 | 0.003679460067453935 | 0.007681230780310468 | 0.014236776411111818 | 0.02381940830556316 | 0.03647118434499392 | 0.05170918803219221 | 0.06221212486753584 | 0.07248966413347062 | 0.08224417764687762 | 0.09124309456445336 | 0.09879451221908532 | 0.10492575351889274 | 0.10896248631084808 | 0.13030426631615508 | 0.12974955391607695 | 0.12477560371384698 | 0.11372244129981603 | 0.09831202830528152 | 0.08660699111464533 | 0.07416478977848713 | 0.06220178524232252 | 0.05115856185189555 | 0.04131481909667489 | 0 | 0
Conveyor Oven_Warehouse_New_Efficient (>42% Baking Efficiency) | Conveyor Oven_Warehouse_New | Conveyor Oven_Commercial_New_Standard_Efficient (>42% Baking Efficiency) | Commercial | Warehouse | New | Food Preparation | Natural Gas | Conveyor Oven | EQ | Standard | 15 | 9 | 12 | 455.8653 | 0 | 0 | 0.0015279 | 1 | LO3Slow | 0.996 | n/a | A | WCE216 | 0.33567023755862224 | 0.20140214253517333 | 1 units | 0.0321 | 1035.5084575927897 | 1035.5085 | 462.91160323141537 | 462.9116 | CA eTRM - Conveyor Oven, Gas, Commercial - SWFS008-03 | CA eTRM - Conveyor Oven, Gas, Commercial - SWFS008-03 | CA eTRM - Conveyor Oven, Gas, Commercial - SWFS008-03 | 0 | 0 | 2005.8074 | Standard | Standard | Standard | Standard | Standard | Standard | Standard | Standard | Standard | Standard | Standard | Standard | Standard | Standard | Standard | Standard | Standard | Standard | Standard | Standard | Standard | Standard | Standard | Standard | Standard | Standard | Standard | Standard | 0 | 0 | 0 | 0 | 0 | 0 | 0 | 0 | 0 | 0 | 0 | 0 | 0 | 0 | 0 | 0 | 0 | 0 | 0 | 0 | 0 | 0 | 0 | 0 | 0 | 0 | 0 | 0 | 0 | 0 | 0 | 0 | 0 | 0 | 0 | 0 | 0 | 0 | 0 | 0 | 0 | 0 | 0 | 0 | 0 | 0 | 0 | 0 | 0 | 0 | 0 | 0 | 0 | 0 | 0 | 0 | 0 | 0 | 0 | 0 | 0 | 0 | 0 | 0 | 0 | 0 | 0 | 0 | 0 | 0 | 0 | 0 | 0 | 0 | 0 | 0 | 0 | 0 | 0 | 0 | 0 | 0 | 0 | 0 | 0 | 0 | 0 | 0 | 0 | 0 | 0 | 0 | 0 | 0 | 0 | 0 | 0 | 0 | 0 | 0 | 0 | 0 | 0 | 0 | 0 | 0 | 0 | 0 | 0 | 0 | 0 | 0 | Efficient (>42% Baking Efficiency) | Efficient (>42% Baking Efficiency) | Efficient (>42% Baking Efficiency) | Efficient (>42% Baking Efficiency) | Efficient (>42% Baking Efficiency) | Efficient (>42% Baking Efficiency) | Efficient (>42% Baking Efficiency) | Efficient (>42% Baking Efficiency) | Efficient (>42% Baking Efficiency) | Efficient (>42% Baking Efficiency) | Efficient (>42% Baking Efficiency) | Efficient (>42% Baking Efficiency) | Efficient (>42% Baking Efficiency) | Efficient (>42% Baking Efficiency) | Efficient (>42% Baking Efficiency) | Efficient (>42% Baking Efficiency) | Efficient (>42% Baking Efficiency) | Efficient (>42% Baking Efficiency) | Efficient (>42% Baking Efficiency) | Efficient (>42% Baking Efficiency) | Efficient (>42% Baking Efficiency) | Efficient (>42% Baking Efficiency) | Efficient (>42% Baking Efficiency) | Efficient (>42% Baking Efficiency) | Efficient (>42% Baking Efficiency) | Efficient (>42% Baking Efficiency) | Efficient (>42% Baking Efficiency) | Efficient (>42% Baking Efficiency) | 2005.8074 | 2005.8074 | 2005.8074 | 2005.8074 | 2005.8074 | 2005.8074 | 2005.8074 | 2005.8074 | 2005.8074 | 2005.8074 | 2005.8074 | 2005.8074 | 2005.8074 | 2005.8074 | 2005.8074 | 2005.8074 | 2005.8074 | 2005.8074 | 2005.8074 | 2005.8074 | 2005.8074 | 2005.8074 | 2005.8074 | 2005.8074 | 2005.8074 | 2005.8074 | 2005.8074 | 2005.8074 | 455.8653 | 455.8653 | 455.8653 | 455.8653 | 455.8653 | 455.8653 | 455.8653 | 455.8653 | 455.8653 | 455.8653 | 455.8653 | 455.8653 | 455.8653 | 455.8653 | 455.8653 | 455.8653 | 455.8653 | 455.8653 | 455.8653 | 455.8653 | 455.8653 | 455.8653 | 455.8653 | 455.8653 | 455.8653 | 455.8653 | 455.8653 | 455.8653 | 0 | 0 | 0 | 0 | 0 | 0 | 0 | 0 | 0 | 0 | 0 | 0 | 0 | 0 | 0 | 0 | 0 | 0 | 0 | 0 | 0 | 0 | 0 | 0 | 0 | 0 | 0 | 0 | 0 | 0 | 0 | 0 | 0 | 0 | 0 | 0 | 0 | 0 | 0 | 0 | 0 | 0 | 0 | 0 | 0 | 0 | 0 | 0 | 0 | 0 | 0 | 0 | 0 | 0 | 0 | 0 | 0 | 0 | 0 | 0 | 0 | 0 | 0 | 0 | 0 | 0 | 0 | 0 | 0 | 0 | 0 | 0 | 0 | 0 | 0 | 0 | 0 | 0 | 0 | 0 | 0 | 0 | 0 | 0 | 0 | 0 | 0 | 0 | 0 | 0 | 0 | 0 | 0 | 0 | 0 | 0 | 0 | 0 | 0 | 0 | 0 | 0 | 0 | 0 | 0 | 0 | 0 | 0 | 0 | 0 | 0 | 0 | Efficient (>42% Baking Efficiency) | Efficient (>42% Baking Efficiency) | Efficient (>42% Baking Efficiency) | Efficient (>42% Baking Efficiency) | Efficient (>42% Baking Efficiency) | Efficient (>42% Baking Efficiency) | Efficient (>42% Baking Efficiency) | Efficient (>42% Baking Efficiency) | Efficient (>42% Baking Efficiency) | Efficient (>42% Baking Efficiency) | Efficient (>42% Baking Efficiency) | Efficient (>42% Baking Efficiency) | Efficient (>42% Baking Efficiency) | Efficient (>42% Baking Efficiency) | Efficient (>42% Baking Efficiency) | Efficient (>42% Baking Efficiency) | Efficient (>42% Baking Efficiency) | Efficient (>42% Baking Efficiency) | Efficient (>42% Baking Efficiency) | Efficient (>42% Baking Efficiency) | Efficient (>42% Baking Efficiency) | Efficient (>42% Baking Efficiency) | Efficient (>42% Baking Efficiency) | Efficient (>42% Baking Efficiency) | Efficient (>42% Baking Efficiency) | Efficient (>42% Baking Efficiency) | Efficient (>42% Baking Efficiency) | Efficient (>42% Baking Efficiency) | 2005.8074 | 2005.8074 | 2005.8074 | 2005.8074 | 2005.8074 | 2005.8074 | 2005.8074 | 2005.8074 | 2005.8074 | 2005.8074 | 2005.8074 | 2005.8074 | 2005.8074 | 2005.8074 | 2005.8074 | 2005.8074 | 2005.8074 | 2005.8074 | 2005.8074 | 2005.8074 | 2005.8074 | 2005.8074 | 2005.8074 | 2005.8074 | 2005.8074 | 2005.8074 | 2005.8074 | 2005.8074 | 455.8653 | 455.8653 | 455.8653 | 455.8653 | 455.8653 | 455.8653 | 455.8653 | 455.8653 | 455.8653 | 455.8653 | 455.8653 | 455.8653 | 455.8653 | 455.8653 | 455.8653 | 455.8653 | 455.8653 | 455.8653 | 455.8653 | 455.8653 | 455.8653 | 455.8653 | 455.8653 | 455.8653 | 455.8653 | 455.8653 | 455.8653 | 455.8653 | 0 | 0 | 0 | 0 | 0 | 0 | 0 | 0 | 0 | 0 | 0 | 0 | 0 | 0 | 0 | 0 | 0 | 0 | 0 | 0 | 0 | 0 | 0 | 0 | 0 | 0 | 0 | 0 | 0 | 0 | 0 | 0 | 0 | 0 | 0 | 0 | 0 | 0 | 0 | 0 | 0 | 0 | 0 | 0 | 0 | 0 | 0 | 0 | 0 | 0 | 0 | 0 | 0 | 0 | 0 | 0 | 0 | 0 | 0 | 0 | 0 | 0 | 0 | 0 | 0 | 0 | 0 | 0 | 0 | 0 | 0 | 0 | 0 | 0 | 0 | 0 | 0 | 0 | 0 | 0 | 0 | 0 | 0 | 0 | 0 | 0
Conveyor Oven_Warehouse_Existing_Efficient (>42% Baking Efficiency) | Conveyor Oven_Warehouse_Existing | Conveyor Oven_Commercial_Existing_Standard_Efficient (>42% Baking Efficiency) | Commercial | Warehouse | Existing | Food Preparation | Natural Gas | Conveyor Oven | EQ | Standard | 15 | 9 | 12 | 455.8653 | 0 | 0 | 0.0015279 | 1 | LO3Slow | 0.996 | n/a | A | WCE202 | 0.33567023755862224 | 0.20140214253517333 | 1 units | 0.0321 | 1035.5084575927897 | 1035.5085 | 462.91160323141537 | 462.9116 | CA eTRM - Conveyor Oven, Gas, Commercial - SWFS008-03 | CA eTRM - Conveyor Oven, Gas, Commercial - SWFS008-03 | CA eTRM - Conveyor Oven, Gas, Commercial - SWFS008-03 | 0 | 0 | 2005.8074 | Standard | Standard | Standard | Standard | Standard | Standard | Standard | Standard | Standard | Standard | Standard | Standard | Standard | Standard | Standard | Standard | Standard | Standard | Standard | Standard | Standard | Standard | Standard | Standard | Standard | Standard | Standard | Standard | 0 | 0 | 0 | 0.95848 | 1.0576 | 1.1425 | 1.2153 | 1.2777 | 1.3312 | 1.377 | 1.4163 | 1.3151 | 1.2477 | 1.2063 | 1.1851 | 0.22052 | 0.12662 | 0.055053 | 0.20763 | 0.17797 | 0.15255 | 0.11149 | 0.062535 | 0.146 | 0.19221 | 0.21183 | 0.21302 | 0.2019 | 0 | 0 | 0 | 0.95848 | 2.016 | 3.1585 | 4.3738 | 5.6515 | 6.9827 | 8.3597 | 9.7759 | 11.0911 | 12.3387 | 13.4081 | 14.3248 | 15.1105 | 15.7839 | 16.3612 | 17.0622 | 17.7024 | 18.0056 | 18.2655 | 18.4882 | 18.6791 | 18.8428 | 18.983 | 19.1033 | 19.2063 | 0 | 0 | 0 | 0.0019169582989146128 | 0.002115121970877071 | 0.002284976546844893 | 0.00243056618338874 | 0.0025553573004263226 | 0.002662321115029965 | 0.0027540043846902306 | 0.0028325900443990286 | 0.0026302264055656052 | 0.0024953036830979124 | 0.00241268291392887 | 0.002370174207778612 | 0.00044104481444489746 | 0.00025324729534375673 | 0.00011010529569100665 | 0.00041526741154607584 | 0.0003559434956109224 | 0.0003050944248093606 | 0.000222977681875643 | 0.00012506917000115988 | 0.0002919976334580449 | 0.00038441487874815396 | 0.0004236695419295547 | 0.0004260360830180831 | 0.00040379960738427605 | 0 | 0 | 0 | 0.0019169582989146128 | 0.004032080269791684 | 0.006317056816636576 | 0.008747623000025316 | 0.011302980300451638 | 0.013965301415481603 | 0.016719305800171835 | 0.019551895844570864 | 0.02218212225013647 | 0.024677425933234385 | 0.02709010884716325 | 0.029460283054941867 | 0.029901327869386762 | 0.03015457516473052 | 0.030264680460421526 | 0.0306799478719676 | 0.031035891367578523 | 0.031340985792387886 | 0.031563963474263525 | 0.03168903264426469 | 0.03198103027772273 | 0.032365445156470884 | 0.03278911469840044 | 0.033215150781418526 | 0.0336189503888028 | Efficient (>42% Baking Efficiency) | Efficient (>42% Baking Efficiency) | Efficient (>42% Baking Efficiency) | Efficient (>42% Baking Efficiency) | Efficient (>42% Baking Efficiency) | Efficient (>42% Baking Efficiency) | Efficient (>42% Baking Efficiency) | Efficient (>42% Baking Efficiency) | Efficient (>42% Baking Efficiency) | Efficient (>42% Baking Efficiency) | Efficient (>42% Baking Efficiency) | Efficient (>42% Baking Efficiency) | Efficient (>42% Baking Efficiency) | Efficient (>42% Baking Efficiency) | Efficient (>42% Baking Efficiency) | Efficient (>42% Baking Efficiency) | Efficient (>42% Baking Efficiency) | Efficient (>42% Baking Efficiency) | Efficient (>42% Baking Efficiency) | Efficient (>42% Baking Efficiency) | Efficient (>42% Baking Efficiency) | Efficient (>42% Baking Efficiency) | Efficient (>42% Baking Efficiency) | Efficient (>42% Baking Efficiency) | Efficient (>42% Baking Efficiency) | Efficient (>42% Baking Efficiency) | Efficient (>42% Baking Efficiency) | Efficient (>42% Baking Efficiency) | 2005.8074 | 2005.8074 | 2005.8074 | 2005.8074 | 2005.8074 | 2005.8074 | 2005.8074 | 2005.8074 | 2005.8074 | 2005.8074 | 2005.8074 | 2005.8074 | 2005.8074 | 2005.8074 | 2005.8074 | 2005.8074 | 2005.8074 | 2005.8074 | 2005.8074 | 2005.8074 | 2005.8074 | 2005.8074 | 2005.8074 | 2005.8074 | 2005.8074 | 2005.8074 | 2005.8074 | 2005.8074 | 455.8653 | 455.8653 | 455.8653 | 455.8653 | 455.8653 | 455.8653 | 455.8653 | 455.8653 | 455.8653 | 455.8653 | 455.8653 | 455.8653 | 455.8653 | 455.8653 | 455.8653 | 455.8653 | 455.8653 | 455.8653 | 455.8653 | 455.8653 | 455.8653 | 455.8653 | 455.8653 | 455.8653 | 455.8653 | 455.8653 | 455.8653 | 455.8653 | 0 | 0 | 0 | 0.004507 | 0.01279 | 0.030706 | 0.064102 | 0.11881 | 0.19878 | 0.30436 | 0.43153 | 0.51918 | 0.60495 | 0.68636 | 0.76145 | 0.82447 | 0.87564 | 0.90933 | 1.0874 | 1.0828 | 1.0413 | 0.94905 | 0.82045 | 0.72276 | 0.61893 | 0.51909 | 0.42694 | 0.34479 | 0 | 0 | 0 | 0.004507 | 0.017297 | 0.048003 | 0.11211 | 0.23092 | 0.4297 | 0.73406 | 1.1656 | 1.6848 | 2.2897 | 2.9754 | 3.7345 | 4.5571 | 5.4308 | 6.3413 | 7.4391 | 8.5512 | 9.6516 | 10.7087 | 11.7008 | 12.6121 | 13.4279 | 14.1419 | 14.7513 | 15.2575 | 0 | 0 | 0 | 9.014002291312622E-06 | 2.5579715286324305E-05 | 6.141264581812576E-05 | 0.000128204871560112 | 0.00023762130619682387 | 0.0003975618321845496 | 0.0006087284236506323 | 0.0008630608817454279 | 0.0010383619118135249 | 0.0012099009059185718 | 0.0013727102509161681 | 0.0015229081841113593 | 0.0016489463879094386 | 0.0017512808998942574 | 0.001818656666085495 | 0.0021748652272783353 | 0.0021656067068616474 | 0.0020825881561812153 | 0.0018981034937419214 | 0.0016408934091657694 | 0.0014455285213565785 | 0.0012378598716505844 | 0.0010381893365634918 | 0.0008538705630658309 | 0.0006895719224314659 | 0 | 0 | 0 | 9.014002291312622E-06 | 3.4593717577636924E-05 | 9.600636339576269E-05 | 0.0002242112349558747 | 0.00046183254115269857 | 0.0008593943733372482 | 0.0014681227969878805 | 0.0023311836787333084 | 0.003369545590546833 | 0.004579446496465405 | 0.005952156747381573 | 0.007475064931492932 | 0.009124011319402372 | 0.01087529221929663 | 0.012693948885382125 | 0.01486881411266046 | 0.017034420819522108 | 0.019117008975703325 | 0.02101511246944525 | 0.022656005878611017 | 0.024101534399967595 | 0.02533939427161818 | 0.026377583608181675 | 0.027231454171247504 | 0.027921026093678972 | Efficient (>42% Baking Efficiency) | Efficient (>42% Baking Efficiency) | Efficient (>42% Baking Efficiency) | Efficient (>42% Baking Efficiency) | Efficient (>42% Baking Efficiency) | Efficient (>42% Baking Efficiency) | Efficient (>42% Baking Efficiency) | Efficient (>42% Baking Efficiency) | Efficient (>42% Baking Efficiency) | Efficient (>42% Baking Efficiency) | Efficient (>42% Baking Efficiency) | Efficient (>42% Baking Efficiency) | Efficient (>42% Baking Efficiency) | Efficient (>42% Baking Efficiency) | Efficient (>42% Baking Efficiency) | Efficient (>42% Baking Efficiency) | Efficient (>42% Baking Efficiency) | Efficient (>42% Baking Efficiency) | Efficient (>42% Baking Efficiency) | Efficient (>42% Baking Efficiency) | Efficient (>42% Baking Efficiency) | Efficient (>42% Baking Efficiency) | Efficient (>42% Baking Efficiency) | Efficient (>42% Baking Efficiency) | Efficient (>42% Baking Efficiency) | Efficient (>42% Baking Efficiency) | Efficient (>42% Baking Efficiency) | Efficient (>42% Baking Efficiency) | 2005.8074 | 2005.8074 | 2005.8074 | 2005.8074 | 2005.8074 | 2005.8074 | 2005.8074 | 2005.8074 | 2005.8074 | 2005.8074 | 2005.8074 | 2005.8074 | 2005.8074 | 2005.8074 | 2005.8074 | 2005.8074 | 2005.8074 | 2005.8074 | 2005.8074 | 2005.8074 | 2005.8074 | 2005.8074 | 2005.8074 | 2005.8074 | 2005.8074 | 2005.8074 | 2005.8074 | 2005.8074 | 455.8653 | 455.8653 | 455.8653 | 455.8653 | 455.8653 | 455.8653 | 455.8653 | 455.8653 | 455.8653 | 455.8653 | 455.8653 | 455.8653 | 455.8653 | 455.8653 | 455.8653 | 455.8653 | 455.8653 | 455.8653 | 455.8653 | 455.8653 | 455.8653 | 455.8653 | 455.8653 | 455.8653 | 455.8653 | 455.8653 | 455.8653 | 455.8653 | 0 | 0 | 0 | 0.004507 | 0.01279 | 0.030706 | 0.064102 | 0.11881 | 0.19878 | 0.30436 | 0.43153 | 0.51918 | 0.60495 | 0.68636 | 0.76145 | 0.82447 | 0.87564 | 0.90933 | 1.0874 | 1.0828 | 1.0413 | 0.94905 | 0.82045 | 0.72276 | 0.61893 | 0.51909 | 0.42694 | 0.34479 | 0 | 0 | 0 | 0.004507 | 0.017297 | 0.048003 | 0.11211 | 0.23092 | 0.4297 | 0.73406 | 1.1656 | 1.6848 | 2.2897 | 2.9754 | 3.7345 | 4.5571 | 5.4308 | 6.3413 | 7.4391 | 8.5512 | 9.6516 | 10.7087 | 11.7008 | 12.6121 | 13.4279 | 14.1419 | 14.7513 | 15.2575 | 0 | 0 | 0 | 9.014e-06 | 2.558e-05 | 6.141264581812576E-05 | 0.000128204871560112 | 0.00023762130619682387 | 0.0003975618321845496 | 0.0006087284236506323 | 0.0008630608817454279 | 0.0010383619118135244 | 0.0012099009059185718 | 0.0013727102509161677 | 0.0015229081841113582 | 0.0016489463879094386 | 0.0017512808998942585 | 0.001818656666085495 | 0.0021748652272783353 | 0.0021656067068616474 | 0.0020825881561812153 | 0.0018981034937419206 | 0.0016408934091657686 | 0.0014455285213565783 | 0.0012378598716505844 | 0.0010381893365634944 | 0.0008538705630658317 | 0.000689571922431468 | 0 | 0
Gas Boiler - Hot Water Reset_Retail_Existing_Boiler with boiler reset controls | Gas Boiler - Hot Water Reset_Retail_Existing | Gas Boiler - Hot Water Reset_Commercial_Existing_Existing boiler without boiler reset controls_Boiler with boiler reset controls | Commercial | Retail | Existing | Space Heating | Natural Gas | Gas Boiler - Hot Water Reset | NEQ | Existing boiler without boiler reset controls | 16 | 16 | 16 | 437.4012 | 0 | 0 | 0.35 | 0.55 | Retro5Med | 8.35569166605469E-06 | TBD | A | WCM218 | 0.7 | 0.42 | BoilerCtrl | 0.0321 | 270.19378379425393 | 270.1938 | 213.11059003490456 | 213.1106 | IL TRM v12 - 4.4.4 - Boiler Lockout/Reset Controls - CI-HVC-BLRC-V05-240101 | IL TRM v12 - 4.4.4 - Boiler Lockout/Reset Controls - CI-HVC-BLRC-V05-240101 | IL TRM v12 - 4.4.4 - Boiler Lockout/Reset Controls - CI-HVC-BLRC-V05-240101 | 0 | 0 | 1024.2592 | Existing boiler without boiler reset controls | Existing boiler without boiler reset controls | Existing boiler without boiler reset controls | Existing boiler without boiler reset controls | Existing boiler without boiler reset controls | Existing boiler without boiler reset controls | Existing boiler without boiler reset controls | Existing boiler without boiler reset controls | Existing boiler without boiler reset controls | Existing boiler without boiler reset controls | Existing boiler without boiler reset controls | Existing boiler without boiler reset controls | Existing boiler without boiler reset controls | Existing boiler without boiler reset controls | Existing boiler without boiler reset controls | Existing boiler without boiler reset controls | Existing boiler without boiler reset controls | Existing boiler without boiler reset controls | Existing boiler without boiler reset controls | Existing boiler without boiler reset controls | Existing boiler without boiler reset controls | Existing boiler without boiler reset controls | Existing boiler without boiler reset controls | Existing boiler without boiler reset controls | Existing boiler without boiler reset controls | Existing boiler without boiler reset controls | Existing boiler without boiler reset controls | Existing boiler without boiler reset controls | 0 | 0 | 0 | 1121.8731 | 1352.8867 | 1624.038 | 1847.2958 | 2062.4321 | 2357.6867 | 2526.4914 | 2518.8503 | 2315.0977 | 1939.6579 | 1462.4482 | 942.6801 | 532.9104 | 249.7144 | 102.7773 | 36.3274 | 11.0356 | 2.3418 | 0.21019 | 0.13683 | 0 | 0 | 0 | 0 | 0 | 0 | 0 | 0 | 1121.8731 | 2454.729 | 4032.0616 | 5798.1787 | 7737.7643 | 9923.6246 | 12220.1849 | 14444.8257 | 16403.2232 | 17927.7386 | 18929.856 | 19379.6887 | 19400.9079 | 19131.0115 | 18713.888 | 18226.3941 | 17737.1557 | 17271.4335 | 16840.9089 | 16445.3596 | 16083.4839 | 15750.5205 | 15444.0904 | 15162.0198 | 14902.321 | 0 | 0 | 0 | 0.0004267352943088881 | 0.0005239628848754144 | 0.000641177237319929 | 0.0007443057458875954 | 0.0008489749568080118 | 0.0009925537737425804 | 0.001088846903667348 | 0.0011123340249183152 | 0.0010482413262765122 | 0.0009010522090530055 | 0.0006972722420257116 | 0.0004614695624503091 | 0.0002679500685195344 | 0.0001290129959538499 | 5.458242136509035E-05 | 1.984815322366922E-05 | 6.199670095073037E-06 | 1.351246580473739E-06 | 1.2438378635819218E-07 | 8.292252423879474E-08 | 0 | 0 | 0 | 0 | 0 | 0 | 0 | 0 | 0.0004267352943088881 | 0.0009506981791843025 | 0.0015918754165042317 | 0.002336181162391827 | 0.003185156119199839 | 0.00417770989294242 | 0.005266556796609767 | 0.0063788908215280824 | 0.007427132147804595 | 0.008328184356857601 | 0.009025456598883312 | 0.009486926161333622 | 0.009754876229853156 | 0.009883889225807007 | 0.009938471647172096 | 0.009958319800395765 | 0.009964519470490839 | 0.009965870717071312 | 0.009965995100857671 | 0.00996607802338191 | 0.00996607802338191 | 0.00996607802338191 | 0.00996607802338191 | 0.00996607802338191 | 0.00996607802338191 | Boiler with boiler reset controls | Boiler with boiler reset controls | Boiler with boiler reset controls | Boiler with boiler reset controls | Boiler with boiler reset controls | Boiler with boiler reset controls | Boiler with boiler reset controls | Boiler with boiler reset controls | Boiler with boiler reset controls | Boiler with boiler reset controls | Boiler with boiler reset controls | Boiler with boiler reset controls | Boiler with boiler reset controls | Boiler with boiler reset controls | Boiler with boiler reset controls | Boiler with boiler reset controls | Boiler with boiler reset controls | Boiler with boiler reset controls | Boiler with boiler reset controls | Boiler with boiler reset controls | Boiler with boiler reset controls | Boiler with boiler reset controls | Boiler with boiler reset controls | Boiler with boiler reset controls | Boiler with boiler reset controls | Boiler with boiler reset controls | Boiler with boiler reset controls | Boiler with boiler reset controls | 1024.2592 | 1024.2592 | 1024.2592 | 1024.2592 | 1024.2592 | 1024.2592 | 1024.2592 | 1024.2592 | 1024.2592 | 1024.2592 | 1024.2592 | 1024.2592 | 1024.2592 | 1024.2592 | 1024.2592 | 1024.2592 | 1024.2592 | 1024.2592 | 1024.2592 | 1024.2592 | 1024.2592 | 1024.2592 | 1024.2592 | 1024.2592 | 1024.2592 | 1024.2592 | 1024.2592 | 1024.2592 | 437.4012 | 437.4012 | 437.4012 | 437.4012 | 437.4012 | 437.4012 | 437.4012 | 437.4012 | 437.4012 | 437.4012 | 437.4012 | 437.4012 | 437.4012 | 437.4012 | 437.4012 | 437.4012 | 437.4012 | 437.4012 | 437.4012 | 437.4012 | 437.4012 | 437.4012 | 437.4012 | 437.4012 | 437.4012 | 437.4012 | 437.4012 | 437.4012 | 0 | 0 | 0 | 963.9972 | 1176.1092 | 1429.4341 | 1647.4143 | 1864.8869 | 2163.1032 | 2353.694 | 2384.5594 | 2228.7053 | 1900.2447 | 1458.8313 | 958.0472 | 552.1436 | 263.9449 | 110.9058 | 40.0568 | 12.4321 | 2.6935 | 0.24659 | 0.16357 | 0 | 0 | 0 | 0 | 0 | 0 | 0 | 0 | 963.9972 | 2133.9773 | 3548.9112 | 5170.8029 | 6996.621 | 9104.6128 | 11384.395 | 13674.7087 | 15791.1051 | 17563.453 | 18883.0388 | 19695.6058 | 20101.1038 | 20221.2356 | 20193.9492 | 20097.494 | 19981.6354 | 19865.7661 | 19757.3839 | 19659.2011 | 19571.7482 | 19492.5153 | 19420.8435 | 19355.9748 | 19297.2176 | 0 | 0 | 0 | 0.00036272500016255486 | 0.00044536845214410213 | 0.0005450006517219397 | 0.0006326598840044562 | 0.00072162871328681 | 0.0008436707076811933 | 0.0009255198681172458 | 0.000945483921180568 | 0.0008910051273350355 | 0.0007658943776950545 | 0.0005926814057218549 | 0.000392249128082763 | 0.0002277575582416043 | 0.00010966104656077247 | 4.639505816032681E-05 | 1.6870930240118838E-05 | 5.26971958081208E-06 | 1.1485595934026786E-06 | 1.0572621840446335E-07 | 7.048414560297553E-08 | 0 | 0 | 0 | 0 | 0 | 0 | 0 | 0 | 0.00036272500016255486 | 0.0008080934523066569 | 0.0013530941040285965 | 0.0019857539880330523 | 0.002707382701319863 | 0.0035510534090010563 | 0.0044765732771183024 | 0.00542205719829887 | 0.006313062325633905 | 0.007078956703328959 | 0.007671638109050814 | 0.008063887237133577 | 0.008291644795375181 | 0.008401305841935955 | 0.008447700900096281 | 0.0084645718303364 | 0.008469841549917211 | 0.008470990109510614 | 0.008471095835729017 | 0.00847116631987462 | 0.00847116631987462 | 0.00847116631987462 | 0.00847116631987462 | 0.00847116631987462 | 0.00847116631987462 | Boiler with boiler reset controls | Boiler with boiler reset controls | Boiler with boiler reset controls | Boiler with boiler reset controls | Boiler with boiler reset controls | Boiler with boiler reset controls | Boiler with boiler reset controls | Boiler with boiler reset controls | Boiler with boiler reset controls | Boiler with boiler reset controls | Boiler with boiler reset controls | Boiler with boiler reset controls | Boiler with boiler reset controls | Boiler with boiler reset controls | Boiler with boiler reset controls | Boiler with boiler reset controls | Boiler with boiler reset controls | Boiler with boiler reset controls | Boiler with boiler reset controls | Boiler with boiler reset controls | Boiler with boiler reset controls | Boiler with boiler reset controls | Boiler with boiler reset controls | Boiler with boiler reset controls | Boiler with boiler reset controls | Boiler with boiler reset controls | Boiler with boiler reset controls | Boiler with boiler reset controls | 1024.2592 | 1024.2592 | 1024.2592 | 1024.2592 | 1024.2592 | 1024.2592 | 1024.2592 | 1024.2592 | 1024.2592 | 1024.2592 | 1024.2592 | 1024.2592 | 1024.2592 | 1024.2592 | 1024.2592 | 1024.2592 | 1024.2592 | 1024.2592 | 1024.2592 | 1024.2592 | 1024.2592 | 1024.2592 | 1024.2592 | 1024.2592 | 1024.2592 | 1024.2592 | 1024.2592 | 1024.2592 | 437.4012 | 437.4012 | 437.4012 | 437.4012 | 437.4012 | 437.4012 | 437.4012 | 437.4012 | 437.4012 | 437.4012 | 437.4012 | 437.4012 | 437.4012 | 437.4012 | 437.4012 | 437.4012 | 437.4012 | 437.4012 | 437.4012 | 437.4012 | 437.4012 | 437.4012 | 437.4012 | 437.4012 | 437.4012 | 437.4012 | 437.4012 | 437.4012 | 0 | 0 | 0 | 963.9933 | 1176.0913 | 1429.3745 | 1647.2553 | 1864.5176 | 2162.306 | 2352.2075 | 2383.0441 | 2227.2806 | 1899.0227 | 1457.8877 | 957.4239 | 551.7824 | 263.7713 | 110.8326 | 40.0302 | 12.4238 | 2.6917 | 0.24642 | 0.16346 | 0 | 0 | 0 | 0 | 0 | 0 | 0 | 0 | 963.9933 | 2133.9448 | 3548.7632 | 5170.3039 | 6995.2355 | 9101.2574 | 11377.205 | 13666.0194 | 15781.0101 | 17552.158 | 18870.8242 | 19682.7929 | 20087.9551 | 20207.9383 | 20180.6029 | 20084.1447 | 19968.3001 | 19852.4497 | 19744.0933 | 19645.9525 | 19558.5806 | 19479.5119 | 19408.1563 | 19343.8535 | 19286.0378 | 0 | 0 | 0 | 0.00036273 | 0.00044537 | 0.0005450006517219397 | 0.0006326598840044562 | 0.00072162871328681 | 0.0008436707076811933 | 0.0009255198681172458 | 0.000945483921180568 | 0.0008910051273350355 | 0.0007658943776950545 | 0.0005926814057218549 | 0.000392249128082763 | 0.0002277575582416043 | 0.00010966104656077247 | 4.639505816032681E-05 | 1.6870930240118838E-05 | 5.26971958081208E-06 | 1.1485595934026786E-06 | 1.0572621840446335E-07 | 7.048414560297553E-08 | 0 | 0 | 0 | 0 | 0 | 0 | 0
Pool Heater_Lodging_New_TE 95% (Condensing) | Pool Heater_Lodging_New | Pool Heater_Commercial_New_TE 82% (Standard)_TE 95% (Condensing) | Commercial | Lodging | New | Miscellaneous | Natural Gas | Pool Heater | EQ | TE 82% (Standard) | 14 | 8 | 11 | 1870.9649 | 108.77 | 0 | 0.84822 | 1 | LO3Slow | 0.996 | n/a | A | WCE196 | 0.539642795063445 | 0.323785677038067 | 1 units | 0.0321 | 284.1928177456165 | 284.1928 | 180.3010843898315 | 180.3011 | Technical Support Document: Consumer Pool Heaters. U.S. Department of Energy. March 2023. | Technical Support Document: Consumer Pool Heaters. U.S. Department of Energy. March 2023. ¦ Adjusted for Commercial Size | Technical Support Document: Consumer Pool Heaters. U.S. Department of Energy. March 2023. | 0 | 0 | 3118.2748 | TE 82% (Standard) | TE 82% (Standard) | TE 82% (Standard) | TE 82% (Standard) | TE 82% (Standard) | TE 84% (Standard 2028) | TE 84% (Standard 2028) | TE 84% (Standard 2028) | TE 84% (Standard 2028) | TE 84% (Standard 2028) | TE 84% (Standard 2028) | TE 84% (Standard 2028) | TE 84% (Standard 2028) | TE 84% (Standard 2028) | TE 84% (Standard 2028) | TE 84% (Standard 2028) | TE 84% (Standard 2028) | TE 84% (Standard 2028) | TE 84% (Standard 2028) | TE 84% (Standard 2028) | TE 84% (Standard 2028) | TE 84% (Standard 2028) | TE 84% (Standard 2028) | TE 84% (Standard 2028) | TE 84% (Standard 2028) | TE 84% (Standard 2028) | TE 84% (Standard 2028) | TE 84% (Standard 2028) | 0 | 0 | 0 | 0 | 0 | 0 | 0 | 0 | 0 | 0 | 0 | 0 | 0 | 0 | 0 | 0 | 0 | 0 | 0 | 0 | 0 | 0 | 0 | 0 | 0 | 0 | 0 | 0 | 0 | 0 | 0 | 0 | 0 | 0 | 0 | 0 | 0 | 0 | 0 | 0 | 0 | 0 | 0 | 0 | 0 | 0 | 0 | 0 | 0 | 0 | 0 | 0 | 0 | 0 | 0 | 0 | 0 | 0 | 0 | 0 | 0 | 0 | 0 | 0 | 0 | 0 | 0 | 0 | 0 | 0 | 0 | 0 | 0 | 0 | 0 | 0 | 0 | 0 | 0 | 0 | 0 | 0 | 0 | 0 | 0 | 0 | 0 | 0 | 0 | 0 | 0 | 0 | 0 | 0 | 0 | 0 | 0 | 0 | 0 | 0 | 0 | 0 | 0 | 0 | 0 | 0 | 0 | 0 | 0 | 0 | 0 | 0 | TE 95% (Condensing) | TE 95% (Condensing) | TE 95% (Condensing) | TE 95% (Condensing) | TE 95% (Condensing) | TE 95% (Condensing) | TE 95% (Condensing) | TE 95% (Condensing) | TE 95% (Condensing) | TE 95% (Condensing) | TE 95% (Condensing) | TE 95% (Condensing) | TE 95% (Condensing) | TE 95% (Condensing) | TE 95% (Condensing) | TE 95% (Condensing) | TE 95% (Condensing) | TE 95% (Condensing) | TE 95% (Condensing) | TE 95% (Condensing) | TE 95% (Condensing) | TE 95% (Condensing) | TE 95% (Condensing) | TE 95% (Condensing) | TE 95% (Condensing) | TE 95% (Condensing) | TE 95% (Condensing) | TE 95% (Condensing) | 3118.2748 | 3118.2748 | 3118.2748 | 3118.2748 | 3118.2748 | 2494.6199 | 2494.6199 | 2494.6199 | 2494.6199 | 2494.6199 | 2494.6199 | 2494.6199 | 2494.6199 | 2494.6199 | 2494.6199 | 2494.6199 | 2494.6199 | 2494.6199 | 2494.6199 | 2494.6199 | 2494.6199 | 2494.6199 | 2494.6199 | 2494.6199 | 2494.6199 | 2494.6199 | 2494.6199 | 2494.6199 | 1870.9649 | 1870.9649 | 1870.9649 | 1870.9649 | 1870.9649 | 1870.9649 | 1870.9649 | 1870.9649 | 1870.9649 | 1870.9649 | 1870.9649 | 1870.9649 | 1870.9649 | 1870.9649 | 1870.9649 | 1870.9649 | 1870.9649 | 1870.9649 | 1870.9649 | 1870.9649 | 1870.9649 | 1870.9649 | 1870.9649 | 1870.9649 | 1870.9649 | 1870.9649 | 1870.9649 | 1870.9649 | 0 | 0 | 0 | 0 | 0 | 0 | 0 | 0 | 0 | 0 | 0 | 0 | 0 | 0 | 0 | 0 | 0 | 0 | 0 | 0 | 0 | 0 | 0 | 0 | 0 | 0 | 0 | 0 | 0 | 0 | 0 | 0 | 0 | 0 | 0 | 0 | 0 | 0 | 0 | 0 | 0 | 0 | 0 | 0 | 0 | 0 | 0 | 0 | 0 | 0 | 0 | 0 | 0 | 0 | 0 | 0 | 0 | 0 | 0 | 0 | 0 | 0 | 0 | 0 | 0 | 0 | 0 | 0 | 0 | 0 | 0 | 0 | 0 | 0 | 0 | 0 | 0 | 0 | 0 | 0 | 0 | 0 | 0 | 0 | 0 | 0 | 0 | 0 | 0 | 0 | 0 | 0 | 0 | 0 | 0 | 0 | 0 | 0 | 0 | 0 | 0 | 0 | 0 | 0 | 0 | 0 | 0 | 0 | 0 | 0 | 0 | 0 | TE 95% (Condensing) | TE 95% (Condensing) | TE 95% (Condensing) | TE 95% (Condensing) | TE 95% (Condensing) | TE 95% (Condensing) | TE 95% (Condensing) | TE 95% (Condensing) | TE 95% (Condensing) | TE 95% (Condensing) | TE 95% (Condensing) | TE 95% (Condensing) | TE 95% (Condensing) | TE 95% (Condensing) | TE 95% (Condensing) | TE 95% (Condensing) | TE 95% (Condensing) | TE 95% (Condensing) | TE 95% (Condensing) | TE 95% (Condensing) | TE 95% (Condensing) | TE 95% (Condensing) | TE 95% (Condensing) | TE 95% (Condensing) | TE 95% (Condensing) | TE 95% (Condensing) | TE 95% (Condensing) | TE 95% (Condensing) | 3118.2748 | 3118.2748 | 3118.2748 | 3118.2748 | 3118.2748 | 2494.6199 | 2494.6199 | 2494.6199 | 2494.6199 | 2494.6199 | 2494.6199 | 2494.6199 | 2494.6199 | 2494.6199 | 2494.6199 | 2494.6199 | 2494.6199 | 2494.6199 | 2494.6199 | 2494.6199 | 2494.6199 | 2494.6199 | 2494.6199 | 2494.6199 | 2494.6199 | 2494.6199 | 2494.6199 | 2494.6199 | 1870.9649 | 1870.9649 | 1870.9649 | 1870.9649 | 1870.9649 | 1870.9649 | 1870.9649 | 1870.9649 | 1870.9649 | 1870.9649 | 1870.9649 | 1870.9649 | 1870.9649 | 1870.9649 | 1870.9649 | 1870.9649 | 1870.9649 | 1870.9649 | 1870.9649 | 1870.9649 | 1870.9649 | 1870.9649 | 1870.9649 | 1870.9649 | 1870.9649 | 1870.9649 | 1870.9649 | 1870.9649 | 0 | 0 | 0 | 0 | 0 | 0 | 0 | 0 | 0 | 0 | 0 | 0 | 0 | 0 | 0 | 0 | 0 | 0 | 0 | 0 | 0 | 0 | 0 | 0 | 0 | 0 | 0 | 0 | 0 | 0 | 0 | 0 | 0 | 0 | 0 | 0 | 0 | 0 | 0 | 0 | 0 | 0 | 0 | 0 | 0 | 0 | 0 | 0 | 0 | 0 | 0 | 0 | 0 | 0 | 0 | 0 | 0 | 0 | 0 | 0 | 0 | 0 | 0 | 0 | 0 | 0 | 0 | 0 | 0 | 0 | 0 | 0 | 0 | 0 | 0 | 0 | 0 | 0 | 0 | 0 | 0 | 0 | 0 | 0 | 0 | 0
Pool Heater_Lodging_Existing_TE 95% (Condensing) | Pool Heater_Lodging_Existing | Pool Heater_Commercial_Existing_TE 82% (Standard)_TE 95% (Condensing) | Commercial | Lodging | Existing | Miscellaneous | Natural Gas | Pool Heater | EQ | TE 82% (Standard) | 14 | 8 | 11 | 1870.9649 | 108.77 | 0 | 0.84822 | 1 | LO3Slow | 0.996 | n/a | A | WCE182 | 0.539642795063445 | 0.323785677038067 | 1 units | 0.0321 | 284.1928177456165 | 284.1928 | 180.3010843898315 | 180.3011 | Technical Support Document: Consumer Pool Heaters. U.S. Department of Energy. March 2023. | Technical Support Document: Consumer Pool Heaters. U.S. Department of Energy. March 2023. ¦ Adjusted for Commercial Size | Technical Support Document: Consumer Pool Heaters. U.S. Department of Energy. March 2023. | 0 | 0 | 3118.2748 | TE 82% (Standard) | TE 82% (Standard) | TE 82% (Standard) | TE 82% (Standard) | TE 82% (Standard) | TE 84% (Standard 2028) | TE 84% (Standard 2028) | TE 84% (Standard 2028) | TE 84% (Standard 2028) | TE 84% (Standard 2028) | TE 84% (Standard 2028) | TE 84% (Standard 2028) | TE 84% (Standard 2028) | TE 84% (Standard 2028) | TE 84% (Standard 2028) | TE 84% (Standard 2028) | TE 84% (Standard 2028) | TE 84% (Standard 2028) | TE 84% (Standard 2028) | TE 84% (Standard 2028) | TE 84% (Standard 2028) | TE 84% (Standard 2028) | TE 84% (Standard 2028) | TE 84% (Standard 2028) | TE 84% (Standard 2028) | TE 84% (Standard 2028) | TE 84% (Standard 2028) | TE 84% (Standard 2028) | 0 | 0 | 0 | 210.5453 | 232.3102 | 207.3331 | 220.5435 | 231.8668 | 241.5724 | 249.8915 | 232.5482 | 221.1788 | 214.4304 | 211.2148 | 36.7202 | 20.1512 | 7.5668 | 35.6028 | 30.5167 | 22.6608 | 13.43 | 28.2793 | 36.4101 | 39.7535 | 39.781 | 37.6028 | 32.264 | 28.7018 | 0 | 0 | 0 | 210.5453 | 442.8556 | 650.1887 | 870.7322 | 1102.599 | 1344.1714 | 1594.0629 | 1826.6111 | 2047.7899 | 2232.1424 | 2384.3889 | 2514.886 | 2626.7406 | 2722.6159 | 2842.2308 | 2951.8885 | 2990.649 | 3022.7697 | 3062.0695 | 3095.755 | 3124.6283 | 3149.3768 | 3170.5899 | 3188.7725 | 3204.3576 | 0 | 0 | 0 | 0.1298059964241289 | 0.14322456317579765 | 0.15472619182008515 | 0.16458473065804588 | 0.17303490680486935 | 0.18027791493071804 | 0.18648620761001694 | 0.17354344103424776 | 0.16505880686942884 | 0.1600226910915288 | 0.15762295853213865 | 0.02740313829200212 | 0.015038228103464042 | 0.005646901677120488 | 0.026569225815077882 | 0.0227736221272096 | 0.016911081780339333 | 0.010022357370687 | 0.02110393801075612 | 0.027171725041811687 | 0.029666803331821107 | 0.02968730908857122 | 0.02806179564517308 | 0.02407760377792331 | 0.021419261840716845 | 0 | 0 | 0 | 0.1298059964241289 | 0.2730305595999265 | 0.4277567514200117 | 0.5923414820780576 | 0.7653763888829268 | 0.9456543038136449 | 1.1321405114236618 | 1.3056839524579094 | 1.4707427593273381 | 1.630765450418867 | 1.7883884089510056 | 1.8157915472430077 | 1.8308297753464717 | 1.8364766770235923 | 1.86304590283867 | 1.8858195249658798 | 1.9027306067462193 | 1.912752964116906 | 1.9338569021276624 | 1.9610286271694741 | 1.9906954305012954 | 2.0203827395898664 | 2.0484445352350398 | 2.072522139012963 | 2.09394140085368 | TE 95% (Condensing) | TE 95% (Condensing) | TE 95% (Condensing) | TE 95% (Condensing) | TE 95% (Condensing) | TE 95% (Condensing) | TE 95% (Condensing) | TE 95% (Condensing) | TE 95% (Condensing) | TE 95% (Condensing) | TE 95% (Condensing) | TE 95% (Condensing) | TE 95% (Condensing) | TE 95% (Condensing) | TE 95% (Condensing) | TE 95% (Condensing) | TE 95% (Condensing) | TE 95% (Condensing) | TE 95% (Condensing) | TE 95% (Condensing) | TE 95% (Condensing) | TE 95% (Condensing) | TE 95% (Condensing) | TE 95% (Condensing) | TE 95% (Condensing) | TE 95% (Condensing) | TE 95% (Condensing) | TE 95% (Condensing) | 3118.2748 | 3118.2748 | 3118.2748 | 3118.2748 | 3118.2748 | 2494.6199 | 2494.6199 | 2494.6199 | 2494.6199 | 2494.6199 | 2494.6199 | 2494.6199 | 2494.6199 | 2494.6199 | 2494.6199 | 2494.6199 | 2494.6199 | 2494.6199 | 2494.6199 | 2494.6199 | 2494.6199 | 2494.6199 | 2494.6199 | 2494.6199 | 2494.6199 | 2494.6199 | 2494.6199 | 2494.6199 | 1870.9649 | 1870.9649 | 1870.9649 | 1870.9649 | 1870.9649 | 1870.9649 | 1870.9649 | 1870.9649 | 1870.9649 | 1870.9649 | 1870.9649 | 1870.9649 | 1870.9649 | 1870.9649 | 1870.9649 | 1870.9649 | 1870.9649 | 1870.9649 | 1870.9649 | 1870.9649 | 1870.9649 | 1870.9649 | 1870.9649 | 1870.9649 | 1870.9649 | 1870.9649 | 1870.9649 | 1870.9649 | 0 | 0 | 0 | 0.99004 | 2.8095 | 5.5724 | 11.633 | 21.5612 | 36.0738 | 55.2345 | 70.855 | 87.3171 | 103.9711 | 120.1719 | 134.5376 | 146.7912 | 155.6555 | 189.4344 | 190.7799 | 182.0462 | 164.8482 | 148.7804 | 130.7577 | 112.0852 | 93.1745 | 75.6681 | 58.5734 | 45.8336 | 0 | 0 | 0 | 0.99004 | 3.7995 | 9.372 | 21.005 | 42.5661 | 78.6399 | 133.8744 | 204.7294 | 292.0465 | 395.8762 | 515.5255 | 649.637 | 796.0212 | 951.8305 | 1143.1 | 1339.1523 | 1532.8998 | 1719.0878 | 1894.0126 | 2054.8308 | 2199.581 | 2326.2777 | 2434.4149 | 2520.6373 | 2588.4565 | 0 | 0 | 0 | 0.000610379239786117 | 0.0017321192812941478 | 0.004158530567919806 | 0.008681337047712743 | 0.016090423271046712 | 0.026920726338250114 | 0.04121978012166413 | 0.052876891075824904 | 0.06516198677799509 | 0.07759039520143705 | 0.08968051694967977 | 0.10040121606427678 | 0.10954569782463229 | 0.11616081221115851 | 0.14136893724002025 | 0.14237308242502106 | 0.1358553500493045 | 0.12302102424409549 | 0.11103013003354296 | 0.0975803815380611 | 0.08364567505841046 | 0.06953321052792366 | 0.05646869550304556 | 0.043711518692680786 | 0.03420415925815568 | 0 | 0 | 0 | 0.000610379239786117 | 0.002342498521080265 | 0.006501029089000071 | 0.015182366136712812 | 0.03127278940775952 | 0.05819351574600963 | 0.09941329586767376 | 0.15229018694349866 | 0.21745217372149378 | 0.2950425689229308 | 0.3847230858726106 | 0.4851243019368874 | 0.5946699997615197 | 0.7108308119726783 | 0.8521997492126985 | 0.9945728316377196 | 1.1304281816870239 | 1.2534492059311195 | 1.3644793359646623 | 1.4620597175027237 | 1.5457053925611342 | 1.6152386030890578 | 1.6717072985921033 | 1.7154188172847842 | 1.7496229765429396 | TE 95% (Condensing) | TE 95% (Condensing) | TE 95% (Condensing) | TE 95% (Condensing) | TE 95% (Condensing) | TE 95% (Condensing) | TE 95% (Condensing) | TE 95% (Condensing) | TE 95% (Condensing) | TE 95% (Condensing) | TE 95% (Condensing) | TE 95% (Condensing) | TE 95% (Condensing) | TE 95% (Condensing) | TE 95% (Condensing) | TE 95% (Condensing) | TE 95% (Condensing) | TE 95% (Condensing) | TE 95% (Condensing) | TE 95% (Condensing) | TE 95% (Condensing) | TE 95% (Condensing) | TE 95% (Condensing) | TE 95% (Condensing) | TE 95% (Condensing) | TE 95% (Condensing) | TE 95% (Condensing) | TE 95% (Condensing) | 3118.2748 | 3118.2748 | 3118.2748 | 3118.2748 | 3118.2748 | 2494.6199 | 2494.6199 | 2494.6199 | 2494.6199 | 2494.6199 | 2494.6199 | 2494.6199 | 2494.6199 | 2494.6199 | 2494.6199 | 2494.6199 | 2494.6199 | 2494.6199 | 2494.6199 | 2494.6199 | 2494.6199 | 2494.6199 | 2494.6199 | 2494.6199 | 2494.6199 | 2494.6199 | 2494.6199 | 2494.6199 | 1870.9649 | 1870.9649 | 1870.9649 | 1870.9649 | 1870.9649 | 1870.9649 | 1870.9649 | 1870.9649 | 1870.9649 | 1870.9649 | 1870.9649 | 1870.9649 | 1870.9649 | 1870.9649 | 1870.9649 | 1870.9649 | 1870.9649 | 1870.9649 | 1870.9649 | 1870.9649 | 1870.9649 | 1870.9649 | 1870.9649 | 1870.9649 | 1870.9649 | 1870.9649 | 1870.9649 | 1870.9649 | 0 | 0 | 0 | 0.99004 | 2.8095 | 5.5724 | 11.633 | 21.5612 | 36.0738 | 55.2345 | 70.855 | 87.3171 | 103.9711 | 120.1719 | 134.5376 | 146.7912 | 155.6555 | 189.4344 | 190.7799 | 182.0462 | 164.8482 | 148.7804 | 130.7577 | 112.0852 | 93.1745 | 75.6681 | 58.5734 | 45.8336 | 0 | 0 | 0 | 0.99004 | 3.7995 | 9.372 | 21.005 | 42.5661 | 78.6399 | 133.8744 | 204.7294 | 292.0465 | 395.8762 | 515.5255 | 649.637 | 796.0212 | 951.8305 | 1143.1 | 1339.1523 | 1532.8998 | 1719.0878 | 1894.0126 | 2054.8308 | 2199.581 | 2326.2777 | 2434.4149 | 2520.6373 | 2588.4565 | 0 | 0 | 0 | 0.00061038 | 0.0017321 | 0.004158530567919806 | 0.008681337047712743 | 0.016090423271046712 | 0.026920726338250114 | 0.04121978012166413 | 0.052876891075824904 | 0.06516198677799509 | 0.07759039520143703 | 0.08968051694967977 | 0.1004012160642768 | 0.10954569782463229 | 0.11616081221115851 | 0.14136893724002028 | 0.14237308242502106 | 0.1358553500493045 | 0.12302102424409549 | 0.11103013003354296 | 0.0975803815380611 | 0.08364567505841045 | 0.06953321052792359 | 0.05646869550304554 | 0.043711518692680806 | 0.03420415925815576 | 0 | 0
Pool Heater_Education_New_TE 95% (Condensing) | Pool Heater_Education_New | Pool Heater_Commercial_New_TE 82% (Standard)_TE 95% (Condensing) | Commercial | Education | New | Miscellaneous | Natural Gas | Pool Heater | EQ | TE 82% (Standard) | 14 | 8 | 11 | 1666.3198 | 108.77 | 0 | 0.12668 | 1 | LO3Slow | 0.996 | n/a | A | WCE140 | 0.539642795063445 | 0.323785677038067 | 1 units | 0.0321 | 284.19281774561614 | 284.1928 | 180.30108438983117 | 180.3011 | Technical Support Document: Consumer Pool Heaters. U.S. Department of Energy. March 2023. | Technical Support Document: Consumer Pool Heaters. U.S. Department of Energy. March 2023. ¦ Adjusted for Commercial Size | Technical Support Document: Consumer Pool Heaters. U.S. Department of Energy. March 2023. | 0 | 0 | 2499.4798 | TE 82% (Standard) | TE 82% (Standard) | TE 82% (Standard) | TE 82% (Standard) | TE 82% (Standard) | TE 84% (Standard 2028) | TE 84% (Standard 2028) | TE 84% (Standard 2028) | TE 84% (Standard 2028) | TE 84% (Standard 2028) | TE 84% (Standard 2028) | TE 84% (Standard 2028) | TE 84% (Standard 2028) | TE 84% (Standard 2028) | TE 84% (Standard 2028) | TE 84% (Standard 2028) | TE 84% (Standard 2028) | TE 84% (Standard 2028) | TE 84% (Standard 2028) | TE 84% (Standard 2028) | TE 84% (Standard 2028) | TE 84% (Standard 2028) | TE 84% (Standard 2028) | TE 84% (Standard 2028) | TE 84% (Standard 2028) | TE 84% (Standard 2028) | TE 84% (Standard 2028) | TE 84% (Standard 2028) | 0 | 0 | 0 | 0 | 0 | 0 | 0 | 0 | 0 | 0 | 0 | 0 | 0 | 0 | 0 | 0 | 0 | 0 | 0 | 0 | 0 | 0 | 0 | 0 | 0 | 0 | 0 | 0 | 0 | 0 | 0 | 0 | 0 | 0 | 0 | 0 | 0 | 0 | 0 | 0 | 0 | 0 | 0 | 0 | 0 | 0 | 0 | 0 | 0 | 0 | 0 | 0 | 0 | 0 | 0 | 0 | 0 | 0 | 0 | 0 | 0 | 0 | 0 | 0 | 0 | 0 | 0 | 0 | 0 | 0 | 0 | 0 | 0 | 0 | 0 | 0 | 0 | 0 | 0 | 0 | 0 | 0 | 0 | 0 | 0 | 0 | 0 | 0 | 0 | 0 | 0 | 0 | 0 | 0 | 0 | 0 | 0 | 0 | 0 | 0 | 0 | 0 | 0 | 0 | 0 | 0 | 0 | 0 | 0 | 0 | 0 | 0 | TE 95% (Condensing) | TE 95% (Condensing) | TE 95% (Condensing) | TE 95% (Condensing) | TE 95% (Condensing) | TE 95% (Condensing) | TE 95% (Condensing) | TE 95% (Condensing) | TE 95% (Condensing) | TE 95% (Condensing) | TE 95% (Condensing) | TE 95% (Condensing) | TE 95% (Condensing) | TE 95% (Condensing) | TE 95% (Condensing) | TE 95% (Condensing) | TE 95% (Condensing) | TE 95% (Condensing) | TE 95% (Condensing) | TE 95% (Condensing) | TE 95% (Condensing) | TE 95% (Condensing) | TE 95% (Condensing) | TE 95% (Condensing) | TE 95% (Condensing) | TE 95% (Condensing) | TE 95% (Condensing) | TE 95% (Condensing) | 2499.4798 | 2499.4798 | 2499.4798 | 2499.4798 | 2499.4798 | 2499.4798 | 2499.4798 | 2499.4798 | 2499.4798 | 2499.4798 | 2499.4798 | 2499.4798 | 2499.4798 | 2499.4798 | 2499.4798 | 2499.4798 | 2499.4798 | 2499.4798 | 2499.4798 | 2499.4798 | 2499.4798 | 2499.4798 | 2499.4798 | 2499.4798 | 2499.4798 | 2499.4798 | 2499.4798 | 2499.4798 | 1666.3198 | 1666.3198 | 1666.3198 | 1666.3198 | 1666.3198 | 1666.3198 | 1666.3198 | 1666.3198 | 1666.3198 | 1666.3198 | 1666.3198 | 1666.3198 | 1666.3198 | 1666.3198 | 1666.3198 | 1666.3198 | 1666.3198 | 1666.3198 | 1666.3198 | 1666.3198 | 1666.3198 | 1666.3198 | 1666.3198 | 1666.3198 | 1666.3198 | 1666.3198 | 1666.3198 | 1666.3198 | 0 | 0 | 0 | 0 | 0 | 0 | 0 | 0 | 0 | 0 | 0 | 0 | 0 | 0 | 0 | 0 | 0 | 0 | 0 | 0 | 0 | 0 | 0 | 0 | 0 | 0 | 0 | 0 | 0 | 0 | 0 | 0 | 0 | 0 | 0 | 0 | 0 | 0 | 0 | 0 | 0 | 0 | 0 | 0 | 0 | 0 | 0 | 0 | 0 | 0 | 0 | 0 | 0 | 0 | 0 | 0 | 0 | 0 | 0 | 0 | 0 | 0 | 0 | 0 | 0 | 0 | 0 | 0 | 0 | 0 | 0 | 0 | 0 | 0 | 0 | 0 | 0 | 0 | 0 | 0 | 0 | 0 | 0 | 0 | 0 | 0 | 0 | 0 | 0 | 0 | 0 | 0 | 0 | 0 | 0 | 0 | 0 | 0 | 0 | 0 | 0 | 0 | 0 | 0 | 0 | 0 | 0 | 0 | 0 | 0 | 0 | 0 | TE 95% (Condensing) | TE 95% (Condensing) | TE 95% (Condensing) | TE 95% (Condensing) | TE 95% (Condensing) | TE 95% (Condensing) | TE 95% (Condensing) | TE 95% (Condensing) | TE 95% (Condensing) | TE 95% (Condensing) | TE 95% (Condensing) | TE 95% (Condensing) | TE 95% (Condensing) | TE 95% (Condensing) | TE 95% (Condensing) | TE 95% (Condensing) | TE 95% (Condensing) | TE 95% (Condensing) | TE 95% (Condensing) | TE 95% (Condensing) | TE 95% (Condensing) | TE 95% (Condensing) | TE 95% (Condensing) | TE 95% (Condensing) | TE 95% (Condensing) | TE 95% (Condensing) | TE 95% (Condensing) | TE 95% (Condensing) | 2499.4798 | 2499.4798 | 2499.4798 | 2499.4798 | 2499.4798 | 2499.4798 | 2499.4798 | 2499.4798 | 2499.4798 | 2499.4798 | 2499.4798 | 2499.4798 | 2499.4798 | 2499.4798 | 2499.4798 | 2499.4798 | 2499.4798 | 2499.4798 | 2499.4798 | 2499.4798 | 2499.4798 | 2499.4798 | 2499.4798 | 2499.4798 | 2499.4798 | 2499.4798 | 2499.4798 | 2499.4798 | 1666.3198 | 1666.3198 | 1666.3198 | 1666.3198 | 1666.3198 | 1666.3198 | 1666.3198 | 1666.3198 | 1666.3198 | 1666.3198 | 1666.3198 | 1666.3198 | 1666.3198 | 1666.3198 | 1666.3198 | 1666.3198 | 1666.3198 | 1666.3198 | 1666.3198 | 1666.3198 | 1666.3198 | 1666.3198 | 1666.3198 | 1666.3198 | 1666.3198 | 1666.3198 | 1666.3198 | 1666.3198 | 0 | 0 | 0 | 0 | 0 | 0 | 0 | 0 | 0 | 0 | 0 | 0 | 0 | 0 | 0 | 0 | 0 | 0 | 0 | 0 | 0 | 0 | 0 | 0 | 0 | 0 | 0 | 0 | 0 | 0 | 0 | 0 | 0 | 0 | 0 | 0 | 0 | 0 | 0 | 0 | 0 | 0 | 0 | 0 | 0 | 0 | 0 | 0 | 0 | 0 | 0 | 0 | 0 | 0 | 0 | 0 | 0 | 0 | 0 | 0 | 0 | 0 | 0 | 0 | 0 | 0 | 0 | 0 | 0 | 0 | 0 | 0 | 0 | 0 | 0 | 0 | 0 | 0 | 0 | 0 | 0 | 0 | 0 | 0 | 0 | 0
Pool Heater_Education_Existing_TE 95% (Condensing) | Pool Heater_Education_Existing | Pool Heater_Commercial_Existing_TE 82% (Standard)_TE 95% (Condensing) | Commercial | Education | Existing | Miscellaneous | Natural Gas | Pool Heater | EQ | TE 82% (Standard) | 14 | 8 | 11 | 1666.3198 | 108.77 | 0 | 0.12668 | 1 | LO3Slow | 0.996 | n/a | A | WCE126 | 0.539642795063445 | 0.323785677038067 | 1 units | 0.0321 | 284.19281774561614 | 284.1928 | 180.30108438983117 | 180.3011 | Technical Support Document: Consumer Pool Heaters. U.S. Department of Energy. March 2023. | Technical Support Document: Consumer Pool Heaters. U.S. Department of Energy. March 2023. ¦ Adjusted for Commercial Size | Technical Support Document: Consumer Pool Heaters. U.S. Department of Energy. March 2023. | 0 | 0 | 2499.4798 | TE 82% (Standard) | TE 82% (Standard) | TE 82% (Standard) | TE 82% (Standard) | TE 82% (Standard) | TE 84% (Standard 2028) | TE 84% (Standard 2028) | TE 84% (Standard 2028) | TE 84% (Standard 2028) | TE 84% (Standard 2028) | TE 84% (Standard 2028) | TE 84% (Standard 2028) | TE 84% (Standard 2028) | TE 84% (Standard 2028) | TE 84% (Standard 2028) | TE 84% (Standard 2028) | TE 84% (Standard 2028) | TE 84% (Standard 2028) | TE 84% (Standard 2028) | TE 84% (Standard 2028) | TE 84% (Standard 2028) | TE 84% (Standard 2028) | TE 84% (Standard 2028) | TE 84% (Standard 2028) | TE 84% (Standard 2028) | TE 84% (Standard 2028) | TE 84% (Standard 2028) | TE 84% (Standard 2028) | 0 | 0 | 0 | 142.9716 | 157.7512 | 140.7903 | 149.7609 | 157.45 | 164.0407 | 169.6898 | 157.9127 | 150.1923 | 145.6098 | 143.4262 | 24.935 | 13.6838 | 5.1383 | 24.1762 | 20.7224 | 15.3879 | 9.1197 | 19.2032 | 24.7244 | 26.9948 | 27.0134 | 25.5343 | 21.909 | 19.4901 | 0 | 0 | 0 | 142.9716 | 300.7228 | 441.5131 | 591.274 | 748.724 | 912.7647 | 1082.4545 | 1240.3672 | 1390.5595 | 1515.7448 | 1619.1284 | 1707.7429 | 1783.6982 | 1848.8027 | 1930.0277 | 2004.4911 | 2030.8116 | 2052.6233 | 2079.3099 | 2102.1842 | 2121.7907 | 2138.5963 | 2153.0011 | 2165.3481 | 2175.9312 | 0 | 0 | 0 | 0.08814525618792211 | 0.09725718504008349 | 0.10506740977050752 | 0.111761888110871 | 0.1175000124026111 | 0.12241840465267405 | 0.1266341694384423 | 0.11784533450762716 | 0.11208381136754716 | 0.10866401777045788 | 0.10703447023754727 | 0.018608205411476605 | 0.010211766060954114 | 0.003834550087897746 | 0.01804193396838687 | 0.01546451483004592 | 0.01148353448227781 | 0.006805719938850991 | 0.014330709472419623 | 0.018451063362686614 | 0.0201453557770617 | 0.020159280289271032 | 0.019055469195390022 | 0.016349988535674646 | 0.014544831319943646 | 0 | 0 | 0 | 0.08814525618792211 | 0.18540244122800562 | 0.29046985099851313 | 0.40223173910938415 | 0.5197317515119952 | 0.6421501561646693 | 0.7687843256031117 | 0.8866296601107388 | 0.9987134714782859 | 1.1073774892487438 | 1.214411959486291 | 1.2330201648977674 | 1.2432319309587214 | 1.2470664810466192 | 1.265108415015006 | 1.2805729298450519 | 1.2920564643273298 | 1.2988621842661807 | 1.3131928937386002 | 1.3316439571012868 | 1.3517893128783485 | 1.3719485931676196 | 1.3910040623630096 | 1.4073540508986842 | 1.421898882218628 | TE 95% (Condensing) | TE 95% (Condensing) | TE 95% (Condensing) | TE 95% (Condensing) | TE 95% (Condensing) | TE 95% (Condensing) | TE 95% (Condensing) | TE 95% (Condensing) | TE 95% (Condensing) | TE 95% (Condensing) | TE 95% (Condensing) | TE 95% (Condensing) | TE 95% (Condensing) | TE 95% (Condensing) | TE 95% (Condensing) | TE 95% (Condensing) | TE 95% (Condensing) | TE 95% (Condensing) | TE 95% (Condensing) | TE 95% (Condensing) | TE 95% (Condensing) | TE 95% (Condensing) | TE 95% (Condensing) | TE 95% (Condensing) | TE 95% (Condensing) | TE 95% (Condensing) | TE 95% (Condensing) | TE 95% (Condensing) | 2499.4798 | 2499.4798 | 2499.4798 | 2499.4798 | 2499.4798 | 2499.4798 | 2499.4798 | 2499.4798 | 2499.4798 | 2499.4798 | 2499.4798 | 2499.4798 | 2499.4798 | 2499.4798 | 2499.4798 | 2499.4798 | 2499.4798 | 2499.4798 | 2499.4798 | 2499.4798 | 2499.4798 | 2499.4798 | 2499.4798 | 2499.4798 | 2499.4798 | 2499.4798 | 2499.4798 | 2499.4798 | 1666.3198 | 1666.3198 | 1666.3198 | 1666.3198 | 1666.3198 | 1666.3198 | 1666.3198 | 1666.3198 | 1666.3198 | 1666.3198 | 1666.3198 | 1666.3198 | 1666.3198 | 1666.3198 | 1666.3198 | 1666.3198 | 1666.3198 | 1666.3198 | 1666.3198 | 1666.3198 | 1666.3198 | 1666.3198 | 1666.3198 | 1666.3198 | 1666.3198 | 1666.3198 | 1666.3198 | 1666.3198 | 0 | 0 | 0 | 0.67229 | 1.9078 | 3.784 | 7.8994 | 14.6412 | 24.496 | 37.5072 | 48.1144 | 59.293 | 70.602 | 81.6032 | 91.3583 | 99.6791 | 105.6985 | 128.6361 | 129.5498 | 123.6191 | 111.9408 | 101.0299 | 88.7915 | 76.1119 | 63.2705 | 51.3827 | 39.7745 | 31.1235 | 0 | 0 | 0 | 0.67229 | 2.5801 | 6.3641 | 14.2635 | 28.9047 | 53.4007 | 90.9079 | 139.0223 | 198.3153 | 268.8212 | 350.0696 | 441.1385 | 540.5412 | 646.3442 | 776.2264 | 909.3565 | 1040.9214 | 1167.3531 | 1286.1365 | 1395.3407 | 1493.6338 | 1579.6677 | 1653.0987 | 1711.6483 | 1757.7013 | 0 | 0 | 0 | 0.00041448034717089143 | 0.0011762021940716115 | 0.002823866018307147 | 0.00589509498177618 | 0.010926263196380945 | 0.018280621737201255 | 0.027990448661264815 | 0.035906254246302755 | 0.04424849526591442 | 0.052688053334656954 | 0.06089789654837099 | 0.0681778281077895 | 0.07438742327039394 | 0.07887944188567858 | 0.09599711518195758 | 0.09667898379373235 | 0.09225309280372986 | 0.08353789499111844 | 0.07539543261474281 | 0.06626232968070148 | 0.056799914180734656 | 0.0472167913994246 | 0.03834528272061005 | 0.02968247322673987 | 0.023226464597610873 | 0 | 0 | 0 | 0.00041448034717089143 | 0.001590682541242503 | 0.00441454855954965 | 0.010309643541325828 | 0.021235906737706776 | 0.03951652847490804 | 0.06750697713617285 | 0.10341323138247561 | 0.14766172664839003 | 0.20034977998304698 | 0.261247676531418 | 0.32942550463920744 | 0.40381292790960144 | 0.48269236979527996 | 0.5786894849772376 | 0.67536846877097 | 0.7676215615746999 | 0.8511594565658183 | 0.9265548891805611 | 0.9928172188612626 | 1.0496171330419972 | 1.0968339244414218 | 1.1351792071620317 | 1.1648616803887715 | 1.1880881449863823 | TE 95% (Condensing) | TE 95% (Condensing) | TE 95% (Condensing) | TE 95% (Condensing) | TE 95% (Condensing) | TE 95% (Condensing) | TE 95% (Condensing) | TE 95% (Condensing) | TE 95% (Condensing) | TE 95% (Condensing) | TE 95% (Condensing) | TE 95% (Condensing) | TE 95% (Condensing) | TE 95% (Condensing) | TE 95% (Condensing) | TE 95% (Condensing) | TE 95% (Condensing) | TE 95% (Condensing) | TE 95% (Condensing) | TE 95% (Condensing) | TE 95% (Condensing) | TE 95% (Condensing) | TE 95% (Condensing) | TE 95% (Condensing) | TE 95% (Condensing) | TE 95% (Condensing) | TE 95% (Condensing) | TE 95% (Condensing) | 2499.4798 | 2499.4798 | 2499.4798 | 2499.4798 | 2499.4798 | 2499.4798 | 2499.4798 | 2499.4798 | 2499.4798 | 2499.4798 | 2499.4798 | 2499.4798 | 2499.4798 | 2499.4798 | 2499.4798 | 2499.4798 | 2499.4798 | 2499.4798 | 2499.4798 | 2499.4798 | 2499.4798 | 2499.4798 | 2499.4798 | 2499.4798 | 2499.4798 | 2499.4798 | 2499.4798 | 2499.4798 | 1666.3198 | 1666.3198 | 1666.3198 | 1666.3198 | 1666.3198 | 1666.3198 | 1666.3198 | 1666.3198 | 1666.3198 | 1666.3198 | 1666.3198 | 1666.3198 | 1666.3198 | 1666.3198 | 1666.3198 | 1666.3198 | 1666.3198 | 1666.3198 | 1666.3198 | 1666.3198 | 1666.3198 | 1666.3198 | 1666.3198 | 1666.3198 | 1666.3198 | 1666.3198 | 1666.3198 | 1666.3198 | 0 | 0 | 0 | 0.67229 | 1.9078 | 3.784 | 7.8994 | 14.6412 | 24.496 | 37.5072 | 48.1144 | 59.293 | 70.602 | 81.6032 | 91.3583 | 99.6791 | 105.6985 | 128.6361 | 129.5498 | 123.6191 | 111.9408 | 101.0299 | 88.7915 | 76.1119 | 63.2705 | 51.3827 | 39.7745 | 31.1235 | 0 | 0 | 0 | 0.67229 | 2.5801 | 6.3641 | 14.2635 | 28.9047 | 53.4007 | 90.9079 | 139.0223 | 198.3153 | 268.8212 | 350.0696 | 441.1385 | 540.5412 | 646.3442 | 776.2264 | 909.3565 | 1040.9214 | 1167.3531 | 1286.1365 | 1395.3407 | 1493.6338 | 1579.6677 | 1653.0987 | 1711.6483 | 1757.7013 | 0 | 0 | 0 | 0.00041448 | 0.0011762 | 0.002823866018307147 | 0.00589509498177618 | 0.010926263196380945 | 0.018280621737201255 | 0.027990448661264815 | 0.03590625424630277 | 0.04424849526591442 | 0.052688053334656954 | 0.060897896548371 | 0.06817782810778952 | 0.07438742327039394 | 0.0788794418856786 | 0.09599711518195755 | 0.09667898379373233 | 0.09225309280372991 | 0.08353789499111842 | 0.07539543261474277 | 0.0662623296807015 | 0.056799914180734684 | 0.047216791399424626 | 0.038345282720610024 | 0.029682473226739885 | 0.02322646459761086 | 0 | 0
Pool Heater_Warehouse_New_TE 95% (Condensing) | Pool Heater_Warehouse_New | Pool Heater_Commercial_New_TE 82% (Standard)_TE 95% (Condensing) | Commercial | Warehouse | New | Miscellaneous | Natural Gas | Pool Heater | EQ | TE 82% (Standard) | 14 | 8 | 11 | 1583.6922 | 108.77 | 0 | 0.049263 | 1 | LO3Slow | 0.996 | n/a | A | WCE224 | 0.539642795063445 | 0.323785677038067 | 1 units | 0.0321 | 284.1928177456158 | 284.1928 | 180.30108438983106 | 180.3011 | Technical Support Document: Consumer Pool Heaters. U.S. Department of Energy. March 2023. | Technical Support Document: Consumer Pool Heaters. U.S. Department of Energy. March 2023. ¦ Adjusted for Commercial Size | Technical Support Document: Consumer Pool Heaters. U.S. Department of Energy. March 2023. | 0 | 0 | 3167.3844 | TE 82% (Standard) | TE 82% (Standard) | TE 82% (Standard) | TE 82% (Standard) | TE 82% (Standard) | TE 84% (Standard 2028) | TE 84% (Standard 2028) | TE 84% (Standard 2028) | TE 84% (Standard 2028) | TE 84% (Standard 2028) | TE 84% (Standard 2028) | TE 84% (Standard 2028) | TE 84% (Standard 2028) | TE 84% (Standard 2028) | TE 84% (Standard 2028) | TE 84% (Standard 2028) | TE 84% (Standard 2028) | TE 84% (Standard 2028) | TE 84% (Standard 2028) | TE 84% (Standard 2028) | TE 84% (Standard 2028) | TE 84% (Standard 2028) | TE 84% (Standard 2028) | TE 84% (Standard 2028) | TE 84% (Standard 2028) | TE 84% (Standard 2028) | TE 84% (Standard 2028) | TE 84% (Standard 2028) | 0 | 0 | 0 | 0 | 0 | 0 | 0 | 0 | 0 | 0 | 0 | 0 | 0 | 0 | 0 | 0 | 0 | 0 | 0 | 0 | 0 | 0 | 0 | 0 | 0 | 0 | 0 | 0 | 0 | 0 | 0 | 0 | 0 | 0 | 0 | 0 | 0 | 0 | 0 | 0 | 0 | 0 | 0 | 0 | 0 | 0 | 0 | 0 | 0 | 0 | 0 | 0 | 0 | 0 | 0 | 0 | 0 | 0 | 0 | 0 | 0 | 0 | 0 | 0 | 0 | 0 | 0 | 0 | 0 | 0 | 0 | 0 | 0 | 0 | 0 | 0 | 0 | 0 | 0 | 0 | 0 | 0 | 0 | 0 | 0 | 0 | 0 | 0 | 0 | 0 | 0 | 0 | 0 | 0 | 0 | 0 | 0 | 0 | 0 | 0 | 0 | 0 | 0 | 0 | 0 | 0 | 0 | 0 | 0 | 0 | 0 | 0 | TE 95% (Condensing) | TE 95% (Condensing) | TE 95% (Condensing) | TE 95% (Condensing) | TE 95% (Condensing) | TE 95% (Condensing) | TE 95% (Condensing) | TE 95% (Condensing) | TE 95% (Condensing) | TE 95% (Condensing) | TE 95% (Condensing) | TE 95% (Condensing) | TE 95% (Condensing) | TE 95% (Condensing) | TE 95% (Condensing) | TE 95% (Condensing) | TE 95% (Condensing) | TE 95% (Condensing) | TE 95% (Condensing) | TE 95% (Condensing) | TE 95% (Condensing) | TE 95% (Condensing) | TE 95% (Condensing) | TE 95% (Condensing) | TE 95% (Condensing) | TE 95% (Condensing) | TE 95% (Condensing) | TE 95% (Condensing) | 3167.3844 | 3167.3844 | 3167.3844 | 3167.3844 | 3167.3844 | 2375.5383 | 2375.5383 | 2375.5383 | 2375.5383 | 2375.5383 | 2375.5383 | 2375.5383 | 2375.5383 | 2375.5383 | 2375.5383 | 2375.5383 | 2375.5383 | 2375.5383 | 2375.5383 | 2375.5383 | 2375.5383 | 2375.5383 | 2375.5383 | 2375.5383 | 2375.5383 | 2375.5383 | 2375.5383 | 2375.5383 | 1583.6922 | 1583.6922 | 1583.6922 | 1583.6922 | 1583.6922 | 1319.7435 | 1319.7435 | 1319.7435 | 1319.7435 | 1319.7435 | 1319.7435 | 1319.7435 | 1319.7435 | 1319.7435 | 1319.7435 | 1319.7435 | 1319.7435 | 1319.7435 | 1319.7435 | 1319.7435 | 1319.7435 | 1319.7435 | 1319.7435 | 1319.7435 | 1319.7435 | 1319.7435 | 1319.7435 | 1319.7435 | 0 | 0 | 0 | 0 | 0 | 0 | 0 | 0 | 0 | 0 | 0 | 0 | 0 | 0 | 0 | 0 | 0 | 0 | 0 | 0 | 0 | 0 | 0 | 0 | 0 | 0 | 0 | 0 | 0 | 0 | 0 | 0 | 0 | 0 | 0 | 0 | 0 | 0 | 0 | 0 | 0 | 0 | 0 | 0 | 0 | 0 | 0 | 0 | 0 | 0 | 0 | 0 | 0 | 0 | 0 | 0 | 0 | 0 | 0 | 0 | 0 | 0 | 0 | 0 | 0 | 0 | 0 | 0 | 0 | 0 | 0 | 0 | 0 | 0 | 0 | 0 | 0 | 0 | 0 | 0 | 0 | 0 | 0 | 0 | 0 | 0 | 0 | 0 | 0 | 0 | 0 | 0 | 0 | 0 | 0 | 0 | 0 | 0 | 0 | 0 | 0 | 0 | 0 | 0 | 0 | 0 | 0 | 0 | 0 | 0 | 0 | 0 | TE 95% (Condensing) | TE 95% (Condensing) | TE 95% (Condensing) | TE 95% (Condensing) | TE 95% (Condensing) | TE 95% (Condensing) | TE 95% (Condensing) | TE 95% (Condensing) | TE 95% (Condensing) | TE 95% (Condensing) | TE 95% (Condensing) | TE 95% (Condensing) | TE 95% (Condensing) | TE 95% (Condensing) | TE 95% (Condensing) | TE 95% (Condensing) | TE 95% (Condensing) | TE 95% (Condensing) | TE 95% (Condensing) | TE 95% (Condensing) | TE 95% (Condensing) | TE 95% (Condensing) | TE 95% (Condensing) | TE 95% (Condensing) | TE 95% (Condensing) | TE 95% (Condensing) | TE 95% (Condensing) | TE 95% (Condensing) | 3167.3844 | 3167.3844 | 3167.3844 | 3167.3844 | 3167.3844 | 2375.5383 | 2375.5383 | 2375.5383 | 2375.5383 | 2375.5383 | 2375.5383 | 2375.5383 | 2375.5383 | 2375.5383 | 2375.5383 | 2375.5383 | 2375.5383 | 2375.5383 | 2375.5383 | 2375.5383 | 2375.5383 | 2375.5383 | 2375.5383 | 2375.5383 | 2375.5383 | 2375.5383 | 2375.5383 | 2375.5383 | 1583.6922 | 1583.6922 | 1583.6922 | 1583.6922 | 1583.6922 | 1319.7435 | 1319.7435 | 1319.7435 | 1319.7435 | 1319.7435 | 1319.7435 | 1319.7435 | 1319.7435 | 1319.7435 | 1319.7435 | 1319.7435 | 1319.7435 | 1319.7435 | 1319.7435 | 1319.7435 | 1319.7435 | 1319.7435 | 1319.7435 | 1319.7435 | 1319.7435 | 1319.7435 | 1319.7435 | 1319.7435 | 0 | 0 | 0 | 0 | 0 | 0 | 0 | 0 | 0 | 0 | 0 | 0 | 0 | 0 | 0 | 0 | 0 | 0 | 0 | 0 | 0 | 0 | 0 | 0 | 0 | 0 | 0 | 0 | 0 | 0 | 0 | 0 | 0 | 0 | 0 | 0 | 0 | 0 | 0 | 0 | 0 | 0 | 0 | 0 | 0 | 0 | 0 | 0 | 0 | 0 | 0 | 0 | 0 | 0 | 0 | 0 | 0 | 0 | 0 | 0 | 0 | 0 | 0 | 0 | 0 | 0 | 0 | 0 | 0 | 0 | 0 | 0 | 0 | 0 | 0 | 0 | 0 | 0 | 0 | 0 | 0 | 0 | 0 | 0 | 0 | 0
Pool Heater_Warehouse_Existing_TE 95% (Condensing) | Pool Heater_Warehouse_Existing | Pool Heater_Commercial_Existing_TE 82% (Standard)_TE 95% (Condensing) | Commercial | Warehouse | Existing | Miscellaneous | Natural Gas | Pool Heater | EQ | TE 82% (Standard) | 14 | 8 | 11 | 1583.6922 | 108.77 | 0 | 0.049263 | 1 | LO3Slow | 0.996 | n/a | A | WCE210 | 0.539642795063445 | 0.323785677038067 | 1 units | 0.0321 | 284.1928177456158 | 284.1928 | 180.30108438983106 | 180.3011 | Technical Support Document: Consumer Pool Heaters. U.S. Department of Energy. March 2023. | Technical Support Document: Consumer Pool Heaters. U.S. Department of Energy. March 2023. ¦ Adjusted for Commercial Size | Technical Support Document: Consumer Pool Heaters. U.S. Department of Energy. March 2023. | 0 | 0 | 3167.3844 | TE 82% (Standard) | TE 82% (Standard) | TE 82% (Standard) | TE 82% (Standard) | TE 82% (Standard) | TE 84% (Standard 2028) | TE 84% (Standard 2028) | TE 84% (Standard 2028) | TE 84% (Standard 2028) | TE 84% (Standard 2028) | TE 84% (Standard 2028) | TE 84% (Standard 2028) | TE 84% (Standard 2028) | TE 84% (Standard 2028) | TE 84% (Standard 2028) | TE 84% (Standard 2028) | TE 84% (Standard 2028) | TE 84% (Standard 2028) | TE 84% (Standard 2028) | TE 84% (Standard 2028) | TE 84% (Standard 2028) | TE 84% (Standard 2028) | TE 84% (Standard 2028) | TE 84% (Standard 2028) | TE 84% (Standard 2028) | TE 84% (Standard 2028) | TE 84% (Standard 2028) | TE 84% (Standard 2028) | 0 | 0 | 0 | 164.2525 | 181.2319 | 161.7465 | 172.0524 | 180.886 | 188.4576 | 194.9476 | 181.4176 | 172.548 | 167.2833 | 164.7747 | 28.6465 | 15.7206 | 5.9031 | 27.7747 | 23.8069 | 17.6784 | 10.4771 | 22.0615 | 28.4046 | 31.0129 | 31.0343 | 29.335 | 25.1701 | 22.3911 | 0 | 0 | 0 | 164.2525 | 345.4844 | 507.2309 | 679.2833 | 860.1693 | 1048.6269 | 1243.5745 | 1424.992 | 1597.54 | 1741.3587 | 1860.1306 | 1961.9351 | 2049.1961 | 2123.9912 | 2217.3063 | 2302.8534 | 2333.0916 | 2358.1499 | 2388.8088 | 2415.0878 | 2437.6127 | 2456.9197 | 2473.4687 | 2487.6534 | 2499.8118 | 0 | 0 | 0 | 0.10126540359787074 | 0.11173361473792344 | 0.1207063671436829 | 0.12839729777719103 | 0.13498952403448364 | 0.14064000368359167 | 0.14548327195425562 | 0.13538624626149906 | 0.12876713831001957 | 0.12483831906542689 | 0.12296621844721212 | 0.021377978948837195 | 0.011731755698853492 | 0.004405310949909304 | 0.020727419761531887 | 0.017766359795598808 | 0.013192822896772814 | 0.007818730198168726 | 0.016463791034590534 | 0.02119744679451464 | 0.023143929368559447 | 0.02315992650113103 | 0.021891816556798106 | 0.0187836335100756 | 0.016709784253583722 | 0 | 0 | 0 | 0.10126540359787074 | 0.21299901833579415 | 0.33370538547947703 | 0.46210268325666803 | 0.5970922072911518 | 0.7377322109747434 | 0.883215482928999 | 1.018601729190498 | 1.1473688675005176 | 1.2722071865659443 | 1.3951734050131566 | 1.4165513839619936 | 1.428283139660847 | 1.4326884506107564 | 1.4534158703722886 | 1.4711822301678872 | 1.48437505306466 | 1.492193783262829 | 1.5086575742974193 | 1.529855021091934 | 1.5529989504604933 | 1.5761588769616244 | 1.5980506935184224 | 1.616834327028498 | 1.6335441112820817 | TE 95% (Condensing) | TE 95% (Condensing) | TE 95% (Condensing) | TE 95% (Condensing) | TE 95% (Condensing) | TE 95% (Condensing) | TE 95% (Condensing) | TE 95% (Condensing) | TE 95% (Condensing) | TE 95% (Condensing) | TE 95% (Condensing) | TE 95% (Condensing) | TE 95% (Condensing) | TE 95% (Condensing) | TE 95% (Condensing) | TE 95% (Condensing) | TE 95% (Condensing) | TE 95% (Condensing) | TE 95% (Condensing) | TE 95% (Condensing) | TE 95% (Condensing) | TE 95% (Condensing) | TE 95% (Condensing) | TE 95% (Condensing) | TE 95% (Condensing) | TE 95% (Condensing) | TE 95% (Condensing) | TE 95% (Condensing) | 3167.3844 | 3167.3844 | 3167.3844 | 3167.3844 | 3167.3844 | 2375.5383 | 2375.5383 | 2375.5383 | 2375.5383 | 2375.5383 | 2375.5383 | 2375.5383 | 2375.5383 | 2375.5383 | 2375.5383 | 2375.5383 | 2375.5383 | 2375.5383 | 2375.5383 | 2375.5383 | 2375.5383 | 2375.5383 | 2375.5383 | 2375.5383 | 2375.5383 | 2375.5383 | 2375.5383 | 2375.5383 | 1583.6922 | 1583.6922 | 1583.6922 | 1583.6922 | 1583.6922 | 1319.7435 | 1319.7435 | 1319.7435 | 1319.7435 | 1319.7435 | 1319.7435 | 1319.7435 | 1319.7435 | 1319.7435 | 1319.7435 | 1319.7435 | 1319.7435 | 1319.7435 | 1319.7435 | 1319.7435 | 1319.7435 | 1319.7435 | 1319.7435 | 1319.7435 | 1319.7435 | 1319.7435 | 1319.7435 | 1319.7435 | 0 | 0 | 0 | 0.77235 | 2.1918 | 4.3472 | 9.0752 | 16.8205 | 28.1422 | 43.09 | 55.2761 | 68.1186 | 81.1109 | 93.7496 | 104.9567 | 114.5161 | 121.4313 | 147.7832 | 148.8329 | 142.0195 | 128.6028 | 116.0679 | 102.0079 | 87.4409 | 72.6881 | 59.0308 | 45.6948 | 35.7561 | 0 | 0 | 0 | 0.77235 | 2.9641 | 7.3113 | 16.3866 | 33.2071 | 61.3493 | 104.4393 | 159.7153 | 227.8339 | 308.8344 | 402.1763 | 506.8006 | 620.9991 | 742.5505 | 891.7653 | 1044.7113 | 1195.8594 | 1341.11 | 1477.5739 | 1603.0328 | 1715.9566 | 1814.7963 | 1899.1573 | 1966.4219 | 2019.3296 | 0 | 0 | 0 | 0.00047617445855693233 | 0.0013512762347803286 | 0.003244189697974563 | 0.006772561546643342 | 0.012552603512084258 | 0.021001635462843542 | 0.032156739944410616 | 0.041250788586826195 | 0.05083474625280257 | 0.06053050630819149 | 0.06996235916638205 | 0.07832588591089229 | 0.0854597600127488 | 0.09062040163679887 | 0.1102859873979723 | 0.11106935003322155 | 0.10598467892593863 | 0.09597225100755108 | 0.0866178084149032 | 0.07612527149669608 | 0.06525440486069689 | 0.054244864039709594 | 0.044052858868530886 | 0.03410061710729557 | 0.026683651660326088 | 0 | 0 | 0 | 0.00047617445855693233 | 0.0018274506933372609 | 0.005071640391311825 | 0.011844201937955167 | 0.024396805450039426 | 0.04539844091288297 | 0.07755518085729358 | 0.1188059694441198 | 0.16964071569692238 | 0.23017122200511383 | 0.3001335811714959 | 0.3784594670823882 | 0.463919227095137 | 0.5545396287319359 | 0.6648256161299082 | 0.7758949661631297 | 0.8818796450890684 | 0.9778518960966195 | 1.0644697045115226 | 1.1405949760082188 | 1.2058493808689155 | 1.2600942449086252 | 1.3041471037771561 | 1.3382477208844517 | 1.3649313725447778 | TE 95% (Condensing) | TE 95% (Condensing) | TE 95% (Condensing) | TE 95% (Condensing) | TE 95% (Condensing) | TE 95% (Condensing) | TE 95% (Condensing) | TE 95% (Condensing) | TE 95% (Condensing) | TE 95% (Condensing) | TE 95% (Condensing) | TE 95% (Condensing) | TE 95% (Condensing) | TE 95% (Condensing) | TE 95% (Condensing) | TE 95% (Condensing) | TE 95% (Condensing) | TE 95% (Condensing) | TE 95% (Condensing) | TE 95% (Condensing) | TE 95% (Condensing) | TE 95% (Condensing) | TE 95% (Condensing) | TE 95% (Condensing) | TE 95% (Condensing) | TE 95% (Condensing) | TE 95% (Condensing) | TE 95% (Condensing) | 3167.3844 | 3167.3844 | 3167.3844 | 3167.3844 | 3167.3844 | 2375.5383 | 2375.5383 | 2375.5383 | 2375.5383 | 2375.5383 | 2375.5383 | 2375.5383 | 2375.5383 | 2375.5383 | 2375.5383 | 2375.5383 | 2375.5383 | 2375.5383 | 2375.5383 | 2375.5383 | 2375.5383 | 2375.5383 | 2375.5383 | 2375.5383 | 2375.5383 | 2375.5383 | 2375.5383 | 2375.5383 | 1583.6922 | 1583.6922 | 1583.6922 | 1583.6922 | 1583.6922 | 1319.7435 | 1319.7435 | 1319.7435 | 1319.7435 | 1319.7435 | 1319.7435 | 1319.7435 | 1319.7435 | 1319.7435 | 1319.7435 | 1319.7435 | 1319.7435 | 1319.7435 | 1319.7435 | 1319.7435 | 1319.7435 | 1319.7435 | 1319.7435 | 1319.7435 | 1319.7435 | 1319.7435 | 1319.7435 | 1319.7435 | 0 | 0 | 0 | 0.77235 | 2.1918 | 4.3472 | 9.0752 | 16.8205 | 28.1422 | 43.09 | 55.2761 | 68.1186 | 81.1109 | 93.7496 | 104.9567 | 114.5161 | 121.4313 | 147.7832 | 148.8329 | 142.0195 | 128.6028 | 116.0679 | 102.0079 | 87.4409 | 72.6881 | 59.0308 | 45.6948 | 35.7561 | 0 | 0 | 0 | 0.77235 | 2.9641 | 7.3113 | 16.3866 | 33.2071 | 61.3493 | 104.4393 | 159.7153 | 227.8339 | 308.8344 | 402.1763 | 506.8006 | 620.9991 | 742.5505 | 891.7653 | 1044.7113 | 1195.8594 | 1341.11 | 1477.5739 | 1603.0328 | 1715.9566 | 1814.7963 | 1899.1573 | 1966.4219 | 2019.3296 | 0 | 0 | 0 | 0.00047617 | 0.0013513 | 0.003244189697974563 | 0.006772561546643342 | 0.012552603512084258 | 0.021001635462843542 | 0.032156739944410616 | 0.041250788586826195 | 0.05083474625280257 | 0.06053050630819149 | 0.06996235916638203 | 0.07832588591089228 | 0.08545976001274878 | 0.09062040163679887 | 0.11028598739797223 | 0.11106935003322156 | 0.10598467892593863 | 0.09597225100755108 | 0.0866178084149032 | 0.07612527149669608 | 0.06525440486069686 | 0.05424486403970958 | 0.044052858868530886 | 0.03410061710729555 | 0.026683651660326064 | 0 | 0
Pool Heater_Office_New_TE 95% (Condensing) | Pool Heater_Office_New | Pool Heater_Commercial_New_TE 82% (Standard)_TE 95% (Condensing) | Commercial | Office | New | Miscellaneous | Natural Gas | Pool Heater | EQ | TE 82% (Standard) | 14 | 8 | 11 | 1644.0317 | 108.77 | 0 | 0.082484 | 1 | LO3Slow | 0.996 | n/a | A | WCE28 | 0.539642795063445 | 0.323785677038067 | 1 units | 0.0321 | 284.1928177456162 | 284.1928 | 180.30108438983123 | 180.3011 | Technical Support Document: Consumer Pool Heaters. U.S. Department of Energy. March 2023. | Technical Support Document: Consumer Pool Heaters. U.S. Department of Energy. March 2023. ¦ Adjusted for Commercial Size | Technical Support Document: Consumer Pool Heaters. U.S. Department of Energy. March 2023. | 0 | 0 | 3138.6061 | TE 82% (Standard) | TE 82% (Standard) | TE 82% (Standard) | TE 82% (Standard) | TE 82% (Standard) | TE 84% (Standard 2028) | TE 84% (Standard 2028) | TE 84% (Standard 2028) | TE 84% (Standard 2028) | TE 84% (Standard 2028) | TE 84% (Standard 2028) | TE 84% (Standard 2028) | TE 84% (Standard 2028) | TE 84% (Standard 2028) | TE 84% (Standard 2028) | TE 84% (Standard 2028) | TE 84% (Standard 2028) | TE 84% (Standard 2028) | TE 84% (Standard 2028) | TE 84% (Standard 2028) | TE 84% (Standard 2028) | TE 84% (Standard 2028) | TE 84% (Standard 2028) | TE 84% (Standard 2028) | TE 84% (Standard 2028) | TE 84% (Standard 2028) | TE 84% (Standard 2028) | TE 84% (Standard 2028) | 0 | 0 | 0 | 0 | 0 | 0 | 0 | 0 | 0 | 0 | 0 | 0 | 0 | 0 | 0 | 0 | 0 | 0 | 0 | 0 | 0 | 0 | 0 | 0 | 0 | 0 | 0 | 0 | 0 | 0 | 0 | 0 | 0 | 0 | 0 | 0 | 0 | 0 | 0 | 0 | 0 | 0 | 0 | 0 | 0 | 0 | 0 | 0 | 0 | 0 | 0 | 0 | 0 | 0 | 0 | 0 | 0 | 0 | 0 | 0 | 0 | 0 | 0 | 0 | 0 | 0 | 0 | 0 | 0 | 0 | 0 | 0 | 0 | 0 | 0 | 0 | 0 | 0 | 0 | 0 | 0 | 0 | 0 | 0 | 0 | 0 | 0 | 0 | 0 | 0 | 0 | 0 | 0 | 0 | 0 | 0 | 0 | 0 | 0 | 0 | 0 | 0 | 0 | 0 | 0 | 0 | 0 | 0 | 0 | 0 | 0 | 0 | TE 95% (Condensing) | TE 95% (Condensing) | TE 95% (Condensing) | TE 95% (Condensing) | TE 95% (Condensing) | TE 95% (Condensing) | TE 95% (Condensing) | TE 95% (Condensing) | TE 95% (Condensing) | TE 95% (Condensing) | TE 95% (Condensing) | TE 95% (Condensing) | TE 95% (Condensing) | TE 95% (Condensing) | TE 95% (Condensing) | TE 95% (Condensing) | TE 95% (Condensing) | TE 95% (Condensing) | TE 95% (Condensing) | TE 95% (Condensing) | TE 95% (Condensing) | TE 95% (Condensing) | TE 95% (Condensing) | TE 95% (Condensing) | TE 95% (Condensing) | TE 95% (Condensing) | TE 95% (Condensing) | TE 95% (Condensing) | 3138.6061 | 3138.6061 | 3138.6061 | 3138.6061 | 3138.6061 | 2391.3189 | 2391.3189 | 2391.3189 | 2391.3189 | 2391.3189 | 2391.3189 | 2391.3189 | 2391.3189 | 2391.3189 | 2391.3189 | 2391.3189 | 2391.3189 | 2391.3189 | 2391.3189 | 2391.3189 | 2391.3189 | 2391.3189 | 2391.3189 | 2391.3189 | 2391.3189 | 2391.3189 | 2391.3189 | 2391.3189 | 1644.0317 | 1644.0317 | 1644.0317 | 1644.0317 | 1644.0317 | 1345.1169 | 1345.1169 | 1345.1169 | 1345.1169 | 1345.1169 | 1345.1169 | 1345.1169 | 1345.1169 | 1345.1169 | 1345.1169 | 1345.1169 | 1345.1169 | 1345.1169 | 1345.1169 | 1345.1169 | 1345.1169 | 1345.1169 | 1345.1169 | 1345.1169 | 1345.1169 | 1345.1169 | 1345.1169 | 1345.1169 | 0 | 0 | 0 | 0 | 0 | 0 | 0 | 0 | 0 | 0 | 0 | 0 | 0 | 0 | 0 | 0 | 0 | 0 | 0 | 0 | 0 | 0 | 0 | 0 | 0 | 0 | 0 | 0 | 0 | 0 | 0 | 0 | 0 | 0 | 0 | 0 | 0 | 0 | 0 | 0 | 0 | 0 | 0 | 0 | 0 | 0 | 0 | 0 | 0 | 0 | 0 | 0 | 0 | 0 | 0 | 0 | 0 | 0 | 0 | 0 | 0 | 0 | 0 | 0 | 0 | 0 | 0 | 0 | 0 | 0 | 0 | 0 | 0 | 0 | 0 | 0 | 0 | 0 | 0 | 0 | 0 | 0 | 0 | 0 | 0 | 0 | 0 | 0 | 0 | 0 | 0 | 0 | 0 | 0 | 0 | 0 | 0 | 0 | 0 | 0 | 0 | 0 | 0 | 0 | 0 | 0 | 0 | 0 | 0 | 0 | 0 | 0 | TE 95% (Condensing) | TE 95% (Condensing) | TE 95% (Condensing) | TE 95% (Condensing) | TE 95% (Condensing) | TE 95% (Condensing) | TE 95% (Condensing) | TE 95% (Condensing) | TE 95% (Condensing) | TE 95% (Condensing) | TE 95% (Condensing) | TE 95% (Condensing) | TE 95% (Condensing) | TE 95% (Condensing) | TE 95% (Condensing) | TE 95% (Condensing) | TE 95% (Condensing) | TE 95% (Condensing) | TE 95% (Condensing) | TE 95% (Condensing) | TE 95% (Condensing) | TE 95% (Condensing) | TE 95% (Condensing) | TE 95% (Condensing) | TE 95% (Condensing) | TE 95% (Condensing) | TE 95% (Condensing) | TE 95% (Condensing) | 3138.6061 | 3138.6061 | 3138.6061 | 3138.6061 | 3138.6061 | 2391.3189 | 2391.3189 | 2391.3189 | 2391.3189 | 2391.3189 | 2391.3189 | 2391.3189 | 2391.3189 | 2391.3189 | 2391.3189 | 2391.3189 | 2391.3189 | 2391.3189 | 2391.3189 | 2391.3189 | 2391.3189 | 2391.3189 | 2391.3189 | 2391.3189 | 2391.3189 | 2391.3189 | 2391.3189 | 2391.3189 | 1644.0317 | 1644.0317 | 1644.0317 | 1644.0317 | 1644.0317 | 1345.1169 | 1345.1169 | 1345.1169 | 1345.1169 | 1345.1169 | 1345.1169 | 1345.1169 | 1345.1169 | 1345.1169 | 1345.1169 | 1345.1169 | 1345.1169 | 1345.1169 | 1345.1169 | 1345.1169 | 1345.1169 | 1345.1169 | 1345.1169 | 1345.1169 | 1345.1169 | 1345.1169 | 1345.1169 | 1345.1169 | 0 | 0 | 0 | 0 | 0 | 0 | 0 | 0 | 0 | 0 | 0 | 0 | 0 | 0 | 0 | 0 | 0 | 0 | 0 | 0 | 0 | 0 | 0 | 0 | 0 | 0 | 0 | 0 | 0 | 0 | 0 | 0 | 0 | 0 | 0 | 0 | 0 | 0 | 0 | 0 | 0 | 0 | 0 | 0 | 0 | 0 | 0 | 0 | 0 | 0 | 0 | 0 | 0 | 0 | 0 | 0 | 0 | 0 | 0 | 0 | 0 | 0 | 0 | 0 | 0 | 0 | 0 | 0 | 0 | 0 | 0 | 0 | 0 | 0 | 0 | 0 | 0 | 0 | 0 | 0 | 0 | 0 | 0 | 0 | 0 | 0
Pool Heater_Office_Existing_TE 95% (Condensing) | Pool Heater_Office_Existing | Pool Heater_Commercial_Existing_TE 82% (Standard)_TE 95% (Condensing) | Commercial | Office | Existing | Miscellaneous | Natural Gas | Pool Heater | EQ | TE 82% (Standard) | 14 | 8 | 11 | 1644.0317 | 108.77 | 0 | 0.082484 | 1 | LO3Slow | 0.996 | n/a | A | WCE14 | 0.539642795063445 | 0.323785677038067 | 1 units | 0.0321 | 284.1928177456162 | 284.1928 | 180.30108438983123 | 180.3011 | Technical Support Document: Consumer Pool Heaters. U.S. Department of Energy. March 2023. | Technical Support Document: Consumer Pool Heaters. U.S. Department of Energy. March 2023. ¦ Adjusted for Commercial Size | Technical Support Document: Consumer Pool Heaters. U.S. Department of Energy. March 2023. | 0 | 0 | 3138.6061 | TE 82% (Standard) | TE 82% (Standard) | TE 82% (Standard) | TE 82% (Standard) | TE 82% (Standard) | TE 84% (Standard 2028) | TE 84% (Standard 2028) | TE 84% (Standard 2028) | TE 84% (Standard 2028) | TE 84% (Standard 2028) | TE 84% (Standard 2028) | TE 84% (Standard 2028) | TE 84% (Standard 2028) | TE 84% (Standard 2028) | TE 84% (Standard 2028) | TE 84% (Standard 2028) | TE 84% (Standard 2028) | TE 84% (Standard 2028) | TE 84% (Standard 2028) | TE 84% (Standard 2028) | TE 84% (Standard 2028) | TE 84% (Standard 2028) | TE 84% (Standard 2028) | TE 84% (Standard 2028) | TE 84% (Standard 2028) | TE 84% (Standard 2028) | TE 84% (Standard 2028) | TE 84% (Standard 2028) | 0 | 0 | 0 | 702.883 | 775.5428 | 692.1593 | 736.2609 | 774.0623 | 806.4635 | 834.236 | 776.3372 | 738.3817 | 715.8529 | 705.1178 | 122.5865 | 67.2727 | 25.2611 | 118.856 | 101.8766 | 75.6508 | 44.8345 | 94.4073 | 121.5512 | 132.7128 | 132.8046 | 125.5329 | 107.7099 | 95.8179 | 0 | 0 | 0 | 702.883 | 1478.4258 | 2170.585 | 2906.846 | 3680.9083 | 4487.3718 | 5321.6078 | 6097.9451 | 6836.3267 | 7451.7678 | 7960.0265 | 8395.6768 | 8769.0913 | 9089.1609 | 9488.4824 | 9854.5629 | 9983.9604 | 10091.1921 | 10222.3901 | 10334.8456 | 10431.236 | 10513.8564 | 10584.6738 | 10645.3745 | 10697.4037 | 0 | 0 | 0 | 0.4333433809926277 | 0.4781398252589152 | 0.5165367774871615 | 0.5494484508256585 | 0.5776584565443701 | 0.6018384614461231 | 0.6225641799333397 | 0.5793561434646977 | 0.5510311033528779 | 0.5342185715871278 | 0.5262073221116689 | 0.09148243474411155 | 0.0502035097762411 | 0.01885157490645388 | 0.08869850748221879 | 0.07602729212761627 | 0.05645583067665459 | 0.03345856391979866 | 0.07045323098910335 | 0.09070988645661666 | 0.0990394374158898 | 0.09910789368297027 | 0.09368129159357588 | 0.08038049485198233 | 0.07150590573716545 | 0 | 0 | 0 | 0.4333433809926277 | 0.911483206251543 | 1.4280199837387044 | 1.9774684345643632 | 2.5551268911087335 | 3.1569653525548564 | 3.779529532488196 | 4.358885675952894 | 4.909916779305772 | 5.4441353508929 | 5.970342673004568 | 6.06182510774868 | 6.112028617524921 | 6.130880192431375 | 6.219578699913594 | 6.29560599204121 | 6.352061822717865 | 6.385520386637664 | 6.455973617626768 | 6.546683504083385 | 6.645722941499273 | 6.744830835182244 | 6.838512126775821 | 6.918892621627803 | 6.9903985273649685 | TE 95% (Condensing) | TE 95% (Condensing) | TE 95% (Condensing) | TE 95% (Condensing) | TE 95% (Condensing) | TE 95% (Condensing) | TE 95% (Condensing) | TE 95% (Condensing) | TE 95% (Condensing) | TE 95% (Condensing) | TE 95% (Condensing) | TE 95% (Condensing) | TE 95% (Condensing) | TE 95% (Condensing) | TE 95% (Condensing) | TE 95% (Condensing) | TE 95% (Condensing) | TE 95% (Condensing) | TE 95% (Condensing) | TE 95% (Condensing) | TE 95% (Condensing) | TE 95% (Condensing) | TE 95% (Condensing) | TE 95% (Condensing) | TE 95% (Condensing) | TE 95% (Condensing) | TE 95% (Condensing) | TE 95% (Condensing) | 3138.6061 | 3138.6061 | 3138.6061 | 3138.6061 | 3138.6061 | 2391.3189 | 2391.3189 | 2391.3189 | 2391.3189 | 2391.3189 | 2391.3189 | 2391.3189 | 2391.3189 | 2391.3189 | 2391.3189 | 2391.3189 | 2391.3189 | 2391.3189 | 2391.3189 | 2391.3189 | 2391.3189 | 2391.3189 | 2391.3189 | 2391.3189 | 2391.3189 | 2391.3189 | 2391.3189 | 2391.3189 | 1644.0317 | 1644.0317 | 1644.0317 | 1644.0317 | 1644.0317 | 1345.1169 | 1345.1169 | 1345.1169 | 1345.1169 | 1345.1169 | 1345.1169 | 1345.1169 | 1345.1169 | 1345.1169 | 1345.1169 | 1345.1169 | 1345.1169 | 1345.1169 | 1345.1169 | 1345.1169 | 1345.1169 | 1345.1169 | 1345.1169 | 1345.1169 | 1345.1169 | 1345.1169 | 1345.1169 | 1345.1169 | 0 | 0 | 0 | 3.3051 | 9.3792 | 18.603 | 38.8355 | 71.9796 | 120.4284 | 184.3945 | 236.5419 | 291.4986 | 347.0965 | 401.181 | 449.1394 | 490.0468 | 519.6391 | 632.4063 | 636.8983 | 607.7416 | 550.3279 | 496.6873 | 436.5206 | 374.1844 | 311.0531 | 252.6097 | 195.5411 | 153.0105 | 0 | 0 | 0 | 3.3051 | 12.6843 | 31.2873 | 70.1228 | 142.1024 | 262.5308 | 446.9253 | 683.4672 | 974.9659 | 1321.5902 | 1721.0265 | 2168.7435 | 2657.4313 | 3177.584 | 3816.1167 | 4470.6161 | 5117.4213 | 5738.99 | 6322.9578 | 6859.8321 | 7343.0649 | 7766.0282 | 8127.0328 | 8414.8768 | 8641.2842 | 0 | 0 | 0 | 0.002037685551847578 | 0.005782494232284951 | 0.013882807773960313 | 0.028981711565160793 | 0.05371615036254001 | 0.08987195423605314 | 0.1376078099145065 | 0.1765238231391716 | 0.21753629601447586 | 0.2590272030213764 | 0.299388776287048 | 0.33517867913363625 | 0.3657065495912546 | 0.38779039866509735 | 0.4719450173223083 | 0.4752972482011802 | 0.4535384985139195 | 0.4106924799138387 | 0.3706621671280737 | 0.3257616259582421 | 0.2792421046311882 | 0.23212915713839546 | 0.18851467654528398 | 0.14592621158052838 | 0.11418691297210605 | 0 | 0 | 0 | 0.002037685551847578 | 0.00782017978413253 | 0.021702987558092843 | 0.050684699123253636 | 0.10440084948579366 | 0.19427280372184677 | 0.33188061363635324 | 0.5084044367755248 | 0.7259407327900006 | 0.984967935811377 | 1.2843567120984252 | 1.6195353912320614 | 1.985241940823316 | 2.373032339488413 | 2.8449773568107215 | 3.320274605011902 | 3.7738131035258218 | 4.18450558343966 | 4.555167750567734 | 4.880929376525976 | 5.160171481157164 | 5.39230063829556 | 5.5808153148408435 | 5.726741526421372 | 5.840928439393478 | TE 95% (Condensing) | TE 95% (Condensing) | TE 95% (Condensing) | TE 95% (Condensing) | TE 95% (Condensing) | TE 95% (Condensing) | TE 95% (Condensing) | TE 95% (Condensing) | TE 95% (Condensing) | TE 95% (Condensing) | TE 95% (Condensing) | TE 95% (Condensing) | TE 95% (Condensing) | TE 95% (Condensing) | TE 95% (Condensing) | TE 95% (Condensing) | TE 95% (Condensing) | TE 95% (Condensing) | TE 95% (Condensing) | TE 95% (Condensing) | TE 95% (Condensing) | TE 95% (Condensing) | TE 95% (Condensing) | TE 95% (Condensing) | TE 95% (Condensing) | TE 95% (Condensing) | TE 95% (Condensing) | TE 95% (Condensing) | 3138.6061 | 3138.6061 | 3138.6061 | 3138.6061 | 3138.6061 | 2391.3189 | 2391.3189 | 2391.3189 | 2391.3189 | 2391.3189 | 2391.3189 | 2391.3189 | 2391.3189 | 2391.3189 | 2391.3189 | 2391.3189 | 2391.3189 | 2391.3189 | 2391.3189 | 2391.3189 | 2391.3189 | 2391.3189 | 2391.3189 | 2391.3189 | 2391.3189 | 2391.3189 | 2391.3189 | 2391.3189 | 1644.0317 | 1644.0317 | 1644.0317 | 1644.0317 | 1644.0317 | 1345.1169 | 1345.1169 | 1345.1169 | 1345.1169 | 1345.1169 | 1345.1169 | 1345.1169 | 1345.1169 | 1345.1169 | 1345.1169 | 1345.1169 | 1345.1169 | 1345.1169 | 1345.1169 | 1345.1169 | 1345.1169 | 1345.1169 | 1345.1169 | 1345.1169 | 1345.1169 | 1345.1169 | 1345.1169 | 1345.1169 | 0 | 0 | 0 | 3.3051 | 9.3792 | 18.603 | 38.8355 | 71.9796 | 120.4284 | 184.3945 | 236.5419 | 291.4986 | 347.0965 | 401.181 | 449.1394 | 490.0468 | 519.6391 | 632.4063 | 636.8983 | 607.7416 | 550.3279 | 496.6873 | 436.5206 | 374.1844 | 311.0531 | 252.6097 | 195.5411 | 153.0105 | 0 | 0 | 0 | 3.3051 | 12.6843 | 31.2873 | 70.1228 | 142.1024 | 262.5308 | 446.9253 | 683.4672 | 974.9659 | 1321.5902 | 1721.0265 | 2168.7435 | 2657.4313 | 3177.584 | 3816.1167 | 4470.6161 | 5117.4213 | 5738.99 | 6322.9578 | 6859.8321 | 7343.0649 | 7766.0282 | 8127.0328 | 8414.8768 | 8641.2842 | 0 | 0 | 0 | 0.0020377 | 0.0057825 | 0.013882807773960313 | 0.028981711565160793 | 0.05371615036254001 | 0.08987195423605314 | 0.1376078099145065 | 0.1765238231391716 | 0.21753629601447586 | 0.2590272030213764 | 0.29938877628704813 | 0.33517867913363625 | 0.3657065495912546 | 0.38779039866509746 | 0.47194501732230837 | 0.4752972482011803 | 0.4535384985139194 | 0.4106924799138387 | 0.37066216712807387 | 0.3257616259582422 | 0.27924210463118854 | 0.2321291571383953 | 0.18851467654528398 | 0.14592621158052846 | 0.11418691297210597 | 0 | 0
Pool Heater_Healthcare_New_TE 95% (Condensing) | Pool Heater_Healthcare_New | Pool Heater_Commercial_New_TE 82% (Standard)_TE 95% (Condensing) | Commercial | Healthcare | New | Miscellaneous | Natural Gas | Pool Heater | EQ | TE 82% (Standard) | 14 | 8 | 11 | 1578.3024 | 108.77 | 0 | 0.36517 | 1 | LO3Slow | 0.996 | n/a | A | WCE168 | 0.539642795063445 | 0.323785677038067 | 1 units | 0.0321 | 284.1928177456159 | 284.1928 | 180.30108438983103 | 180.3011 | Technical Support Document: Consumer Pool Heaters. U.S. Department of Energy. March 2023. | Technical Support Document: Consumer Pool Heaters. U.S. Department of Energy. March 2023. ¦ Adjusted for Commercial Size | Technical Support Document: Consumer Pool Heaters. U.S. Department of Energy. March 2023. | 0 | 0 | 3156.6047 | TE 82% (Standard) | TE 82% (Standard) | TE 82% (Standard) | TE 82% (Standard) | TE 82% (Standard) | TE 84% (Standard 2028) | TE 84% (Standard 2028) | TE 84% (Standard 2028) | TE 84% (Standard 2028) | TE 84% (Standard 2028) | TE 84% (Standard 2028) | TE 84% (Standard 2028) | TE 84% (Standard 2028) | TE 84% (Standard 2028) | TE 84% (Standard 2028) | TE 84% (Standard 2028) | TE 84% (Standard 2028) | TE 84% (Standard 2028) | TE 84% (Standard 2028) | TE 84% (Standard 2028) | TE 84% (Standard 2028) | TE 84% (Standard 2028) | TE 84% (Standard 2028) | TE 84% (Standard 2028) | TE 84% (Standard 2028) | TE 84% (Standard 2028) | TE 84% (Standard 2028) | TE 84% (Standard 2028) | 0 | 0 | 0 | 0 | 0 | 0 | 0 | 0 | 0 | 0 | 0 | 0 | 0 | 0 | 0 | 0 | 0 | 0 | 0 | 0 | 0 | 0 | 0 | 0 | 0 | 0 | 0 | 0 | 0 | 0 | 0 | 0 | 0 | 0 | 0 | 0 | 0 | 0 | 0 | 0 | 0 | 0 | 0 | 0 | 0 | 0 | 0 | 0 | 0 | 0 | 0 | 0 | 0 | 0 | 0 | 0 | 0 | 0 | 0 | 0 | 0 | 0 | 0 | 0 | 0 | 0 | 0 | 0 | 0 | 0 | 0 | 0 | 0 | 0 | 0 | 0 | 0 | 0 | 0 | 0 | 0 | 0 | 0 | 0 | 0 | 0 | 0 | 0 | 0 | 0 | 0 | 0 | 0 | 0 | 0 | 0 | 0 | 0 | 0 | 0 | 0 | 0 | 0 | 0 | 0 | 0 | 0 | 0 | 0 | 0 | 0 | 0 | TE 95% (Condensing) | TE 95% (Condensing) | TE 95% (Condensing) | TE 95% (Condensing) | TE 95% (Condensing) | TE 95% (Condensing) | TE 95% (Condensing) | TE 95% (Condensing) | TE 95% (Condensing) | TE 95% (Condensing) | TE 95% (Condensing) | TE 95% (Condensing) | TE 95% (Condensing) | TE 95% (Condensing) | TE 95% (Condensing) | TE 95% (Condensing) | TE 95% (Condensing) | TE 95% (Condensing) | TE 95% (Condensing) | TE 95% (Condensing) | TE 95% (Condensing) | TE 95% (Condensing) | TE 95% (Condensing) | TE 95% (Condensing) | TE 95% (Condensing) | TE 95% (Condensing) | TE 95% (Condensing) | TE 95% (Condensing) | 3156.6047 | 3156.6047 | 3156.6047 | 3156.6047 | 3156.6047 | 2446.3687 | 2446.3687 | 2446.3687 | 2446.3687 | 2446.3687 | 2446.3687 | 2446.3687 | 2446.3687 | 2446.3687 | 2446.3687 | 2446.3687 | 2446.3687 | 2446.3687 | 2446.3687 | 2446.3687 | 2446.3687 | 2446.3687 | 2446.3687 | 2446.3687 | 2446.3687 | 2446.3687 | 2446.3687 | 2446.3687 | 1578.3024 | 1578.3024 | 1578.3024 | 1578.3024 | 1578.3024 | 1341.557 | 1341.557 | 1341.557 | 1341.557 | 1341.557 | 1341.557 | 1341.557 | 1341.557 | 1341.557 | 1341.557 | 1341.557 | 1341.557 | 1341.557 | 1341.557 | 1341.557 | 1341.557 | 1341.557 | 1341.557 | 1341.557 | 1341.557 | 1341.557 | 1341.557 | 1341.557 | 0 | 0 | 0 | 0 | 0 | 0 | 0 | 0 | 0 | 0 | 0 | 0 | 0 | 0 | 0 | 0 | 0 | 0 | 0 | 0 | 0 | 0 | 0 | 0 | 0 | 0 | 0 | 0 | 0 | 0 | 0 | 0 | 0 | 0 | 0 | 0 | 0 | 0 | 0 | 0 | 0 | 0 | 0 | 0 | 0 | 0 | 0 | 0 | 0 | 0 | 0 | 0 | 0 | 0 | 0 | 0 | 0 | 0 | 0 | 0 | 0 | 0 | 0 | 0 | 0 | 0 | 0 | 0 | 0 | 0 | 0 | 0 | 0 | 0 | 0 | 0 | 0 | 0 | 0 | 0 | 0 | 0 | 0 | 0 | 0 | 0 | 0 | 0 | 0 | 0 | 0 | 0 | 0 | 0 | 0 | 0 | 0 | 0 | 0 | 0 | 0 | 0 | 0 | 0 | 0 | 0 | 0 | 0 | 0 | 0 | 0 | 0 | TE 95% (Condensing) | TE 95% (Condensing) | TE 95% (Condensing) | TE 95% (Condensing) | TE 95% (Condensing) | TE 95% (Condensing) | TE 95% (Condensing) | TE 95% (Condensing) | TE 95% (Condensing) | TE 95% (Condensing) | TE 95% (Condensing) | TE 95% (Condensing) | TE 95% (Condensing) | TE 95% (Condensing) | TE 95% (Condensing) | TE 95% (Condensing) | TE 95% (Condensing) | TE 95% (Condensing) | TE 95% (Condensing) | TE 95% (Condensing) | TE 95% (Condensing) | TE 95% (Condensing) | TE 95% (Condensing) | TE 95% (Condensing) | TE 95% (Condensing) | TE 95% (Condensing) | TE 95% (Condensing) | TE 95% (Condensing) | 3156.6047 | 3156.6047 | 3156.6047 | 3156.6047 | 3156.6047 | 2446.3687 | 2446.3687 | 2446.3687 | 2446.3687 | 2446.3687 | 2446.3687 | 2446.3687 | 2446.3687 | 2446.3687 | 2446.3687 | 2446.3687 | 2446.3687 | 2446.3687 | 2446.3687 | 2446.3687 | 2446.3687 | 2446.3687 | 2446.3687 | 2446.3687 | 2446.3687 | 2446.3687 | 2446.3687 | 2446.3687 | 1578.3024 | 1578.3024 | 1578.3024 | 1578.3024 | 1578.3024 | 1341.557 | 1341.557 | 1341.557 | 1341.557 | 1341.557 | 1341.557 | 1341.557 | 1341.557 | 1341.557 | 1341.557 | 1341.557 | 1341.557 | 1341.557 | 1341.557 | 1341.557 | 1341.557 | 1341.557 | 1341.557 | 1341.557 | 1341.557 | 1341.557 | 1341.557 | 1341.557 | 0 | 0 | 0 | 0 | 0 | 0 | 0 | 0 | 0 | 0 | 0 | 0 | 0 | 0 | 0 | 0 | 0 | 0 | 0 | 0 | 0 | 0 | 0 | 0 | 0 | 0 | 0 | 0 | 0 | 0 | 0 | 0 | 0 | 0 | 0 | 0 | 0 | 0 | 0 | 0 | 0 | 0 | 0 | 0 | 0 | 0 | 0 | 0 | 0 | 0 | 0 | 0 | 0 | 0 | 0 | 0 | 0 | 0 | 0 | 0 | 0 | 0 | 0 | 0 | 0 | 0 | 0 | 0 | 0 | 0 | 0 | 0 | 0 | 0 | 0 | 0 | 0 | 0 | 0 | 0 | 0 | 0 | 0 | 0 | 0 | 0
Pool Heater_Healthcare_Existing_TE 95% (Condensing) | Pool Heater_Healthcare_Existing | Pool Heater_Commercial_Existing_TE 82% (Standard)_TE 95% (Condensing) | Commercial | Healthcare | Existing | Miscellaneous | Natural Gas | Pool Heater | EQ | TE 82% (Standard) | 14 | 8 | 11 | 1578.3024 | 108.77 | 0 | 0.36517 | 1 | LO3Slow | 0.996 | n/a | A | WCE154 | 0.539642795063445 | 0.323785677038067 | 1 units | 0.0321 | 284.1928177456159 | 284.1928 | 180.30108438983103 | 180.3011 | Technical Support Document: Consumer Pool Heaters. U.S. Department of Energy. March 2023. | Technical Support Document: Consumer Pool Heaters. U.S. Department of Energy. March 2023. ¦ Adjusted for Commercial Size | Technical Support Document: Consumer Pool Heaters. U.S. Department of Energy. March 2023. | 0 | 0 | 3156.6047 | TE 82% (Standard) | TE 82% (Standard) | TE 82% (Standard) | TE 82% (Standard) | TE 82% (Standard) | TE 84% (Standard 2028) | TE 84% (Standard 2028) | TE 84% (Standard 2028) | TE 84% (Standard 2028) | TE 84% (Standard 2028) | TE 84% (Standard 2028) | TE 84% (Standard 2028) | TE 84% (Standard 2028) | TE 84% (Standard 2028) | TE 84% (Standard 2028) | TE 84% (Standard 2028) | TE 84% (Standard 2028) | TE 84% (Standard 2028) | TE 84% (Standard 2028) | TE 84% (Standard 2028) | TE 84% (Standard 2028) | TE 84% (Standard 2028) | TE 84% (Standard 2028) | TE 84% (Standard 2028) | TE 84% (Standard 2028) | TE 84% (Standard 2028) | TE 84% (Standard 2028) | TE 84% (Standard 2028) | 0 | 0 | 0 | 466.9227 | 515.1904 | 459.799 | 489.0956 | 514.2069 | 535.7309 | 554.1801 | 515.7181 | 490.5044 | 475.5386 | 468.4073 | 81.4338 | 44.689 | 16.7809 | 78.9556 | 67.6763 | 50.2546 | 29.7834 | 62.7145 | 80.7461 | 88.1607 | 88.2216 | 83.3911 | 71.5513 | 63.6515 | 0 | 0 | 0 | 466.9227 | 982.1131 | 1441.9121 | 1931.0076 | 2445.2146 | 2980.9455 | 3535.1255 | 4050.8437 | 4541.348 | 4950.1834 | 5287.8178 | 5577.2188 | 5825.2768 | 6037.8979 | 6303.1658 | 6546.3518 | 6632.3101 | 6703.5437 | 6790.6981 | 6865.4019 | 6929.4337 | 6984.3182 | 7031.362 | 7071.6852 | 7106.248 | 0 | 0 | 0 | 0.2878684979676207 | 0.3176266197962908 | 0.3431335813637223 | 0.3649966912786635 | 0.38373649977718466 | 0.399799192775917 | 0.413567215346259 | 0.3848642672826084 | 0.3660480418375938 | 0.35487953557045476 | 0.34955769045985985 | 0.060771462621362425 | 0.033350016605503754 | 0.012523035520270875 | 0.0589221094421435 | 0.050504665236122924 | 0.037503411592848035 | 0.02222640742240849 | 0.046801835845149624 | 0.06025826148599661 | 0.06579155316313776 | 0.06583702842281723 | 0.06223215556433779 | 0.053396482636775065 | 0.04750112401214269 | 0 | 0 | 0 | 0.2878684979676207 | 0.6054951177639115 | 0.9486286991276338 | 1.3136253904062973 | 1.6973618901834822 | 2.097161082959399 | 2.510728298305658 | 2.895592565588266 | 3.2616406074258597 | 3.6165201429963143 | 3.966077833456174 | 4.026849296077536 | 4.06019931268304 | 4.072722348203311 | 4.1316444576454545 | 4.182149122881577 | 4.219652534474425 | 4.241878941896833 | 4.288680777741983 | 4.34893903922798 | 4.414730592391118 | 4.480567620813935 | 4.542799776378273 | 4.596196259015048 | 4.643697383027191 | TE 95% (Condensing) | TE 95% (Condensing) | TE 95% (Condensing) | TE 95% (Condensing) | TE 95% (Condensing) | TE 95% (Condensing) | TE 95% (Condensing) | TE 95% (Condensing) | TE 95% (Condensing) | TE 95% (Condensing) | TE 95% (Condensing) | TE 95% (Condensing) | TE 95% (Condensing) | TE 95% (Condensing) | TE 95% (Condensing) | TE 95% (Condensing) | TE 95% (Condensing) | TE 95% (Condensing) | TE 95% (Condensing) | TE 95% (Condensing) | TE 95% (Condensing) | TE 95% (Condensing) | TE 95% (Condensing) | TE 95% (Condensing) | TE 95% (Condensing) | TE 95% (Condensing) | TE 95% (Condensing) | TE 95% (Condensing) | 3156.6047 | 3156.6047 | 3156.6047 | 3156.6047 | 3156.6047 | 2446.3687 | 2446.3687 | 2446.3687 | 2446.3687 | 2446.3687 | 2446.3687 | 2446.3687 | 2446.3687 | 2446.3687 | 2446.3687 | 2446.3687 | 2446.3687 | 2446.3687 | 2446.3687 | 2446.3687 | 2446.3687 | 2446.3687 | 2446.3687 | 2446.3687 | 2446.3687 | 2446.3687 | 2446.3687 | 2446.3687 | 1578.3024 | 1578.3024 | 1578.3024 | 1578.3024 | 1578.3024 | 1341.557 | 1341.557 | 1341.557 | 1341.557 | 1341.557 | 1341.557 | 1341.557 | 1341.557 | 1341.557 | 1341.557 | 1341.557 | 1341.557 | 1341.557 | 1341.557 | 1341.557 | 1341.557 | 1341.557 | 1341.557 | 1341.557 | 1341.557 | 1341.557 | 1341.557 | 1341.557 | 0 | 0 | 0 | 2.1956 | 6.2306 | 12.3579 | 25.7983 | 47.8158 | 80.0002 | 122.4926 | 157.134 | 193.6415 | 230.575 | 266.5031 | 298.3618 | 325.5364 | 345.1945 | 420.1053 | 423.0893 | 403.7206 | 365.5809 | 329.9476 | 289.9791 | 248.5694 | 206.6315 | 167.8077 | 129.8973 | 101.6443 | 0 | 0 | 0 | 2.1956 | 8.4262 | 20.784 | 46.5823 | 94.3981 | 174.3983 | 296.8909 | 454.0249 | 647.6664 | 877.9277 | 1143.2719 | 1440.6888 | 1765.3223 | 2110.858 | 2535.033 | 2969.8147 | 3399.4851 | 3812.3911 | 4200.3188 | 4556.9626 | 4877.9724 | 5158.9455 | 5398.7596 | 5589.9734 | 5740.375 | 0 | 0 | 0 | 0.0013536274115853262 | 0.003841290768861699 | 0.009222300828291993 | 0.019252450003235635 | 0.03568345150685554 | 0.05970162603173001 | 0.09141238861884626 | 0.11726416059748182 | 0.14450860341672608 | 0.17207086836244104 | 0.19888292083912723 | 0.222658028586832 | 0.24293758655459113 | 0.25760781054109505 | 0.313511430470394 | 0.3157383057620646 | 0.3012840441652276 | 0.27282158331017714 | 0.24622958601598463 | 0.21640231297702556 | 0.18549955706111257 | 0.15420259021114813 | 0.12522964273190537 | 0.09693827385933142 | 0.0758539683923286 | 0 | 0 | 0 | 0.0013536274115853262 | 0.005194918180447025 | 0.014417219008739017 | 0.03366966901197465 | 0.06935312051883019 | 0.1290547465505602 | 0.22046713516940647 | 0.33773129576688826 | 0.4822398991836143 | 0.6543107675460553 | 0.8531936883851826 | 1.0758517169720145 | 1.3187893035266056 | 1.5763971140677007 | 1.8899085445380948 | 2.2056468503001594 | 2.506930894465387 | 2.7797524777755642 | 3.0259820637915484 | 3.2423843767685745 | 3.4278839338296865 | 3.5820865240408346 | 3.7073161667727397 | 3.804254440632071 | 3.8801084090243996 | TE 95% (Condensing) | TE 95% (Condensing) | TE 95% (Condensing) | TE 95% (Condensing) | TE 95% (Condensing) | TE 95% (Condensing) | TE 95% (Condensing) | TE 95% (Condensing) | TE 95% (Condensing) | TE 95% (Condensing) | TE 95% (Condensing) | TE 95% (Condensing) | TE 95% (Condensing) | TE 95% (Condensing) | TE 95% (Condensing) | TE 95% (Condensing) | TE 95% (Condensing) | TE 95% (Condensing) | TE 95% (Condensing) | TE 95% (Condensing) | TE 95% (Condensing) | TE 95% (Condensing) | TE 95% (Condensing) | TE 95% (Condensing) | TE 95% (Condensing) | TE 95% (Condensing) | TE 95% (Condensing) | TE 95% (Condensing) | 3156.6047 | 3156.6047 | 3156.6047 | 3156.6047 | 3156.6047 | 2446.3687 | 2446.3687 | 2446.3687 | 2446.3687 | 2446.3687 | 2446.3687 | 2446.3687 | 2446.3687 | 2446.3687 | 2446.3687 | 2446.3687 | 2446.3687 | 2446.3687 | 2446.3687 | 2446.3687 | 2446.3687 | 2446.3687 | 2446.3687 | 2446.3687 | 2446.3687 | 2446.3687 | 2446.3687 | 2446.3687 | 1578.3024 | 1578.3024 | 1578.3024 | 1578.3024 | 1578.3024 | 1341.557 | 1341.557 | 1341.557 | 1341.557 | 1341.557 | 1341.557 | 1341.557 | 1341.557 | 1341.557 | 1341.557 | 1341.557 | 1341.557 | 1341.557 | 1341.557 | 1341.557 | 1341.557 | 1341.557 | 1341.557 | 1341.557 | 1341.557 | 1341.557 | 1341.557 | 1341.557 | 0 | 0 | 0 | 2.1956 | 6.2306 | 12.3579 | 25.7983 | 47.8158 | 80.0002 | 122.4926 | 157.134 | 193.6415 | 230.575 | 266.5031 | 298.3618 | 325.5364 | 345.1945 | 420.1053 | 423.0893 | 403.7206 | 365.5809 | 329.9476 | 289.9791 | 248.5694 | 206.6315 | 167.8077 | 129.8973 | 101.6443 | 0 | 0 | 0 | 2.1956 | 8.4262 | 20.784 | 46.5823 | 94.3981 | 174.3983 | 296.8909 | 454.0249 | 647.6664 | 877.9277 | 1143.2719 | 1440.6888 | 1765.3223 | 2110.858 | 2535.033 | 2969.8147 | 3399.4851 | 3812.3911 | 4200.3188 | 4556.9626 | 4877.9724 | 5158.9455 | 5398.7596 | 5589.9734 | 5740.375 | 0 | 0 | 0 | 0.0013536 | 0.0038413 | 0.009222300828291993 | 0.019252450003235635 | 0.03568345150685554 | 0.05970162603173001 | 0.09141238861884626 | 0.11726416059748182 | 0.14450860341672608 | 0.17207086836244104 | 0.19888292083912723 | 0.22265802858683198 | 0.24293758655459113 | 0.25760781054109505 | 0.313511430470394 | 0.3157383057620646 | 0.30128404416522764 | 0.2728215833101772 | 0.24622958601598463 | 0.21640231297702547 | 0.18549955706111257 | 0.15420259021114818 | 0.1252296427319054 | 0.0969382738593315 | 0.07585396839232852 | 0 | 0
Pool Heater_Restaurant_New_TE 95% (Condensing) | Pool Heater_Restaurant_New | Pool Heater_Commercial_New_TE 82% (Standard)_TE 95% (Condensing) | Commercial | Restaurant | New | Miscellaneous | Natural Gas | Pool Heater | EQ | TE 82% (Standard) | 14 | 8 | 11 | 1622.9085 | 108.77 | 0 | 0.028319 | 1 | LO3Slow | 0.996 | n/a | A | WCE56 | 0.539642795063445 | 0.323785677038067 | 1 units | 0.0321 | 284.1928177456163 | 284.1928 | 180.30108438983135 | 180.3011 | Technical Support Document: Consumer Pool Heaters. U.S. Department of Energy. March 2023. | Technical Support Document: Consumer Pool Heaters. U.S. Department of Energy. March 2023. ¦ Adjusted for Commercial Size | Technical Support Document: Consumer Pool Heaters. U.S. Department of Energy. March 2023. | 0 | 0 | 3161.9766 | TE 82% (Standard) | TE 82% (Standard) | TE 82% (Standard) | TE 82% (Standard) | TE 82% (Standard) | TE 84% (Standard 2028) | TE 84% (Standard 2028) | TE 84% (Standard 2028) | TE 84% (Standard 2028) | TE 84% (Standard 2028) | TE 84% (Standard 2028) | TE 84% (Standard 2028) | TE 84% (Standard 2028) | TE 84% (Standard 2028) | TE 84% (Standard 2028) | TE 84% (Standard 2028) | TE 84% (Standard 2028) | TE 84% (Standard 2028) | TE 84% (Standard 2028) | TE 84% (Standard 2028) | TE 84% (Standard 2028) | TE 84% (Standard 2028) | TE 84% (Standard 2028) | TE 84% (Standard 2028) | TE 84% (Standard 2028) | TE 84% (Standard 2028) | TE 84% (Standard 2028) | TE 84% (Standard 2028) | 0 | 0 | 0 | 0 | 0 | 0 | 0 | 0 | 0 | 0 | 0 | 0 | 0 | 0 | 0 | 0 | 0 | 0 | 0 | 0 | 0 | 0 | 0 | 0 | 0 | 0 | 0 | 0 | 0 | 0 | 0 | 0 | 0 | 0 | 0 | 0 | 0 | 0 | 0 | 0 | 0 | 0 | 0 | 0 | 0 | 0 | 0 | 0 | 0 | 0 | 0 | 0 | 0 | 0 | 0 | 0 | 0 | 0 | 0 | 0 | 0 | 0 | 0 | 0 | 0 | 0 | 0 | 0 | 0 | 0 | 0 | 0 | 0 | 0 | 0 | 0 | 0 | 0 | 0 | 0 | 0 | 0 | 0 | 0 | 0 | 0 | 0 | 0 | 0 | 0 | 0 | 0 | 0 | 0 | 0 | 0 | 0 | 0 | 0 | 0 | 0 | 0 | 0 | 0 | 0 | 0 | 0 | 0 | 0 | 0 | 0 | 0 | TE 95% (Condensing) | TE 95% (Condensing) | TE 95% (Condensing) | TE 95% (Condensing) | TE 95% (Condensing) | TE 95% (Condensing) | TE 95% (Condensing) | TE 95% (Condensing) | TE 95% (Condensing) | TE 95% (Condensing) | TE 95% (Condensing) | TE 95% (Condensing) | TE 95% (Condensing) | TE 95% (Condensing) | TE 95% (Condensing) | TE 95% (Condensing) | TE 95% (Condensing) | TE 95% (Condensing) | TE 95% (Condensing) | TE 95% (Condensing) | TE 95% (Condensing) | TE 95% (Condensing) | TE 95% (Condensing) | TE 95% (Condensing) | TE 95% (Condensing) | TE 95% (Condensing) | TE 95% (Condensing) | TE 95% (Condensing) | 3161.9766 | 3161.9766 | 3161.9766 | 3161.9766 | 3161.9766 | 2425.3798 | 2425.3798 | 2425.3798 | 2425.3798 | 2425.3798 | 2425.3798 | 2425.3798 | 2425.3798 | 2425.3798 | 2425.3798 | 2425.3798 | 2425.3798 | 2425.3798 | 2425.3798 | 2425.3798 | 2425.3798 | 2425.3798 | 2425.3798 | 2425.3798 | 2425.3798 | 2425.3798 | 2425.3798 | 2425.3798 | 1622.9085 | 1622.9085 | 1622.9085 | 1622.9085 | 1622.9085 | 1341.4446 | 1341.4446 | 1341.4446 | 1341.4446 | 1341.4446 | 1341.4446 | 1341.4446 | 1341.4446 | 1341.4446 | 1341.4446 | 1341.4446 | 1341.4446 | 1341.4446 | 1341.4446 | 1341.4446 | 1341.4446 | 1341.4446 | 1341.4446 | 1341.4446 | 1341.4446 | 1341.4446 | 1341.4446 | 1341.4446 | 0 | 0 | 0 | 0 | 0 | 0 | 0 | 0 | 0 | 0 | 0 | 0 | 0 | 0 | 0 | 0 | 0 | 0 | 0 | 0 | 0 | 0 | 0 | 0 | 0 | 0 | 0 | 0 | 0 | 0 | 0 | 0 | 0 | 0 | 0 | 0 | 0 | 0 | 0 | 0 | 0 | 0 | 0 | 0 | 0 | 0 | 0 | 0 | 0 | 0 | 0 | 0 | 0 | 0 | 0 | 0 | 0 | 0 | 0 | 0 | 0 | 0 | 0 | 0 | 0 | 0 | 0 | 0 | 0 | 0 | 0 | 0 | 0 | 0 | 0 | 0 | 0 | 0 | 0 | 0 | 0 | 0 | 0 | 0 | 0 | 0 | 0 | 0 | 0 | 0 | 0 | 0 | 0 | 0 | 0 | 0 | 0 | 0 | 0 | 0 | 0 | 0 | 0 | 0 | 0 | 0 | 0 | 0 | 0 | 0 | 0 | 0 | TE 95% (Condensing) | TE 95% (Condensing) | TE 95% (Condensing) | TE 95% (Condensing) | TE 95% (Condensing) | TE 95% (Condensing) | TE 95% (Condensing) | TE 95% (Condensing) | TE 95% (Condensing) | TE 95% (Condensing) | TE 95% (Condensing) | TE 95% (Condensing) | TE 95% (Condensing) | TE 95% (Condensing) | TE 95% (Condensing) | TE 95% (Condensing) | TE 95% (Condensing) | TE 95% (Condensing) | TE 95% (Condensing) | TE 95% (Condensing) | TE 95% (Condensing) | TE 95% (Condensing) | TE 95% (Condensing) | TE 95% (Condensing) | TE 95% (Condensing) | TE 95% (Condensing) | TE 95% (Condensing) | TE 95% (Condensing) | 3161.9766 | 3161.9766 | 3161.9766 | 3161.9766 | 3161.9766 | 2425.3798 | 2425.3798 | 2425.3798 | 2425.3798 | 2425.3798 | 2425.3798 | 2425.3798 | 2425.3798 | 2425.3798 | 2425.3798 | 2425.3798 | 2425.3798 | 2425.3798 | 2425.3798 | 2425.3798 | 2425.3798 | 2425.3798 | 2425.3798 | 2425.3798 | 2425.3798 | 2425.3798 | 2425.3798 | 2425.3798 | 1622.9085 | 1622.9085 | 1622.9085 | 1622.9085 | 1622.9085 | 1341.4446 | 1341.4446 | 1341.4446 | 1341.4446 | 1341.4446 | 1341.4446 | 1341.4446 | 1341.4446 | 1341.4446 | 1341.4446 | 1341.4446 | 1341.4446 | 1341.4446 | 1341.4446 | 1341.4446 | 1341.4446 | 1341.4446 | 1341.4446 | 1341.4446 | 1341.4446 | 1341.4446 | 1341.4446 | 1341.4446 | 0 | 0 | 0 | 0 | 0 | 0 | 0 | 0 | 0 | 0 | 0 | 0 | 0 | 0 | 0 | 0 | 0 | 0 | 0 | 0 | 0 | 0 | 0 | 0 | 0 | 0 | 0 | 0 | 0 | 0 | 0 | 0 | 0 | 0 | 0 | 0 | 0 | 0 | 0 | 0 | 0 | 0 | 0 | 0 | 0 | 0 | 0 | 0 | 0 | 0 | 0 | 0 | 0 | 0 | 0 | 0 | 0 | 0 | 0 | 0 | 0 | 0 | 0 | 0 | 0 | 0 | 0 | 0 | 0 | 0 | 0 | 0 | 0 | 0 | 0 | 0 | 0 | 0 | 0 | 0 | 0 | 0 | 0 | 0 | 0 | 0
Pool Heater_Restaurant_Existing_TE 95% (Condensing) | Pool Heater_Restaurant_Existing | Pool Heater_Commercial_Existing_TE 82% (Standard)_TE 95% (Condensing) | Commercial | Restaurant | Existing | Miscellaneous | Natural Gas | Pool Heater | EQ | TE 82% (Standard) | 14 | 8 | 11 | 1622.9085 | 108.77 | 0 | 0.028319 | 1 | LO3Slow | 0.996 | n/a | A | WCE42 | 0.539642795063445 | 0.323785677038067 | 1 units | 0.0321 | 284.1928177456163 | 284.1928 | 180.30108438983135 | 180.3011 | Technical Support Document: Consumer Pool Heaters. U.S. Department of Energy. March 2023. | Technical Support Document: Consumer Pool Heaters. U.S. Department of Energy. March 2023. ¦ Adjusted for Commercial Size | Technical Support Document: Consumer Pool Heaters. U.S. Department of Energy. March 2023. | 0 | 0 | 3161.9766 | TE 82% (Standard) | TE 82% (Standard) | TE 82% (Standard) | TE 82% (Standard) | TE 82% (Standard) | TE 84% (Standard 2028) | TE 84% (Standard 2028) | TE 84% (Standard 2028) | TE 84% (Standard 2028) | TE 84% (Standard 2028) | TE 84% (Standard 2028) | TE 84% (Standard 2028) | TE 84% (Standard 2028) | TE 84% (Standard 2028) | TE 84% (Standard 2028) | TE 84% (Standard 2028) | TE 84% (Standard 2028) | TE 84% (Standard 2028) | TE 84% (Standard 2028) | TE 84% (Standard 2028) | TE 84% (Standard 2028) | TE 84% (Standard 2028) | TE 84% (Standard 2028) | TE 84% (Standard 2028) | TE 84% (Standard 2028) | TE 84% (Standard 2028) | TE 84% (Standard 2028) | TE 84% (Standard 2028) | 0 | 0 | 0 | 454.6838 | 501.6863 | 447.7468 | 476.2754 | 500.7286 | 521.6884 | 539.654 | 502.2002 | 477.6473 | 463.0738 | 456.1295 | 79.2992 | 43.5176 | 16.341 | 76.886 | 65.9023 | 48.9373 | 29.0027 | 61.0706 | 78.6296 | 85.8498 | 85.9092 | 81.2052 | 69.6758 | 61.9831 | 0 | 0 | 0 | 454.6838 | 956.37 | 1404.1168 | 1880.3923 | 2381.1208 | 2902.8092 | 3442.4632 | 3944.6633 | 4422.3107 | 4820.4296 | 5149.2141 | 5431.0293 | 5672.5852 | 5879.6331 | 6137.9478 | 6374.7594 | 6458.4647 | 6527.8311 | 6612.701 | 6685.4467 | 6747.8001 | 6801.2459 | 6847.0566 | 6886.3229 | 6919.9797 | 0 | 0 | 0 | 0.28032291695088474 | 0.30930102179002866 | 0.3341393973664377 | 0.3554294335747883 | 0.37367803603908883 | 0.38931969529420357 | 0.40272683179858765 | 0.37477624261255826 | 0.35645322623531905 | 0.3455774677661141 | 0.3403951183409591 | 0.05917852696514276 | 0.03247584922010756 | 0.012194782933548726 | 0.057377648851243204 | 0.049180841872494226 | 0.03652037582278049 | 0.02164381099695439 | 0.04557507068468649 | 0.058678777807927164 | 0.06406703138283093 | 0.06411131464943508 | 0.06060093236703729 | 0.05199685923723996 | 0.046256029178390064 | 0 | 0 | 0 | 0.28032291695088474 | 0.5896239387409133 | 0.9237633361073512 | 1.2791927696821395 | 1.6528708057212285 | 2.042190501015432 | 2.4449173328140192 | 2.8196935754265775 | 3.1761468016618966 | 3.521724269428011 | 3.86211938776897 | 3.921297914734113 | 3.9537737639542203 | 3.965968546887769 | 4.023346195739012 | 4.072527037611507 | 4.109047413434287 | 4.130691224431242 | 4.176266295115928 | 4.234945072923855 | 4.299012104306686 | 4.363123418956122 | 4.423724351323159 | 4.475721210560399 | 4.521977239738789 | TE 95% (Condensing) | TE 95% (Condensing) | TE 95% (Condensing) | TE 95% (Condensing) | TE 95% (Condensing) | TE 95% (Condensing) | TE 95% (Condensing) | TE 95% (Condensing) | TE 95% (Condensing) | TE 95% (Condensing) | TE 95% (Condensing) | TE 95% (Condensing) | TE 95% (Condensing) | TE 95% (Condensing) | TE 95% (Condensing) | TE 95% (Condensing) | TE 95% (Condensing) | TE 95% (Condensing) | TE 95% (Condensing) | TE 95% (Condensing) | TE 95% (Condensing) | TE 95% (Condensing) | TE 95% (Condensing) | TE 95% (Condensing) | TE 95% (Condensing) | TE 95% (Condensing) | TE 95% (Condensing) | TE 95% (Condensing) | 3161.9766 | 3161.9766 | 3161.9766 | 3161.9766 | 3161.9766 | 2425.3798 | 2425.3798 | 2425.3798 | 2425.3798 | 2425.3798 | 2425.3798 | 2425.3798 | 2425.3798 | 2425.3798 | 2425.3798 | 2425.3798 | 2425.3798 | 2425.3798 | 2425.3798 | 2425.3798 | 2425.3798 | 2425.3798 | 2425.3798 | 2425.3798 | 2425.3798 | 2425.3798 | 2425.3798 | 2425.3798 | 1622.9085 | 1622.9085 | 1622.9085 | 1622.9085 | 1622.9085 | 1341.4446 | 1341.4446 | 1341.4446 | 1341.4446 | 1341.4446 | 1341.4446 | 1341.4446 | 1341.4446 | 1341.4446 | 1341.4446 | 1341.4446 | 1341.4446 | 1341.4446 | 1341.4446 | 1341.4446 | 1341.4446 | 1341.4446 | 1341.4446 | 1341.4446 | 1341.4446 | 1341.4446 | 1341.4446 | 1341.4446 | 0 | 0 | 0 | 2.138 | 6.0673 | 12.034 | 25.1221 | 46.5625 | 77.9032 | 119.2818 | 153.0152 | 188.5658 | 224.5312 | 259.5176 | 290.5411 | 317.0034 | 336.1463 | 409.0936 | 411.9994 | 393.1383 | 355.9984 | 321.2991 | 282.3782 | 242.0539 | 201.2153 | 163.4092 | 126.4924 | 98.98 | 0 | 0 | 0 | 2.138 | 8.2053 | 20.2393 | 45.3613 | 91.9238 | 169.827 | 289.1089 | 442.124 | 630.6899 | 854.9156 | 1113.3046 | 1402.9256 | 1719.0499 | 2055.5284 | 2468.585 | 2891.9702 | 3310.3782 | 3712.4611 | 4090.2205 | 4437.5159 | 4750.1115 | 5023.7197 | 5257.2478 | 5443.4495 | 5589.9088 | 0 | 0 | 0 | 0.0013181462617801103 | 0.0037406032295514893 | 0.00898056677766859 | 0.018747806659848987 | 0.034748120353211794 | 0.05813673282794513 | 0.08901629599625428 | 0.11419044384696972 | 0.14072075798593178 | 0.1675605635287564 | 0.1936698210986843 | 0.21682173803892493 | 0.23656973020942004 | 0.2508554197143626 | 0.3052936994057283 | 0.3074622040592566 | 0.2933868161588681 | 0.2656704105541617 | 0.23977544010172788 | 0.21072999663708047 | 0.18063726074784692 | 0.15016064694315082 | 0.1219471355399001 | 0.09439733727129822 | 0.07386569156458886 | 0 | 0 | 0 | 0.0013181462617801103 | 0.0050587494913316 | 0.014039316269000188 | 0.03278712292884918 | 0.06753524328206097 | 0.1256719761100061 | 0.2146882721062604 | 0.3288787159532301 | 0.4695994739391619 | 0.6371600374679184 | 0.8308298585666026 | 1.0476515966055278 | 1.2842213268149476 | 1.5350767465293103 | 1.8403704459350385 | 2.147832649994295 | 2.4412194661531634 | 2.7068898767073253 | 2.946665316809053 | 3.1573953134461332 | 3.3380325741939805 | 3.488193221137131 | 3.6101403566770314 | 3.7045376939483297 | 3.7784033855129184 | TE 95% (Condensing) | TE 95% (Condensing) | TE 95% (Condensing) | TE 95% (Condensing) | TE 95% (Condensing) | TE 95% (Condensing) | TE 95% (Condensing) | TE 95% (Condensing) | TE 95% (Condensing) | TE 95% (Condensing) | TE 95% (Condensing) | TE 95% (Condensing) | TE 95% (Condensing) | TE 95% (Condensing) | TE 95% (Condensing) | TE 95% (Condensing) | TE 95% (Condensing) | TE 95% (Condensing) | TE 95% (Condensing) | TE 95% (Condensing) | TE 95% (Condensing) | TE 95% (Condensing) | TE 95% (Condensing) | TE 95% (Condensing) | TE 95% (Condensing) | TE 95% (Condensing) | TE 95% (Condensing) | TE 95% (Condensing) | 3161.9766 | 3161.9766 | 3161.9766 | 3161.9766 | 3161.9766 | 2425.3798 | 2425.3798 | 2425.3798 | 2425.3798 | 2425.3798 | 2425.3798 | 2425.3798 | 2425.3798 | 2425.3798 | 2425.3798 | 2425.3798 | 2425.3798 | 2425.3798 | 2425.3798 | 2425.3798 | 2425.3798 | 2425.3798 | 2425.3798 | 2425.3798 | 2425.3798 | 2425.3798 | 2425.3798 | 2425.3798 | 1622.9085 | 1622.9085 | 1622.9085 | 1622.9085 | 1622.9085 | 1341.4446 | 1341.4446 | 1341.4446 | 1341.4446 | 1341.4446 | 1341.4446 | 1341.4446 | 1341.4446 | 1341.4446 | 1341.4446 | 1341.4446 | 1341.4446 | 1341.4446 | 1341.4446 | 1341.4446 | 1341.4446 | 1341.4446 | 1341.4446 | 1341.4446 | 1341.4446 | 1341.4446 | 1341.4446 | 1341.4446 | 0 | 0 | 0 | 2.138 | 6.0673 | 12.034 | 25.1221 | 46.5625 | 77.9032 | 119.2818 | 153.0152 | 188.5658 | 224.5312 | 259.5176 | 290.5411 | 317.0034 | 336.1463 | 409.0936 | 411.9994 | 393.1383 | 355.9984 | 321.2991 | 282.3782 | 242.0539 | 201.2153 | 163.4092 | 126.4924 | 98.98 | 0 | 0 | 0 | 2.138 | 8.2053 | 20.2393 | 45.3613 | 91.9238 | 169.827 | 289.1089 | 442.124 | 630.6899 | 854.9156 | 1113.3046 | 1402.9256 | 1719.0499 | 2055.5284 | 2468.585 | 2891.9702 | 3310.3782 | 3712.4611 | 4090.2205 | 4437.5159 | 4750.1115 | 5023.7197 | 5257.2478 | 5443.4495 | 5589.9088 | 0 | 0 | 0 | 0.0013181 | 0.0037406 | 0.00898056677766859 | 0.018747806659848987 | 0.034748120353211794 | 0.05813673282794513 | 0.08901629599625428 | 0.11419044384696972 | 0.14072075798593178 | 0.1675605635287564 | 0.1936698210986843 | 0.21682173803892493 | 0.23656973020942 | 0.2508554197143626 | 0.3052936994057283 | 0.3074622040592566 | 0.29338681615886825 | 0.2656704105541618 | 0.23977544010172794 | 0.21072999663708056 | 0.18063726074784703 | 0.15016064694315082 | 0.12194713553990022 | 0.09439733727129812 | 0.07386569156458891 | 0 | 0
Pool Heater_Miscellaneous_New_TE 95% (Condensing) | Pool Heater_Miscellaneous_New | Pool Heater_Commercial_New_TE 82% (Standard)_TE 95% (Condensing) | Commercial | Miscellaneous | New | Miscellaneous | Natural Gas | Pool Heater | EQ | TE 82% (Standard) | 14 | 8 | 11 | 1624.6902 | 108.77 | 0 | 0.21969 | 1 | LO3Slow | 0.996 | n/a | A | WCE252 | 0.539642795063445 | 0.323785677038067 | 1 units | 0.0321 | 284.1928177456163 | 284.1928 | 180.30108438983132 | 180.3011 | Technical Support Document: Consumer Pool Heaters. U.S. Department of Energy. March 2023. | Technical Support Document: Consumer Pool Heaters. U.S. Department of Energy. March 2023. ¦ Adjusted for Commercial Size | Technical Support Document: Consumer Pool Heaters. U.S. Department of Energy. March 2023. | 0 | 0 | 3164.7612 | TE 82% (Standard) | TE 82% (Standard) | TE 82% (Standard) | TE 82% (Standard) | TE 82% (Standard) | TE 84% (Standard 2028) | TE 84% (Standard 2028) | TE 84% (Standard 2028) | TE 84% (Standard 2028) | TE 84% (Standard 2028) | TE 84% (Standard 2028) | TE 84% (Standard 2028) | TE 84% (Standard 2028) | TE 84% (Standard 2028) | TE 84% (Standard 2028) | TE 84% (Standard 2028) | TE 84% (Standard 2028) | TE 84% (Standard 2028) | TE 84% (Standard 2028) | TE 84% (Standard 2028) | TE 84% (Standard 2028) | TE 84% (Standard 2028) | TE 84% (Standard 2028) | TE 84% (Standard 2028) | TE 84% (Standard 2028) | TE 84% (Standard 2028) | TE 84% (Standard 2028) | TE 84% (Standard 2028) | 0 | 0 | 0 | 0 | 0 | 0 | 0 | 0 | 0 | 0 | 0 | 0 | 0 | 0 | 0 | 0 | 0 | 0 | 0 | 0 | 0 | 0 | 0 | 0 | 0 | 0 | 0 | 0 | 0 | 0 | 0 | 0 | 0 | 0 | 0 | 0 | 0 | 0 | 0 | 0 | 0 | 0 | 0 | 0 | 0 | 0 | 0 | 0 | 0 | 0 | 0 | 0 | 0 | 0 | 0 | 0 | 0 | 0 | 0 | 0 | 0 | 0 | 0 | 0 | 0 | 0 | 0 | 0 | 0 | 0 | 0 | 0 | 0 | 0 | 0 | 0 | 0 | 0 | 0 | 0 | 0 | 0 | 0 | 0 | 0 | 0 | 0 | 0 | 0 | 0 | 0 | 0 | 0 | 0 | 0 | 0 | 0 | 0 | 0 | 0 | 0 | 0 | 0 | 0 | 0 | 0 | 0 | 0 | 0 | 0 | 0 | 0 | TE 95% (Condensing) | TE 95% (Condensing) | TE 95% (Condensing) | TE 95% (Condensing) | TE 95% (Condensing) | TE 95% (Condensing) | TE 95% (Condensing) | TE 95% (Condensing) | TE 95% (Condensing) | TE 95% (Condensing) | TE 95% (Condensing) | TE 95% (Condensing) | TE 95% (Condensing) | TE 95% (Condensing) | TE 95% (Condensing) | TE 95% (Condensing) | TE 95% (Condensing) | TE 95% (Condensing) | TE 95% (Condensing) | TE 95% (Condensing) | TE 95% (Condensing) | TE 95% (Condensing) | TE 95% (Condensing) | TE 95% (Condensing) | TE 95% (Condensing) | TE 95% (Condensing) | TE 95% (Condensing) | TE 95% (Condensing) | 3164.7612 | 3164.7612 | 3164.7612 | 3164.7612 | 3164.7612 | 2437.0353 | 2437.0353 | 2437.0353 | 2437.0353 | 2437.0353 | 2437.0353 | 2437.0353 | 2437.0353 | 2437.0353 | 2437.0353 | 2437.0353 | 2437.0353 | 2437.0353 | 2437.0353 | 2437.0353 | 2437.0353 | 2437.0353 | 2437.0353 | 2437.0353 | 2437.0353 | 2437.0353 | 2437.0353 | 2437.0353 | 1624.6902 | 1624.6902 | 1624.6902 | 1624.6902 | 1624.6902 | 1336.9847 | 1336.9847 | 1336.9847 | 1336.9847 | 1336.9847 | 1336.9847 | 1336.9847 | 1336.9847 | 1336.9847 | 1336.9847 | 1336.9847 | 1336.9847 | 1336.9847 | 1336.9847 | 1336.9847 | 1336.9847 | 1336.9847 | 1336.9847 | 1336.9847 | 1336.9847 | 1336.9847 | 1336.9847 | 1336.9847 | 0 | 0 | 0 | 0 | 0 | 0 | 0 | 0 | 0 | 0 | 0 | 0 | 0 | 0 | 0 | 0 | 0 | 0 | 0 | 0 | 0 | 0 | 0 | 0 | 0 | 0 | 0 | 0 | 0 | 0 | 0 | 0 | 0 | 0 | 0 | 0 | 0 | 0 | 0 | 0 | 0 | 0 | 0 | 0 | 0 | 0 | 0 | 0 | 0 | 0 | 0 | 0 | 0 | 0 | 0 | 0 | 0 | 0 | 0 | 0 | 0 | 0 | 0 | 0 | 0 | 0 | 0 | 0 | 0 | 0 | 0 | 0 | 0 | 0 | 0 | 0 | 0 | 0 | 0 | 0 | 0 | 0 | 0 | 0 | 0 | 0 | 0 | 0 | 0 | 0 | 0 | 0 | 0 | 0 | 0 | 0 | 0 | 0 | 0 | 0 | 0 | 0 | 0 | 0 | 0 | 0 | 0 | 0 | 0 | 0 | 0 | 0 | TE 95% (Condensing) | TE 95% (Condensing) | TE 95% (Condensing) | TE 95% (Condensing) | TE 95% (Condensing) | TE 95% (Condensing) | TE 95% (Condensing) | TE 95% (Condensing) | TE 95% (Condensing) | TE 95% (Condensing) | TE 95% (Condensing) | TE 95% (Condensing) | TE 95% (Condensing) | TE 95% (Condensing) | TE 95% (Condensing) | TE 95% (Condensing) | TE 95% (Condensing) | TE 95% (Condensing) | TE 95% (Condensing) | TE 95% (Condensing) | TE 95% (Condensing) | TE 95% (Condensing) | TE 95% (Condensing) | TE 95% (Condensing) | TE 95% (Condensing) | TE 95% (Condensing) | TE 95% (Condensing) | TE 95% (Condensing) | 3164.7612 | 3164.7612 | 3164.7612 | 3164.7612 | 3164.7612 | 2437.0353 | 2437.0353 | 2437.0353 | 2437.0353 | 2437.0353 | 2437.0353 | 2437.0353 | 2437.0353 | 2437.0353 | 2437.0353 | 2437.0353 | 2437.0353 | 2437.0353 | 2437.0353 | 2437.0353 | 2437.0353 | 2437.0353 | 2437.0353 | 2437.0353 | 2437.0353 | 2437.0353 | 2437.0353 | 2437.0353 | 1624.6902 | 1624.6902 | 1624.6902 | 1624.6902 | 1624.6902 | 1336.9847 | 1336.9847 | 1336.9847 | 1336.9847 | 1336.9847 | 1336.9847 | 1336.9847 | 1336.9847 | 1336.9847 | 1336.9847 | 1336.9847 | 1336.9847 | 1336.9847 | 1336.9847 | 1336.9847 | 1336.9847 | 1336.9847 | 1336.9847 | 1336.9847 | 1336.9847 | 1336.9847 | 1336.9847 | 1336.9847 | 0 | 0 | 0 | 0 | 0 | 0 | 0 | 0 | 0 | 0 | 0 | 0 | 0 | 0 | 0 | 0 | 0 | 0 | 0 | 0 | 0 | 0 | 0 | 0 | 0 | 0 | 0 | 0 | 0 | 0 | 0 | 0 | 0 | 0 | 0 | 0 | 0 | 0 | 0 | 0 | 0 | 0 | 0 | 0 | 0 | 0 | 0 | 0 | 0 | 0 | 0 | 0 | 0 | 0 | 0 | 0 | 0 | 0 | 0 | 0 | 0 | 0 | 0 | 0 | 0 | 0 | 0 | 0 | 0 | 0 | 0 | 0 | 0 | 0 | 0 | 0 | 0 | 0 | 0 | 0 | 0 | 0 | 0 | 0 | 0 | 0
Pool Heater_Miscellaneous_Existing_TE 95% (Condensing) | Pool Heater_Miscellaneous_Existing | Pool Heater_Commercial_Existing_TE 82% (Standard)_TE 95% (Condensing) | Commercial | Miscellaneous | Existing | Miscellaneous | Natural Gas | Pool Heater | EQ | TE 82% (Standard) | 14 | 8 | 11 | 1624.6902 | 108.77 | 0 | 0.21969 | 1 | LO3Slow | 0.996 | n/a | A | WCE238 | 0.539642795063445 | 0.323785677038067 | 1 units | 0.0321 | 284.1928177456163 | 284.1928 | 180.30108438983132 | 180.3011 | Technical Support Document: Consumer Pool Heaters. U.S. Department of Energy. March 2023. | Technical Support Document: Consumer Pool Heaters. U.S. Department of Energy. March 2023. ¦ Adjusted for Commercial Size | Technical Support Document: Consumer Pool Heaters. U.S. Department of Energy. March 2023. | 0 | 0 | 3164.7612 | TE 82% (Standard) | TE 82% (Standard) | TE 82% (Standard) | TE 82% (Standard) | TE 82% (Standard) | TE 84% (Standard 2028) | TE 84% (Standard 2028) | TE 84% (Standard 2028) | TE 84% (Standard 2028) | TE 84% (Standard 2028) | TE 84% (Standard 2028) | TE 84% (Standard 2028) | TE 84% (Standard 2028) | TE 84% (Standard 2028) | TE 84% (Standard 2028) | TE 84% (Standard 2028) | TE 84% (Standard 2028) | TE 84% (Standard 2028) | TE 84% (Standard 2028) | TE 84% (Standard 2028) | TE 84% (Standard 2028) | TE 84% (Standard 2028) | TE 84% (Standard 2028) | TE 84% (Standard 2028) | TE 84% (Standard 2028) | TE 84% (Standard 2028) | TE 84% (Standard 2028) | TE 84% (Standard 2028) | 0 | 0 | 0 | 8162.3638 | 9006.1401 | 8037.833 | 8549.9718 | 8988.9479 | 9365.2132 | 9687.7262 | 9015.3656 | 8574.5995 | 8312.9795 | 8188.3164 | 1423.5589 | 781.2172 | 293.3495 | 1380.2382 | 1183.0613 | 878.5096 | 520.649 | 1096.3233 | 1411.5373 | 1541.1535 | 1542.2187 | 1457.7753 | 1250.8015 | 1112.704 | 0 | 0 | 0 | 8162.3638 | 17168.5039 | 25206.3369 | 33756.3086 | 42745.2566 | 52110.4697 | 61798.1959 | 70813.5616 | 79388.161 | 86535.0886 | 92437.3404 | 97496.4134 | 101832.7617 | 105549.6316 | 110186.829 | 114438.0094 | 115940.6636 | 117185.9113 | 118709.4741 | 120015.3852 | 121134.7375 | 122094.1823 | 122916.5636 | 123621.4619 | 124225.6604 | 0 | 0 | 0 | 5.03228347300729 | 5.552490809771863 | 5.998382812712925 | 6.38057595809098 | 6.70817008270074 | 6.9889650466519635 | 7.22964644432444 | 6.727884799034784 | 6.398954815379616 | 6.2037160521835695 | 6.110683874696182 | 1.0623573928341414 | 0.5829979263909335 | 0.2189175443838618 | 1.0300285013255526 | 0.8828815725647582 | 0.6556042070338228 | 0.3885440175836577 | 0.8181517140386669 | 1.0533860270540647 | 1.1501145418265888 | 1.150909503412631 | 1.0878920414948006 | 0.9334339776212256 | 0.83037610229398 | 0 | 0 | 0 | 5.03228347300729 | 10.584774282779152 | 16.583157095492076 | 22.96373305358306 | 29.671903136283795 | 36.66086818293576 | 43.8905146272602 | 50.618399426294985 | 57.017354241674596 | 63.22107029385816 | 69.33175416855434 | 70.39411156138848 | 70.97710948777942 | 71.19602703216329 | 72.22605553348883 | 73.1089371060536 | 73.76454131308742 | 74.15308533067109 | 74.97123704470975 | 76.02462307176381 | 77.17473761359041 | 78.32564711700303 | 79.41353915849783 | 80.34697313611906 | 81.17734923841303 | TE 95% (Condensing) | TE 95% (Condensing) | TE 95% (Condensing) | TE 95% (Condensing) | TE 95% (Condensing) | TE 95% (Condensing) | TE 95% (Condensing) | TE 95% (Condensing) | TE 95% (Condensing) | TE 95% (Condensing) | TE 95% (Condensing) | TE 95% (Condensing) | TE 95% (Condensing) | TE 95% (Condensing) | TE 95% (Condensing) | TE 95% (Condensing) | TE 95% (Condensing) | TE 95% (Condensing) | TE 95% (Condensing) | TE 95% (Condensing) | TE 95% (Condensing) | TE 95% (Condensing) | TE 95% (Condensing) | TE 95% (Condensing) | TE 95% (Condensing) | TE 95% (Condensing) | TE 95% (Condensing) | TE 95% (Condensing) | 3164.7612 | 3164.7612 | 3164.7612 | 3164.7612 | 3164.7612 | 2437.0353 | 2437.0353 | 2437.0353 | 2437.0353 | 2437.0353 | 2437.0353 | 2437.0353 | 2437.0353 | 2437.0353 | 2437.0353 | 2437.0353 | 2437.0353 | 2437.0353 | 2437.0353 | 2437.0353 | 2437.0353 | 2437.0353 | 2437.0353 | 2437.0353 | 2437.0353 | 2437.0353 | 2437.0353 | 2437.0353 | 1624.6902 | 1624.6902 | 1624.6902 | 1624.6902 | 1624.6902 | 1336.9847 | 1336.9847 | 1336.9847 | 1336.9847 | 1336.9847 | 1336.9847 | 1336.9847 | 1336.9847 | 1336.9847 | 1336.9847 | 1336.9847 | 1336.9847 | 1336.9847 | 1336.9847 | 1336.9847 | 1336.9847 | 1336.9847 | 1336.9847 | 1336.9847 | 1336.9847 | 1336.9847 | 1336.9847 | 1336.9847 | 0 | 0 | 0 | 38.3814 | 108.9178 | 216.0305 | 450.9846 | 835.8774 | 1398.4982 | 2141.3162 | 2746.8886 | 3385.0841 | 4030.7244 | 4658.7912 | 5215.7181 | 5690.7626 | 6034.4095 | 7343.9402 | 7396.1043 | 7057.5162 | 6390.789 | 5767.877 | 5069.1793 | 4345.2886 | 3612.1637 | 2933.4784 | 2270.759 | 1776.8635 | 0 | 0 | 0 | 38.3814 | 147.2992 | 363.3297 | 814.3144 | 1650.1918 | 3048.69 | 5190.0063 | 7936.8949 | 11321.979 | 15347.2203 | 19985.752 | 25184.9519 | 30859.9323 | 36900.3067 | 44315.3899 | 51915.8908 | 59427.0406 | 66645.1271 | 73426.5651 | 79661.1219 | 85272.7557 | 90184.4985 | 94376.7335 | 97719.3779 | 100348.5768 | 0 | 0 | 0 | 0.023663015925753247 | 0.06715032797139363 | 0.16121677908131274 | 0.336555707380942 | 0.6237891417281931 | 1.0436553777583875 | 1.5979971956725942 | 2.049916894404873 | 2.526182134604918 | 3.00800328330376 | 3.4767098264247394 | 3.892326966307825 | 4.246837741615118 | 4.503290692298533 | 5.480552409498082 | 5.519480836213198 | 5.266803164770078 | 4.769245521703143 | 4.304385804705309 | 3.782969622599436 | 3.2427527216048744 | 2.69564454496775 | 2.1891629890022175 | 1.6945962371299066 | 1.326017519102309 | 0 | 0 | 0 | 0.023663015925753247 | 0.09081334389714688 | 0.2520301229784596 | 0.5885858303594016 | 1.2123749720875947 | 2.256030349845982 | 3.8540275455185764 | 5.90394443992345 | 8.430126574528368 | 11.438129857832129 | 14.914839684256869 | 18.807166650564696 | 23.054004392179813 | 27.557295084478348 | 33.03784749397643 | 38.55732833018963 | 43.8241314949597 | 48.59337701666285 | 52.897762821368154 | 56.68073244396759 | 59.923485165572465 | 62.619129710540214 | 64.80829269954243 | 66.50288893667233 | 67.82890645577464 | TE 95% (Condensing) | TE 95% (Condensing) | TE 95% (Condensing) | TE 95% (Condensing) | TE 95% (Condensing) | TE 95% (Condensing) | TE 95% (Condensing) | TE 95% (Condensing) | TE 95% (Condensing) | TE 95% (Condensing) | TE 95% (Condensing) | TE 95% (Condensing) | TE 95% (Condensing) | TE 95% (Condensing) | TE 95% (Condensing) | TE 95% (Condensing) | TE 95% (Condensing) | TE 95% (Condensing) | TE 95% (Condensing) | TE 95% (Condensing) | TE 95% (Condensing) | TE 95% (Condensing) | TE 95% (Condensing) | TE 95% (Condensing) | TE 95% (Condensing) | TE 95% (Condensing) | TE 95% (Condensing) | TE 95% (Condensing) | 3164.7612 | 3164.7612 | 3164.7612 | 3164.7612 | 3164.7612 | 2437.0353 | 2437.0353 | 2437.0353 | 2437.0353 | 2437.0353 | 2437.0353 | 2437.0353 | 2437.0353 | 2437.0353 | 2437.0353 | 2437.0353 | 2437.0353 | 2437.0353 | 2437.0353 | 2437.0353 | 2437.0353 | 2437.0353 | 2437.0353 | 2437.0353 | 2437.0353 | 2437.0353 | 2437.0353 | 2437.0353 | 1624.6902 | 1624.6902 | 1624.6902 | 1624.6902 | 1624.6902 | 1336.9847 | 1336.9847 | 1336.9847 | 1336.9847 | 1336.9847 | 1336.9847 | 1336.9847 | 1336.9847 | 1336.9847 | 1336.9847 | 1336.9847 | 1336.9847 | 1336.9847 | 1336.9847 | 1336.9847 | 1336.9847 | 1336.9847 | 1336.9847 | 1336.9847 | 1336.9847 | 1336.9847 | 1336.9847 | 1336.9847 | 0 | 0 | 0 | 38.3814 | 108.9178 | 216.0305 | 450.9846 | 835.8774 | 1398.4982 | 2141.3162 | 2746.8886 | 3385.0841 | 4030.7244 | 4658.7912 | 5215.7181 | 5690.7626 | 6034.4095 | 7343.9402 | 7396.1043 | 7057.5162 | 6390.789 | 5767.877 | 5069.1793 | 4345.2886 | 3612.1637 | 2933.4784 | 2270.759 | 1776.8635 | 0 | 0 | 0 | 38.3814 | 147.2992 | 363.3297 | 814.3144 | 1650.1918 | 3048.69 | 5190.0063 | 7936.8949 | 11321.979 | 15347.2203 | 19985.752 | 25184.9519 | 30859.9323 | 36900.3067 | 44315.3899 | 51915.8908 | 59427.0406 | 66645.1271 | 73426.5651 | 79661.1219 | 85272.7557 | 90184.4985 | 94376.7335 | 97719.3779 | 100348.5768 | 0 | 0 | 0 | 0.023663 | 0.06715 | 0.16121677908131274 | 0.336555707380942 | 0.6237891417281931 | 1.0436553777583875 | 1.5979971956725942 | 2.049916894404873 | 2.526182134604918 | 3.00800328330376 | 3.4767098264247402 | 3.8923269663078264 | 4.246837741615118 | 4.503290692298532 | 5.480552409498079 | 5.519480836213196 | 5.266803164770078 | 4.769245521703143 | 4.304385804705309 | 3.782969622599436 | 3.2427527216048744 | 2.695644544967749 | 2.189162989002216 | 1.6945962371299073 | 1.3260175191023076 | 0 | 0
Pool Heater_Retail_New_TE 95% (Condensing) | Pool Heater_Retail_New | Pool Heater_Commercial_New_TE 82% (Standard)_TE 95% (Condensing) | Commercial | Retail | New | Miscellaneous | Natural Gas | Pool Heater | EQ | TE 82% (Standard) | 14 | 8 | 11 | 1635.2452 | 108.77 | 0 | 0.03102 | 1 | LO3Slow | 0.996 | n/a | A | WCE84 | 0.539642795063445 | 0.323785677038067 | 1 units | 0.0321 | 284.1928177456161 | 284.1928 | 180.3010843898312 | 180.3011 | Technical Support Document: Consumer Pool Heaters. U.S. Department of Energy. March 2023. | Technical Support Document: Consumer Pool Heaters. U.S. Department of Energy. March 2023. ¦ Adjusted for Commercial Size | Technical Support Document: Consumer Pool Heaters. U.S. Department of Energy. March 2023. | 0 | 0 | 3164.9907 | TE 82% (Standard) | TE 82% (Standard) | TE 82% (Standard) | TE 82% (Standard) | TE 82% (Standard) | TE 84% (Standard 2028) | TE 84% (Standard 2028) | TE 84% (Standard 2028) | TE 84% (Standard 2028) | TE 84% (Standard 2028) | TE 84% (Standard 2028) | TE 84% (Standard 2028) | TE 84% (Standard 2028) | TE 84% (Standard 2028) | TE 84% (Standard 2028) | TE 84% (Standard 2028) | TE 84% (Standard 2028) | TE 84% (Standard 2028) | TE 84% (Standard 2028) | TE 84% (Standard 2028) | TE 84% (Standard 2028) | TE 84% (Standard 2028) | TE 84% (Standard 2028) | TE 84% (Standard 2028) | TE 84% (Standard 2028) | TE 84% (Standard 2028) | TE 84% (Standard 2028) | TE 84% (Standard 2028) | 0 | 0 | 0 | 0 | 0 | 0 | 0 | 0 | 0 | 0 | 0 | 0 | 0 | 0 | 0 | 0 | 0 | 0 | 0 | 0 | 0 | 0 | 0 | 0 | 0 | 0 | 0 | 0 | 0 | 0 | 0 | 0 | 0 | 0 | 0 | 0 | 0 | 0 | 0 | 0 | 0 | 0 | 0 | 0 | 0 | 0 | 0 | 0 | 0 | 0 | 0 | 0 | 0 | 0 | 0 | 0 | 0 | 0 | 0 | 0 | 0 | 0 | 0 | 0 | 0 | 0 | 0 | 0 | 0 | 0 | 0 | 0 | 0 | 0 | 0 | 0 | 0 | 0 | 0 | 0 | 0 | 0 | 0 | 0 | 0 | 0 | 0 | 0 | 0 | 0 | 0 | 0 | 0 | 0 | 0 | 0 | 0 | 0 | 0 | 0 | 0 | 0 | 0 | 0 | 0 | 0 | 0 | 0 | 0 | 0 | 0 | 0 | TE 95% (Condensing) | TE 95% (Condensing) | TE 95% (Condensing) | TE 95% (Condensing) | TE 95% (Condensing) | TE 95% (Condensing) | TE 95% (Condensing) | TE 95% (Condensing) | TE 95% (Condensing) | TE 95% (Condensing) | TE 95% (Condensing) | TE 95% (Condensing) | TE 95% (Condensing) | TE 95% (Condensing) | TE 95% (Condensing) | TE 95% (Condensing) | TE 95% (Condensing) | TE 95% (Condensing) | TE 95% (Condensing) | TE 95% (Condensing) | TE 95% (Condensing) | TE 95% (Condensing) | TE 95% (Condensing) | TE 95% (Condensing) | TE 95% (Condensing) | TE 95% (Condensing) | TE 95% (Condensing) | TE 95% (Condensing) | 3164.9907 | 3164.9907 | 3164.9907 | 3164.9907 | 3164.9907 | 2426.4929 | 2426.4929 | 2426.4929 | 2426.4929 | 2426.4929 | 2426.4929 | 2426.4929 | 2426.4929 | 2426.4929 | 2426.4929 | 2426.4929 | 2426.4929 | 2426.4929 | 2426.4929 | 2426.4929 | 2426.4929 | 2426.4929 | 2426.4929 | 2426.4929 | 2426.4929 | 2426.4929 | 2426.4929 | 2426.4929 | 1635.2452 | 1635.2452 | 1635.2452 | 1635.2452 | 1635.2452 | 1345.1211 | 1345.1211 | 1345.1211 | 1345.1211 | 1345.1211 | 1345.1211 | 1345.1211 | 1345.1211 | 1345.1211 | 1345.1211 | 1345.1211 | 1345.1211 | 1345.1211 | 1345.1211 | 1345.1211 | 1345.1211 | 1345.1211 | 1345.1211 | 1345.1211 | 1345.1211 | 1345.1211 | 1345.1211 | 1345.1211 | 0 | 0 | 0 | 0 | 0 | 0 | 0 | 0 | 0 | 0 | 0 | 0 | 0 | 0 | 0 | 0 | 0 | 0 | 0 | 0 | 0 | 0 | 0 | 0 | 0 | 0 | 0 | 0 | 0 | 0 | 0 | 0 | 0 | 0 | 0 | 0 | 0 | 0 | 0 | 0 | 0 | 0 | 0 | 0 | 0 | 0 | 0 | 0 | 0 | 0 | 0 | 0 | 0 | 0 | 0 | 0 | 0 | 0 | 0 | 0 | 0 | 0 | 0 | 0 | 0 | 0 | 0 | 0 | 0 | 0 | 0 | 0 | 0 | 0 | 0 | 0 | 0 | 0 | 0 | 0 | 0 | 0 | 0 | 0 | 0 | 0 | 0 | 0 | 0 | 0 | 0 | 0 | 0 | 0 | 0 | 0 | 0 | 0 | 0 | 0 | 0 | 0 | 0 | 0 | 0 | 0 | 0 | 0 | 0 | 0 | 0 | 0 | TE 95% (Condensing) | TE 95% (Condensing) | TE 95% (Condensing) | TE 95% (Condensing) | TE 95% (Condensing) | TE 95% (Condensing) | TE 95% (Condensing) | TE 95% (Condensing) | TE 95% (Condensing) | TE 95% (Condensing) | TE 95% (Condensing) | TE 95% (Condensing) | TE 95% (Condensing) | TE 95% (Condensing) | TE 95% (Condensing) | TE 95% (Condensing) | TE 95% (Condensing) | TE 95% (Condensing) | TE 95% (Condensing) | TE 95% (Condensing) | TE 95% (Condensing) | TE 95% (Condensing) | TE 95% (Condensing) | TE 95% (Condensing) | TE 95% (Condensing) | TE 95% (Condensing) | TE 95% (Condensing) | TE 95% (Condensing) | 3164.9907 | 3164.9907 | 3164.9907 | 3164.9907 | 3164.9907 | 2426.4929 | 2426.4929 | 2426.4929 | 2426.4929 | 2426.4929 | 2426.4929 | 2426.4929 | 2426.4929 | 2426.4929 | 2426.4929 | 2426.4929 | 2426.4929 | 2426.4929 | 2426.4929 | 2426.4929 | 2426.4929 | 2426.4929 | 2426.4929 | 2426.4929 | 2426.4929 | 2426.4929 | 2426.4929 | 2426.4929 | 1635.2452 | 1635.2452 | 1635.2452 | 1635.2452 | 1635.2452 | 1345.1211 | 1345.1211 | 1345.1211 | 1345.1211 | 1345.1211 | 1345.1211 | 1345.1211 | 1345.1211 | 1345.1211 | 1345.1211 | 1345.1211 | 1345.1211 | 1345.1211 | 1345.1211 | 1345.1211 | 1345.1211 | 1345.1211 | 1345.1211 | 1345.1211 | 1345.1211 | 1345.1211 | 1345.1211 | 1345.1211 | 0 | 0 | 0 | 0 | 0 | 0 | 0 | 0 | 0 | 0 | 0 | 0 | 0 | 0 | 0 | 0 | 0 | 0 | 0 | 0 | 0 | 0 | 0 | 0 | 0 | 0 | 0 | 0 | 0 | 0 | 0 | 0 | 0 | 0 | 0 | 0 | 0 | 0 | 0 | 0 | 0 | 0 | 0 | 0 | 0 | 0 | 0 | 0 | 0 | 0 | 0 | 0 | 0 | 0 | 0 | 0 | 0 | 0 | 0 | 0 | 0 | 0 | 0 | 0 | 0 | 0 | 0 | 0 | 0 | 0 | 0 | 0 | 0 | 0 | 0 | 0 | 0 | 0 | 0 | 0 | 0 | 0 | 0 | 0 | 0 | 0
Pool Heater_Retail_Existing_TE 95% (Condensing) | Pool Heater_Retail_Existing | Pool Heater_Commercial_Existing_TE 82% (Standard)_TE 95% (Condensing) | Commercial | Retail | Existing | Miscellaneous | Natural Gas | Pool Heater | EQ | TE 82% (Standard) | 14 | 8 | 11 | 1635.2452 | 108.77 | 0 | 0.03102 | 1 | LO3Slow | 0.996 | n/a | A | WCE70 | 0.539642795063445 | 0.323785677038067 | 1 units | 0.0321 | 284.1928177456161 | 284.1928 | 180.3010843898312 | 180.3011 | Technical Support Document: Consumer Pool Heaters. U.S. Department of Energy. March 2023. | Technical Support Document: Consumer Pool Heaters. U.S. Department of Energy. March 2023. ¦ Adjusted for Commercial Size | Technical Support Document: Consumer Pool Heaters. U.S. Department of Energy. March 2023. | 0 | 0 | 3164.9907 | TE 82% (Standard) | TE 82% (Standard) | TE 82% (Standard) | TE 82% (Standard) | TE 82% (Standard) | TE 84% (Standard 2028) | TE 84% (Standard 2028) | TE 84% (Standard 2028) | TE 84% (Standard 2028) | TE 84% (Standard 2028) | TE 84% (Standard 2028) | TE 84% (Standard 2028) | TE 84% (Standard 2028) | TE 84% (Standard 2028) | TE 84% (Standard 2028) | TE 84% (Standard 2028) | TE 84% (Standard 2028) | TE 84% (Standard 2028) | TE 84% (Standard 2028) | TE 84% (Standard 2028) | TE 84% (Standard 2028) | TE 84% (Standard 2028) | TE 84% (Standard 2028) | TE 84% (Standard 2028) | TE 84% (Standard 2028) | TE 84% (Standard 2028) | TE 84% (Standard 2028) | TE 84% (Standard 2028) | 0 | 0 | 0 | 461.1614 | 508.8335 | 454.1256 | 483.0607 | 507.8622 | 529.1206 | 547.3421 | 509.3547 | 484.4521 | 469.671 | 462.6277 | 80.429 | 44.1376 | 16.5738 | 77.9814 | 66.8412 | 49.6345 | 29.4159 | 61.9406 | 79.7498 | 87.0729 | 87.1331 | 82.3621 | 70.6684 | 62.8661 | 0 | 0 | 0 | 461.1614 | 969.9949 | 1424.1205 | 1907.1811 | 2415.0433 | 2944.1639 | 3491.506 | 4000.8607 | 4485.3128 | 4889.1036 | 5222.572 | 5508.4021 | 5753.3993 | 5963.3969 | 6225.3917 | 6465.577 | 6550.4748 | 6620.8294 | 6706.9084 | 6780.6905 | 6843.9322 | 6898.1394 | 6944.6027 | 6984.4284 | 7018.5647 | 0 | 0 | 0 | 0.2843165193213564 | 0.3137074588635497 | 0.33889969275685833 | 0.3604930360939799 | 0.37900161609722705 | 0.39486611324286747 | 0.4084642536534164 | 0.38011546819986963 | 0.36153141415066886 | 0.35050071488933854 | 0.34524453545708295 | 0.060021610035694554 | 0.03293851431306249 | 0.012368515122698886 | 0.05819507582780582 | 0.04988149356669077 | 0.03704066100332421 | 0.021952158155451647 | 0.04622435299203575 | 0.05951474123431799 | 0.0649797582165219 | 0.0650246723618297 | 0.061464279644478224 | 0.052737629141340656 | 0.04691501271703446 | 0 | 0 | 0 | 0.2843165193213564 | 0.598023978184906 | 0.9369236709417644 | 1.2974167070357443 | 1.6764183231329715 | 2.071284436375839 | 2.4797486900292554 | 2.8598641582291253 | 3.221395572379794 | 3.5718962872691327 | 3.917140822726216 | 3.9771624327619097 | 4.010100947074973 | 4.022469462197671 | 4.080664538025477 | 4.130546031592168 | 4.167586692595492 | 4.189538850750943 | 4.23576320374298 | 4.295277944977298 | 4.3602577031938194 | 4.425282375555649 | 4.486746655200127 | 4.539484284341468 | 4.586399297058502 | TE 95% (Condensing) | TE 95% (Condensing) | TE 95% (Condensing) | TE 95% (Condensing) | TE 95% (Condensing) | TE 95% (Condensing) | TE 95% (Condensing) | TE 95% (Condensing) | TE 95% (Condensing) | TE 95% (Condensing) | TE 95% (Condensing) | TE 95% (Condensing) | TE 95% (Condensing) | TE 95% (Condensing) | TE 95% (Condensing) | TE 95% (Condensing) | TE 95% (Condensing) | TE 95% (Condensing) | TE 95% (Condensing) | TE 95% (Condensing) | TE 95% (Condensing) | TE 95% (Condensing) | TE 95% (Condensing) | TE 95% (Condensing) | TE 95% (Condensing) | TE 95% (Condensing) | TE 95% (Condensing) | TE 95% (Condensing) | 3164.9907 | 3164.9907 | 3164.9907 | 3164.9907 | 3164.9907 | 2426.4929 | 2426.4929 | 2426.4929 | 2426.4929 | 2426.4929 | 2426.4929 | 2426.4929 | 2426.4929 | 2426.4929 | 2426.4929 | 2426.4929 | 2426.4929 | 2426.4929 | 2426.4929 | 2426.4929 | 2426.4929 | 2426.4929 | 2426.4929 | 2426.4929 | 2426.4929 | 2426.4929 | 2426.4929 | 2426.4929 | 1635.2452 | 1635.2452 | 1635.2452 | 1635.2452 | 1635.2452 | 1345.1211 | 1345.1211 | 1345.1211 | 1345.1211 | 1345.1211 | 1345.1211 | 1345.1211 | 1345.1211 | 1345.1211 | 1345.1211 | 1345.1211 | 1345.1211 | 1345.1211 | 1345.1211 | 1345.1211 | 1345.1211 | 1345.1211 | 1345.1211 | 1345.1211 | 1345.1211 | 1345.1211 | 1345.1211 | 1345.1211 | 0 | 0 | 0 | 2.1685 | 6.1537 | 12.2054 | 25.48 | 47.2258 | 79.0131 | 120.9812 | 155.1951 | 191.2522 | 227.7299 | 263.2148 | 294.6803 | 321.5196 | 340.9351 | 414.9217 | 417.8689 | 398.7392 | 361.0701 | 325.8765 | 286.4011 | 245.5023 | 204.0819 | 165.7372 | 128.2945 | 100.3901 | 0 | 0 | 0 | 2.1685 | 8.3222 | 20.5276 | 46.0075 | 93.2334 | 172.2464 | 293.2276 | 448.4227 | 639.6749 | 867.0951 | 1129.1652 | 1422.9123 | 1743.5402 | 2084.8124 | 2503.7535 | 2933.1705 | 3357.5393 | 3765.3504 | 4148.4915 | 4500.7347 | 4817.7837 | 5095.2898 | 5332.1448 | 5520.9993 | 5669.5451 | 0 | 0 | 0 | 0.0013369251475484677 | 0.003793893492391997 | 0.00910850784349932 | 0.019014896079195442 | 0.035243157210424335 | 0.058964974045461555 | 0.09028446092036402 | 0.1158172506460455 | 0.14272552719559878 | 0.16994770429835404 | 0.1964289257235981 | 0.21991067495646463 | 0.23994000562472503 | 0.2544292152845351 | 0.30964304641915985 | 0.31184244453448184 | 0.2975665325274818 | 0.26945526693655714 | 0.24319138545641644 | 0.21373214795333123 | 0.18321069784162725 | 0.1522999009224778 | 0.1236844475472864 | 0.0957421628531426 | 0.07491801437906831 | 0 | 0 | 0 | 0.0013369251475484677 | 0.005130818639940465 | 0.014239326483439785 | 0.03325422256263522 | 0.06849737977305956 | 0.1274623538185211 | 0.21774681473888516 | 0.33356406538493066 | 0.47628959258052944 | 0.6462372968788834 | 0.8426662226024816 | 1.0625768975589462 | 1.3025169031836712 | 1.5569461184682063 | 1.866589164887366 | 2.1784316094218483 | 2.4759981419493298 | 2.745453408885887 | 2.988644794342303 | 3.2023769422956345 | 3.3855876401372615 | 3.5378875410597397 | 3.661571988607026 | 3.7573141514601684 | 3.832232165839237 | TE 95% (Condensing) | TE 95% (Condensing) | TE 95% (Condensing) | TE 95% (Condensing) | TE 95% (Condensing) | TE 95% (Condensing) | TE 95% (Condensing) | TE 95% (Condensing) | TE 95% (Condensing) | TE 95% (Condensing) | TE 95% (Condensing) | TE 95% (Condensing) | TE 95% (Condensing) | TE 95% (Condensing) | TE 95% (Condensing) | TE 95% (Condensing) | TE 95% (Condensing) | TE 95% (Condensing) | TE 95% (Condensing) | TE 95% (Condensing) | TE 95% (Condensing) | TE 95% (Condensing) | TE 95% (Condensing) | TE 95% (Condensing) | TE 95% (Condensing) | TE 95% (Condensing) | TE 95% (Condensing) | TE 95% (Condensing) | 3164.9907 | 3164.9907 | 3164.9907 | 3164.9907 | 3164.9907 | 2426.4929 | 2426.4929 | 2426.4929 | 2426.4929 | 2426.4929 | 2426.4929 | 2426.4929 | 2426.4929 | 2426.4929 | 2426.4929 | 2426.4929 | 2426.4929 | 2426.4929 | 2426.4929 | 2426.4929 | 2426.4929 | 2426.4929 | 2426.4929 | 2426.4929 | 2426.4929 | 2426.4929 | 2426.4929 | 2426.4929 | 1635.2452 | 1635.2452 | 1635.2452 | 1635.2452 | 1635.2452 | 1345.1211 | 1345.1211 | 1345.1211 | 1345.1211 | 1345.1211 | 1345.1211 | 1345.1211 | 1345.1211 | 1345.1211 | 1345.1211 | 1345.1211 | 1345.1211 | 1345.1211 | 1345.1211 | 1345.1211 | 1345.1211 | 1345.1211 | 1345.1211 | 1345.1211 | 1345.1211 | 1345.1211 | 1345.1211 | 1345.1211 | 0 | 0 | 0 | 2.1685 | 6.1537 | 12.2054 | 25.48 | 47.2258 | 79.0131 | 120.9812 | 155.1951 | 191.2522 | 227.7299 | 263.2148 | 294.6803 | 321.5196 | 340.9351 | 414.9217 | 417.8689 | 398.7392 | 361.0701 | 325.8765 | 286.4011 | 245.5023 | 204.0819 | 165.7372 | 128.2945 | 100.3901 | 0 | 0 | 0 | 2.1685 | 8.3222 | 20.5276 | 46.0075 | 93.2334 | 172.2464 | 293.2276 | 448.4227 | 639.6749 | 867.0951 | 1129.1652 | 1422.9123 | 1743.5402 | 2084.8124 | 2503.7535 | 2933.1705 | 3357.5393 | 3765.3504 | 4148.4915 | 4500.7347 | 4817.7837 | 5095.2898 | 5332.1448 | 5520.9993 | 5669.5451 | 0 | 0 | 0 | 0.0013369 | 0.0037939 | 0.00910850784349932 | 0.019014896079195442 | 0.035243157210424335 | 0.058964974045461555 | 0.09028446092036402 | 0.1158172506460455 | 0.14272552719559878 | 0.16994770429835399 | 0.1964289257235981 | 0.21991067495646469 | 0.2399400056247251 | 0.25442921528453505 | 0.3096430464191599 | 0.31184244453448184 | 0.29756653252748183 | 0.2694552669365571 | 0.24319138545641644 | 0.21373214795333118 | 0.1832106978416272 | 0.15229990092247775 | 0.12368444754728654 | 0.09574216285314271 | 0.07491801437906831 | 0 | 0
Pool Heater_Grocery_New_TE 95% (Condensing) | Pool Heater_Grocery_New | Pool Heater_Commercial_New_TE 82% (Standard)_TE 95% (Condensing) | Commercial | Grocery | New | Miscellaneous | Natural Gas | Pool Heater | EQ | TE 82% (Standard) | 14 | 8 | 11 | 1634.9627 | 108.77 | 0 | 0.038294 | 1 | LO3Slow | 0.996 | n/a | A | WCE112 | 0.539642795063445 | 0.323785677038067 | 1 units | 0.0321 | 284.1928177456157 | 284.1928 | 180.3010843898309 | 180.3011 | Technical Support Document: Consumer Pool Heaters. U.S. Department of Energy. March 2023. | Technical Support Document: Consumer Pool Heaters. U.S. Department of Energy. March 2023. ¦ Adjusted for Commercial Size | Technical Support Document: Consumer Pool Heaters. U.S. Department of Energy. March 2023. | 0 | 0 | 3179.0942 | TE 82% (Standard) | TE 82% (Standard) | TE 82% (Standard) | TE 82% (Standard) | TE 82% (Standard) | TE 84% (Standard 2028) | TE 84% (Standard 2028) | TE 84% (Standard 2028) | TE 84% (Standard 2028) | TE 84% (Standard 2028) | TE 84% (Standard 2028) | TE 84% (Standard 2028) | TE 84% (Standard 2028) | TE 84% (Standard 2028) | TE 84% (Standard 2028) | TE 84% (Standard 2028) | TE 84% (Standard 2028) | TE 84% (Standard 2028) | TE 84% (Standard 2028) | TE 84% (Standard 2028) | TE 84% (Standard 2028) | TE 84% (Standard 2028) | TE 84% (Standard 2028) | TE 84% (Standard 2028) | TE 84% (Standard 2028) | TE 84% (Standard 2028) | TE 84% (Standard 2028) | TE 84% (Standard 2028) | 0 | 0 | 0 | 0 | 0 | 0 | 0 | 0 | 0 | 0 | 0 | 0 | 0 | 0 | 0 | 0 | 0 | 0 | 0 | 0 | 0 | 0 | 0 | 0 | 0 | 0 | 0 | 0 | 0 | 0 | 0 | 0 | 0 | 0 | 0 | 0 | 0 | 0 | 0 | 0 | 0 | 0 | 0 | 0 | 0 | 0 | 0 | 0 | 0 | 0 | 0 | 0 | 0 | 0 | 0 | 0 | 0 | 0 | 0 | 0 | 0 | 0 | 0 | 0 | 0 | 0 | 0 | 0 | 0 | 0 | 0 | 0 | 0 | 0 | 0 | 0 | 0 | 0 | 0 | 0 | 0 | 0 | 0 | 0 | 0 | 0 | 0 | 0 | 0 | 0 | 0 | 0 | 0 | 0 | 0 | 0 | 0 | 0 | 0 | 0 | 0 | 0 | 0 | 0 | 0 | 0 | 0 | 0 | 0 | 0 | 0 | 0 | TE 95% (Condensing) | TE 95% (Condensing) | TE 95% (Condensing) | TE 95% (Condensing) | TE 95% (Condensing) | TE 95% (Condensing) | TE 95% (Condensing) | TE 95% (Condensing) | TE 95% (Condensing) | TE 95% (Condensing) | TE 95% (Condensing) | TE 95% (Condensing) | TE 95% (Condensing) | TE 95% (Condensing) | TE 95% (Condensing) | TE 95% (Condensing) | TE 95% (Condensing) | TE 95% (Condensing) | TE 95% (Condensing) | TE 95% (Condensing) | TE 95% (Condensing) | TE 95% (Condensing) | TE 95% (Condensing) | TE 95% (Condensing) | TE 95% (Condensing) | TE 95% (Condensing) | TE 95% (Condensing) | TE 95% (Condensing) | 3179.0942 | 3179.0942 | 3179.0942 | 3179.0942 | 3179.0942 | 2452.4441 | 2452.4441 | 2452.4441 | 2452.4441 | 2452.4441 | 2452.4441 | 2452.4441 | 2452.4441 | 2452.4441 | 2452.4441 | 2452.4441 | 2452.4441 | 2452.4441 | 2452.4441 | 2452.4441 | 2452.4441 | 2452.4441 | 2452.4441 | 2452.4441 | 2452.4441 | 2452.4441 | 2452.4441 | 2452.4441 | 1634.9627 | 1634.9627 | 1634.9627 | 1634.9627 | 1634.9627 | 1362.4689 | 1362.4689 | 1362.4689 | 1362.4689 | 1362.4689 | 1362.4689 | 1362.4689 | 1362.4689 | 1362.4689 | 1362.4689 | 1362.4689 | 1362.4689 | 1362.4689 | 1362.4689 | 1362.4689 | 1362.4689 | 1362.4689 | 1362.4689 | 1362.4689 | 1362.4689 | 1362.4689 | 1362.4689 | 1362.4689 | 0 | 0 | 0 | 0 | 0 | 0 | 0 | 0 | 0 | 0 | 0 | 0 | 0 | 0 | 0 | 0 | 0 | 0 | 0 | 0 | 0 | 0 | 0 | 0 | 0 | 0 | 0 | 0 | 0 | 0 | 0 | 0 | 0 | 0 | 0 | 0 | 0 | 0 | 0 | 0 | 0 | 0 | 0 | 0 | 0 | 0 | 0 | 0 | 0 | 0 | 0 | 0 | 0 | 0 | 0 | 0 | 0 | 0 | 0 | 0 | 0 | 0 | 0 | 0 | 0 | 0 | 0 | 0 | 0 | 0 | 0 | 0 | 0 | 0 | 0 | 0 | 0 | 0 | 0 | 0 | 0 | 0 | 0 | 0 | 0 | 0 | 0 | 0 | 0 | 0 | 0 | 0 | 0 | 0 | 0 | 0 | 0 | 0 | 0 | 0 | 0 | 0 | 0 | 0 | 0 | 0 | 0 | 0 | 0 | 0 | 0 | 0 | TE 95% (Condensing) | TE 95% (Condensing) | TE 95% (Condensing) | TE 95% (Condensing) | TE 95% (Condensing) | TE 95% (Condensing) | TE 95% (Condensing) | TE 95% (Condensing) | TE 95% (Condensing) | TE 95% (Condensing) | TE 95% (Condensing) | TE 95% (Condensing) | TE 95% (Condensing) | TE 95% (Condensing) | TE 95% (Condensing) | TE 95% (Condensing) | TE 95% (Condensing) | TE 95% (Condensing) | TE 95% (Condensing) | TE 95% (Condensing) | TE 95% (Condensing) | TE 95% (Condensing) | TE 95% (Condensing) | TE 95% (Condensing) | TE 95% (Condensing) | TE 95% (Condensing) | TE 95% (Condensing) | TE 95% (Condensing) | 3179.0942 | 3179.0942 | 3179.0942 | 3179.0942 | 3179.0942 | 2452.4441 | 2452.4441 | 2452.4441 | 2452.4441 | 2452.4441 | 2452.4441 | 2452.4441 | 2452.4441 | 2452.4441 | 2452.4441 | 2452.4441 | 2452.4441 | 2452.4441 | 2452.4441 | 2452.4441 | 2452.4441 | 2452.4441 | 2452.4441 | 2452.4441 | 2452.4441 | 2452.4441 | 2452.4441 | 2452.4441 | 1634.9627 | 1634.9627 | 1634.9627 | 1634.9627 | 1634.9627 | 1362.4689 | 1362.4689 | 1362.4689 | 1362.4689 | 1362.4689 | 1362.4689 | 1362.4689 | 1362.4689 | 1362.4689 | 1362.4689 | 1362.4689 | 1362.4689 | 1362.4689 | 1362.4689 | 1362.4689 | 1362.4689 | 1362.4689 | 1362.4689 | 1362.4689 | 1362.4689 | 1362.4689 | 1362.4689 | 1362.4689 | 0 | 0 | 0 | 0 | 0 | 0 | 0 | 0 | 0 | 0 | 0 | 0 | 0 | 0 | 0 | 0 | 0 | 0 | 0 | 0 | 0 | 0 | 0 | 0 | 0 | 0 | 0 | 0 | 0 | 0 | 0 | 0 | 0 | 0 | 0 | 0 | 0 | 0 | 0 | 0 | 0 | 0 | 0 | 0 | 0 | 0 | 0 | 0 | 0 | 0 | 0 | 0 | 0 | 0 | 0 | 0 | 0 | 0 | 0 | 0 | 0 | 0 | 0 | 0 | 0 | 0 | 0 | 0 | 0 | 0 | 0 | 0 | 0 | 0 | 0 | 0 | 0 | 0 | 0 | 0 | 0 | 0 | 0 | 0 | 0 | 0
Pool Heater_Grocery_Existing_TE 95% (Condensing) | Pool Heater_Grocery_Existing | Pool Heater_Commercial_Existing_TE 82% (Standard)_TE 95% (Condensing) | Commercial | Grocery | Existing | Miscellaneous | Natural Gas | Pool Heater | EQ | TE 82% (Standard) | 14 | 8 | 11 | 1634.9627 | 108.77 | 0 | 0.038294 | 1 | LO3Slow | 0.996 | n/a | A | WCE98 | 0.539642795063445 | 0.323785677038067 | 1 units | 0.0321 | 284.1928177456157 | 284.1928 | 180.3010843898309 | 180.3011 | Technical Support Document: Consumer Pool Heaters. U.S. Department of Energy. March 2023. | Technical Support Document: Consumer Pool Heaters. U.S. Department of Energy. March 2023. ¦ Adjusted for Commercial Size | Technical Support Document: Consumer Pool Heaters. U.S. Department of Energy. March 2023. | 0 | 0 | 3179.0942 | TE 82% (Standard) | TE 82% (Standard) | TE 82% (Standard) | TE 82% (Standard) | TE 82% (Standard) | TE 84% (Standard 2028) | TE 84% (Standard 2028) | TE 84% (Standard 2028) | TE 84% (Standard 2028) | TE 84% (Standard 2028) | TE 84% (Standard 2028) | TE 84% (Standard 2028) | TE 84% (Standard 2028) | TE 84% (Standard 2028) | TE 84% (Standard 2028) | TE 84% (Standard 2028) | TE 84% (Standard 2028) | TE 84% (Standard 2028) | TE 84% (Standard 2028) | TE 84% (Standard 2028) | TE 84% (Standard 2028) | TE 84% (Standard 2028) | TE 84% (Standard 2028) | TE 84% (Standard 2028) | TE 84% (Standard 2028) | TE 84% (Standard 2028) | TE 84% (Standard 2028) | TE 84% (Standard 2028) | 0 | 0 | 0 | 145.6169 | 160.67 | 143.3953 | 152.5319 | 160.3632 | 167.0758 | 172.8295 | 160.8345 | 152.9713 | 148.3039 | 146.0799 | 25.3964 | 13.937 | 5.2334 | 24.6235 | 21.1059 | 15.6727 | 9.2884 | 19.5585 | 25.1819 | 27.4942 | 27.5133 | 26.0068 | 22.3144 | 19.8507 | 0 | 0 | 0 | 145.6169 | 306.2869 | 449.6822 | 602.2141 | 762.5774 | 929.6532 | 1102.4827 | 1263.3172 | 1416.2885 | 1543.79 | 1649.0865 | 1739.3405 | 1816.7012 | 1883.0103 | 1965.7382 | 2041.5794 | 2068.3868 | 2090.6021 | 2117.7825 | 2141.0801 | 2161.0494 | 2178.1659 | 2192.8372 | 2205.4126 | 2216.1916 | 0 | 0 | 0 | 0.08977617120117258 | 0.099056694282988 | 0.10701142835311547 | 0.11382977184179618 | 0.11967406626066537 | 0.12468346147683895 | 0.12897722880498771 | 0.12002577771696177 | 0.11415765151059408 | 0.11067458289496243 | 0.10901488452182324 | 0.01895250529654952 | 0.010400710121030443 | 0.003905499173281069 | 0.018375756368475934 | 0.015750648315836505 | 0.011696009544491024 | 0.006931643344196693 | 0.014595864629258328 | 0.01879245571379034 | 0.02051809691600666 | 0.02053227906767386 | 0.01940804461622759 | 0.016652505573148055 | 0.014813948284268054 | 0 | 0 | 0 | 0.08977617120117258 | 0.18883286548416056 | 0.295844293837276 | 0.40967406567907216 | 0.5293481319397375 | 0.6540315934165765 | 0.7830088222215642 | 0.9030345999385261 | 1.01719225144912 | 1.1278668343440825 | 1.2368817188659056 | 1.2558342241624552 | 1.2662349342834858 | 1.2701404334567667 | 1.2885161898252426 | 1.3042668381410791 | 1.31596284768557 | 1.3228944910297666 | 1.3374903556590247 | 1.3562828113728151 | 1.3768009082888217 | 1.3973331873564956 | 1.4167412319727233 | 1.4333937375458712 | 1.4482076858301391 | TE 95% (Condensing) | TE 95% (Condensing) | TE 95% (Condensing) | TE 95% (Condensing) | TE 95% (Condensing) | TE 95% (Condensing) | TE 95% (Condensing) | TE 95% (Condensing) | TE 95% (Condensing) | TE 95% (Condensing) | TE 95% (Condensing) | TE 95% (Condensing) | TE 95% (Condensing) | TE 95% (Condensing) | TE 95% (Condensing) | TE 95% (Condensing) | TE 95% (Condensing) | TE 95% (Condensing) | TE 95% (Condensing) | TE 95% (Condensing) | TE 95% (Condensing) | TE 95% (Condensing) | TE 95% (Condensing) | TE 95% (Condensing) | TE 95% (Condensing) | TE 95% (Condensing) | TE 95% (Condensing) | TE 95% (Condensing) | 3179.0942 | 3179.0942 | 3179.0942 | 3179.0942 | 3179.0942 | 2452.4441 | 2452.4441 | 2452.4441 | 2452.4441 | 2452.4441 | 2452.4441 | 2452.4441 | 2452.4441 | 2452.4441 | 2452.4441 | 2452.4441 | 2452.4441 | 2452.4441 | 2452.4441 | 2452.4441 | 2452.4441 | 2452.4441 | 2452.4441 | 2452.4441 | 2452.4441 | 2452.4441 | 2452.4441 | 2452.4441 | 1634.9627 | 1634.9627 | 1634.9627 | 1634.9627 | 1634.9627 | 1362.4689 | 1362.4689 | 1362.4689 | 1362.4689 | 1362.4689 | 1362.4689 | 1362.4689 | 1362.4689 | 1362.4689 | 1362.4689 | 1362.4689 | 1362.4689 | 1362.4689 | 1362.4689 | 1362.4689 | 1362.4689 | 1362.4689 | 1362.4689 | 1362.4689 | 1362.4689 | 1362.4689 | 1362.4689 | 1362.4689 | 0 | 0 | 0 | 0.68473 | 1.9431 | 3.854 | 8.0456 | 14.9121 | 24.9493 | 38.2012 | 49.0046 | 60.3901 | 71.9083 | 83.1131 | 93.0487 | 101.5235 | 107.6541 | 131.0162 | 131.9468 | 125.9064 | 114.012 | 102.8992 | 90.4344 | 77.5202 | 64.4412 | 52.3334 | 40.5104 | 31.6993 | 0 | 0 | 0 | 0.68473 | 2.6278 | 6.4818 | 14.5274 | 29.4395 | 54.3888 | 92.59 | 141.5946 | 201.9846 | 273.7951 | 356.5467 | 449.3007 | 550.5426 | 658.3032 | 790.5886 | 926.1819 | 1060.1812 | 1188.9522 | 1309.9333 | 1421.1581 | 1521.2699 | 1608.8956 | 1683.6853 | 1743.3182 | 1790.2233 | 0 | 0 | 0 | 0.00042214930464101443 | 0.0011979649740542328 | 0.0028761148367216767 | 0.006004169472294634 | 0.011128427299775376 | 0.018618860477799978 | 0.02850834429086 | 0.0365706127342404 | 0.0450672067696744 | 0.053662918471122534 | 0.062024664999124214 | 0.06943929410426636 | 0.07576378282342598 | 0.0803389153907973 | 0.09777330987637431 | 0.09846779481946513 | 0.09396001340932233 | 0.08508356191647048 | 0.07679044294541497 | 0.06748835400648949 | 0.057850859368201175 | 0.048090424051948355 | 0.03905476953794988 | 0.030231675683111303 | 0.023656214211545956 | 0 | 0 | 0 | 0.00042214930464101443 | 0.0016201142786952472 | 0.004496229115416924 | 0.01050039858771156 | 0.021628825887486935 | 0.04024768636528691 | 0.06875603065614692 | 0.10532664339038732 | 0.1503938501600617 | 0.20405676863118424 | 0.26608143363030845 | 0.3355207277345748 | 0.4112845105580008 | 0.49162342594879804 | 0.5893967358251724 | 0.6878645306446375 | 0.7818245440539598 | 0.8669081059704303 | 0.9436985489158454 | 1.011186902922335 | 1.069037762290536 | 1.1171281863424845 | 1.1561829558804344 | 1.1864146315635458 | 1.2100708457750917 | TE 95% (Condensing) | TE 95% (Condensing) | TE 95% (Condensing) | TE 95% (Condensing) | TE 95% (Condensing) | TE 95% (Condensing) | TE 95% (Condensing) | TE 95% (Condensing) | TE 95% (Condensing) | TE 95% (Condensing) | TE 95% (Condensing) | TE 95% (Condensing) | TE 95% (Condensing) | TE 95% (Condensing) | TE 95% (Condensing) | TE 95% (Condensing) | TE 95% (Condensing) | TE 95% (Condensing) | TE 95% (Condensing) | TE 95% (Condensing) | TE 95% (Condensing) | TE 95% (Condensing) | TE 95% (Condensing) | TE 95% (Condensing) | TE 95% (Condensing) | TE 95% (Condensing) | TE 95% (Condensing) | TE 95% (Condensing) | 3179.0942 | 3179.0942 | 3179.0942 | 3179.0942 | 3179.0942 | 2452.4441 | 2452.4441 | 2452.4441 | 2452.4441 | 2452.4441 | 2452.4441 | 2452.4441 | 2452.4441 | 2452.4441 | 2452.4441 | 2452.4441 | 2452.4441 | 2452.4441 | 2452.4441 | 2452.4441 | 2452.4441 | 2452.4441 | 2452.4441 | 2452.4441 | 2452.4441 | 2452.4441 | 2452.4441 | 2452.4441 | 1634.9627 | 1634.9627 | 1634.9627 | 1634.9627 | 1634.9627 | 1362.4689 | 1362.4689 | 1362.4689 | 1362.4689 | 1362.4689 | 1362.4689 | 1362.4689 | 1362.4689 | 1362.4689 | 1362.4689 | 1362.4689 | 1362.4689 | 1362.4689 | 1362.4689 | 1362.4689 | 1362.4689 | 1362.4689 | 1362.4689 | 1362.4689 | 1362.4689 | 1362.4689 | 1362.4689 | 1362.4689 | 0 | 0 | 0 | 0.68473 | 1.9431 | 3.854 | 8.0456 | 14.9121 | 24.9493 | 38.2012 | 49.0046 | 60.3901 | 71.9083 | 83.1131 | 93.0487 | 101.5235 | 107.6541 | 131.0162 | 131.9468 | 125.9064 | 114.012 | 102.8992 | 90.4344 | 77.5202 | 64.4412 | 52.3334 | 40.5104 | 31.6993 | 0 | 0 | 0 | 0.68473 | 2.6278 | 6.4818 | 14.5274 | 29.4395 | 54.3888 | 92.59 | 141.5946 | 201.9846 | 273.7951 | 356.5467 | 449.3007 | 550.5426 | 658.3032 | 790.5886 | 926.1819 | 1060.1812 | 1188.9522 | 1309.9333 | 1421.1581 | 1521.2699 | 1608.8956 | 1683.6853 | 1743.3182 | 1790.2233 | 0 | 0 | 0 | 0.00042215 | 0.001198 | 0.0028761148367216767 | 0.006004169472294634 | 0.011128427299775376 | 0.018618860477799978 | 0.02850834429086 | 0.0365706127342404 | 0.0450672067696744 | 0.05366291847112254 | 0.062024664999124214 | 0.06943929410426636 | 0.07576378282342595 | 0.0803389153907973 | 0.09777330987637431 | 0.09846779481946513 | 0.09396001340932233 | 0.08508356191647048 | 0.07679044294541496 | 0.06748835400648946 | 0.05785085936820115 | 0.04809042405194827 | 0.03905476953794987 | 0.030231675683111303 | 0.02365621421154597 | 0 | 0
Gas Boiler - Hot Water Reset_Warehouse_Existing_Boiler with boiler reset controls | Gas Boiler - Hot Water Reset_Warehouse_Existing | Gas Boiler - Hot Water Reset_Commercial_Existing_Existing boiler without boiler reset controls_Boiler with boiler reset controls | Commercial | Warehouse | Existing | Space Heating | Natural Gas | Gas Boiler - Hot Water Reset | NEQ | Existing boiler without boiler reset controls | 16 | 16 | 16 | 407.5461 | 0 | 0 | 0.35 | 0.55 | Retro5Med | 8.35569166605469E-06 | TBD | A | WCM718 | 0.7 | 0.42 | BoilerCtrl | 0.0321 | 289.990416302764 | 289.9904 | 228.72483539372945 | 228.7248 | IL TRM v12 - 4.4.4 - Boiler Lockout/Reset Controls - CI-HVC-BLRC-V05-240101 | IL TRM v12 - 4.4.4 - Boiler Lockout/Reset Controls - CI-HVC-BLRC-V05-240101 | IL TRM v12 - 4.4.4 - Boiler Lockout/Reset Controls - CI-HVC-BLRC-V05-240101 | 0 | 0 | 1024.2592 | Existing boiler without boiler reset controls | Existing boiler without boiler reset controls | Existing boiler without boiler reset controls | Existing boiler without boiler reset controls | Existing boiler without boiler reset controls | Existing boiler without boiler reset controls | Existing boiler without boiler reset controls | Existing boiler without boiler reset controls | Existing boiler without boiler reset controls | Existing boiler without boiler reset controls | Existing boiler without boiler reset controls | Existing boiler without boiler reset controls | Existing boiler without boiler reset controls | Existing boiler without boiler reset controls | Existing boiler without boiler reset controls | Existing boiler without boiler reset controls | Existing boiler without boiler reset controls | Existing boiler without boiler reset controls | Existing boiler without boiler reset controls | Existing boiler without boiler reset controls | Existing boiler without boiler reset controls | Existing boiler without boiler reset controls | Existing boiler without boiler reset controls | Existing boiler without boiler reset controls | Existing boiler without boiler reset controls | Existing boiler without boiler reset controls | Existing boiler without boiler reset controls | Existing boiler without boiler reset controls | 0 | 0 | 0 | 2558.5853 | 3101.5457 | 3744.2441 | 4284.9511 | 4815.2751 | 5543.0837 | 5984.1327 | 6013.1439 | 5572.6139 | 4709.6834 | 3583.375 | 2331.8536 | 1331.4026 | 630.4112 | 262.315 | 93.799 | 28.8262 | 6.1872 | 0.56142 | 0.36929 | 0 | 0 | 0 | 0 | 0 | 0 | 0 | 0 | 2558.5853 | 5627.5624 | 9295.9791 | 13449.3414 | 18065.7897 | 23331.1244 | 28944.1745 | 34483.5165 | 39483.7897 | 43530.3432 | 46383.0244 | 47938.4218 | 48470.477 | 48296.7994 | 47762.8157 | 47061.3185 | 46331.4349 | 45632.535 | 44982.6366 | 44383.0881 | 43836.3251 | 43332.9219 | 42869.3562 | 42442.4035 | 42049.1105 | 0 | 0 | 0 | 0.0007169387076128776 | 0.0008802863942343249 | 0.0010772129374005026 | 0.0012504744900224609 | 0.0014263245071289088 | 0.0016675447971458528 | 0.0018293225386192137 | 0.0018687821909605697 | 0.0017611029407450596 | 0.001513817148160681 | 0.0011714556230036101 | 0.0007752941838139259 | 0.00045017081640808605 | 0.00021674891160389332 | 9.170146260164717E-05 | 3.334598640059896E-05 | 1.0415785909591428E-05 | 2.2701683924225284E-06 | 2.0897158549789325E-07 | 1.3931439033192877E-07 | 0 | 0 | 0 | 0 | 0 | 0 | 0 | 0 | 0.0007169387076128776 | 0.0015972251018472026 | 0.0026744380392477052 | 0.003924912529270167 | 0.005351237036399076 | 0.0070187818335449275 | 0.00884810437216414 | 0.01071688656312471 | 0.01247798950386977 | 0.013991806652030451 | 0.015163262275034062 | 0.015938556458847987 | 0.016388727275256077 | 0.01660547618685997 | 0.016697177649461617 | 0.016730523635862214 | 0.01674093942177181 | 0.01674320959016423 | 0.01674341856174973 | 0.016743557876140062 | 0.016743557876140062 | 0.016743557876140062 | 0.016743557876140062 | 0.016743557876140062 | 0.016743557876140062 | Boiler with boiler reset controls | Boiler with boiler reset controls | Boiler with boiler reset controls | Boiler with boiler reset controls | Boiler with boiler reset controls | Boiler with boiler reset controls | Boiler with boiler reset controls | Boiler with boiler reset controls | Boiler with boiler reset controls | Boiler with boiler reset controls | Boiler with boiler reset controls | Boiler with boiler reset controls | Boiler with boiler reset controls | Boiler with boiler reset controls | Boiler with boiler reset controls | Boiler with boiler reset controls | Boiler with boiler reset controls | Boiler with boiler reset controls | Boiler with boiler reset controls | Boiler with boiler reset controls | Boiler with boiler reset controls | Boiler with boiler reset controls | Boiler with boiler reset controls | Boiler with boiler reset controls | Boiler with boiler reset controls | Boiler with boiler reset controls | Boiler with boiler reset controls | Boiler with boiler reset controls | 1024.2592 | 1024.2592 | 1024.2592 | 1024.2592 | 1024.2592 | 1024.2592 | 1024.2592 | 1024.2592 | 1024.2592 | 1024.2592 | 1024.2592 | 1024.2592 | 1024.2592 | 1024.2592 | 1024.2592 | 1024.2592 | 1024.2592 | 1024.2592 | 1024.2592 | 1024.2592 | 1024.2592 | 1024.2592 | 1024.2592 | 1024.2592 | 1024.2592 | 1024.2592 | 1024.2592 | 1024.2592 | 407.5461 | 407.5461 | 407.5461 | 407.5461 | 407.5461 | 407.5461 | 407.5461 | 407.5461 | 407.5461 | 407.5461 | 407.5461 | 407.5461 | 407.5461 | 407.5461 | 407.5461 | 407.5461 | 407.5461 | 407.5461 | 407.5461 | 407.5461 | 407.5461 | 407.5461 | 407.5461 | 407.5461 | 407.5461 | 407.5461 | 407.5461 | 407.5461 | 0 | 0 | 0 | 2187.7335 | 2668.4308 | 3242.1494 | 3735.1931 | 4226.5995 | 4900.454 | 5329.9368 | 5397.4012 | 5042.0721 | 4296.5882 | 3296.528 | 2163.5082 | 1246.0337 | 595.2334 | 249.9299 | 90.2095 | 27.9788 | 6.0578 | 0.55421 | 0.36738 | 0 | 0 | 0 | 0 | 0 | 0 | 0 | 0 | 2187.7335 | 4841.7023 | 8049.409 | 11723.7949 | 15857.2162 | 20626.263 | 25779.9463 | 30952.4228 | 35724.7273 | 39712.2143 | 42670.0914 | 44477.5646 | 45362.5727 | 45601.7695 | 45507.7223 | 45260.407 | 44969.3639 | 44677.8372 | 44404.6068 | 44154.0283 | 43927.9446 | 43721.0915 | 43532.2396 | 43359.9014 | 43202.6585 | 0 | 0 | 0 | 0.000609397901470946 | 0.0007482434350991762 | 0.0009156309967904273 | 0.0010629033165190918 | 0.0012123758310595724 | 0.0014174130775739748 | 0.0015549241578263317 | 0.0015884648623164842 | 0.001496937499633301 | 0.001286744575936579 | 0.0009957372795530686 | 0.0006590000562418372 | 0.0003826451939468732 | 0.0001842365748633093 | 7.794624321140009E-05 | 2.8344088440509123E-05 | 8.853418023152719E-06 | 1.9296431335591512E-06 | 1.7762584767320967E-07 | 1.1841723178213977E-07 | 0 | 0 | 0 | 0 | 0 | 0 | 0 | 0 | 0.000609397901470946 | 0.0013576413365701222 | 0.0022732723333605495 | 0.0033361756498796412 | 0.0045485514809392134 | 0.005965964558513189 | 0.00752088871633952 | 0.009109353578656004 | 0.010606291078289304 | 0.011893035654225883 | 0.012888772933778951 | 0.013547772990020789 | 0.013930418183967662 | 0.01411465475883097 | 0.01419260100204237 | 0.01422094509048288 | 0.01422979850850603 | 0.01423172815163959 | 0.014231905777487263 | 0.014232024194719046 | 0.014232024194719046 | 0.014232024194719046 | 0.014232024194719046 | 0.014232024194719046 | 0.014232024194719046 | Boiler with boiler reset controls | Boiler with boiler reset controls | Boiler with boiler reset controls | Boiler with boiler reset controls | Boiler with boiler reset controls | Boiler with boiler reset controls | Boiler with boiler reset controls | Boiler with boiler reset controls | Boiler with boiler reset controls | Boiler with boiler reset controls | Boiler with boiler reset controls | Boiler with boiler reset controls | Boiler with boiler reset controls | Boiler with boiler reset controls | Boiler with boiler reset controls | Boiler with boiler reset controls | Boiler with boiler reset controls | Boiler with boiler reset controls | Boiler with boiler reset controls | Boiler with boiler reset controls | Boiler with boiler reset controls | Boiler with boiler reset controls | Boiler with boiler reset controls | Boiler with boiler reset controls | Boiler with boiler reset controls | Boiler with boiler reset controls | Boiler with boiler reset controls | Boiler with boiler reset controls | 1024.2592 | 1024.2592 | 1024.2592 | 1024.2592 | 1024.2592 | 1024.2592 | 1024.2592 | 1024.2592 | 1024.2592 | 1024.2592 | 1024.2592 | 1024.2592 | 1024.2592 | 1024.2592 | 1024.2592 | 1024.2592 | 1024.2592 | 1024.2592 | 1024.2592 | 1024.2592 | 1024.2592 | 1024.2592 | 1024.2592 | 1024.2592 | 1024.2592 | 1024.2592 | 1024.2592 | 1024.2592 | 407.5461 | 407.5461 | 407.5461 | 407.5461 | 407.5461 | 407.5461 | 407.5461 | 407.5461 | 407.5461 | 407.5461 | 407.5461 | 407.5461 | 407.5461 | 407.5461 | 407.5461 | 407.5461 | 407.5461 | 407.5461 | 407.5461 | 407.5461 | 407.5461 | 407.5461 | 407.5461 | 407.5461 | 407.5461 | 407.5461 | 407.5461 | 407.5461 | 0 | 0 | 0 | 2187.7335 | 2668.4308 | 3242.1494 | 3735.1931 | 4226.5995 | 4900.454 | 5329.9368 | 5397.4012 | 5042.0721 | 4296.5882 | 3296.528 | 2163.5082 | 1246.0337 | 595.2334 | 249.9299 | 90.2095 | 27.9788 | 6.0578 | 0.55421 | 0.36738 | 0 | 0 | 0 | 0 | 0 | 0 | 0 | 0 | 2187.7335 | 4841.7023 | 8049.409 | 11723.7949 | 15857.2162 | 20626.263 | 25779.9463 | 30952.4228 | 35724.7273 | 39712.2143 | 42670.0914 | 44477.5646 | 45362.5727 | 45601.7695 | 45507.7223 | 45260.407 | 44969.3639 | 44677.8372 | 44404.6068 | 44154.0283 | 43927.9446 | 43721.0915 | 43532.2396 | 43359.9014 | 43202.6585 | 0 | 0 | 0 | 0.0006094 | 0.00074824 | 0.0009156309967904273 | 0.0010629033165190918 | 0.0012123758310595724 | 0.0014174130775739748 | 0.0015549241578263317 | 0.0015884648623164842 | 0.001496937499633301 | 0.001286744575936579 | 0.0009957372795530686 | 0.0006590000562418372 | 0.0003826451939468732 | 0.0001842365748633093 | 7.794624321140009E-05 | 2.8344088440509123E-05 | 8.853418023152719E-06 | 1.9296431335591512E-06 | 1.7762584767320967E-07 | 1.1841723178213977E-07 | 0 | 0 | 0 | 0 | 0 | 0 | 0
Refrigeration - Heat Recovery_Education_Existing_0 | Refrigeration - Heat Recovery_Education_Existing | Refrigeration - Heat Recovery_Commercial_Existing_0_0 | Commercial | Education | Existing | Water Heating | Natural Gas | Refrigeration - Heat Recovery | NEQ | 0 | 15 | 15 | 15 | 94.7165 | 0 | 0 | 0 | 0.1 | Retro5Med | 8.35569166605469E-06 | TBD | A | WCM441 | 0.7 | 0.42 | Fridge Ton | 0.0321 | 302.29808990633217 | 302.2981 | 238.43229626414941 | 238.4323 | 2025 MEMD Non-Wx - 7.10.01.FESG16.v01 - Refrigeration Waste Heat Recovery - DWH - N-CO-KR-000528-G-XX-XX-XX-XX-02 | 2025 MEMD Non-Wx - 7.10.01.FESG16.v01 - Refrigeration Waste Heat Recovery - DWH - N-CO-KR-000528-G-XX-XX-XX-XX-02 | 2025 MEMD Non-Wx - 7.10.01.FESG16.v01 - Refrigeration Waste Heat Recovery - DWH - N-CO-KR-000528-G-XX-XX-XX-XX-02 | 0 | 0 | 254.8782 | 0 | 0 | 0 | 0 | 0 | 0 | 0 | 0 | 0 | 0 | 0 | 0 | 0 | 0 | 0 | 0 | 0 | 0 | 0 | 0 | 0 | 0 | 0 | 0 | 0 | 0 | 0 | 0 | 0 | 0 | 0 | 798.5539 | 968.8566 | 1169.1498 | 1335.2782 | 1494.5741 | 1709.9767 | 1830.9218 | 1825.6895 | 1679.1894 | 1412.2267 | 1072.114 | 698.0742 | 399.0923 | 189.6587 | 79.6346 | 28.791 | 8.9538 | 1.9451 | 0.17861 | 0.11887 | 1.9493e-18 | 1.9481e-18 | 1.9472e-18 | 1.9464e-18 | 1.9458e-18 | 0 | 0 | 0 | 798.5539 | 1757.9303 | 2902.6932 | 4191.0892 | 5607.2937 | 7197.3798 | 8855.8398 | 10469.7634 | 11897.6057 | 13052.8335 | 13877.3893 | 14351.0625 | 14529.1833 | 14530.0516 | 14500.016 | 14445.1501 | 14391.0798 | 14345.5102 | 14311.1274 | 14285.9929 | 14275.2342 | 14266.6273 | 14259.7418 | 14254.2333 | 14249.8266 | 0 | 0 | 0 | 0.0001752344697178492 | 0.00021515998209540484 | 0.00026329285314653463 | 0.0003056415169497369 | 0.00034862285436437415 | 0.0004075820222227363 | 0.00044712380792660307 | 0.00045676855325819715 | 0.0004304495442400383 | 0.00037000784361466255 | 0.0002863276912171884 | 0.00018949774050883695 | 0.00011003094610190533 | 5.2977862937954415E-05 | 2.2413711242980714E-05 | 8.150440451992988E-06 | 2.5458309074134256E-06 | 5.548755426261467E-07 | 5.1076925519544626E-08 | 3.405128367969642E-08 | 5.588249485774369E-25 | 5.588249485774369E-25 | 5.588249485774369E-25 | 5.588249485774369E-25 | 5.588249485774369E-25 | 0 | 0 | 0 | 0.0001752344697178492 | 0.0003903944518132541 | 0.0006536873049597888 | 0.0009593288219095256 | 0.0013079516762738996 | 0.001715533698496636 | 0.002162657506423239 | 0.0026194260596814362 | 0.0030498756039214745 | 0.0034198834475361365 | 0.003706211138753325 | 0.003895708879262162 | 0.004005739825364067 | 0.004058717688302022 | 0.004081131399545003 | 0.004089281839996997 | 0.004091827670904409 | 0.0040923825464470355 | 0.004092433623372555 | 0.004092467674656235 | 0.004092467674656235 | 0.004092467674656235 | 0.004092467674656235 | 0.004092467674656235 | 0.004092467674656235 | 0 | 0 | 0 | 0 | 0 | 0 | 0 | 0 | 0 | 0 | 0 | 0 | 0 | 0 | 0 | 0 | 0 | 0 | 0 | 0 | 0 | 0 | 0 | 0 | 0 | 0 | 0 | 0 | 254.8782 | 254.8782 | 254.8782 | 254.8782 | 254.8782 | 254.8782 | 254.8782 | 254.8782 | 254.8782 | 254.8782 | 254.8782 | 254.8782 | 254.8782 | 254.8782 | 254.8782 | 254.8782 | 254.8782 | 254.8782 | 254.8782 | 254.8782 | 254.8782 | 254.8782 | 254.8782 | 254.8782 | 254.8782 | 254.8782 | 254.8782 | 254.8782 | 94.7165 | 94.7165 | 94.7165 | 94.7165 | 94.7165 | 94.7165 | 94.7165 | 94.7165 | 94.7165 | 94.7165 | 94.7165 | 94.7165 | 94.7165 | 94.7165 | 94.7165 | 94.7165 | 94.7165 | 94.7165 | 94.7165 | 94.7165 | 94.7165 | 94.7165 | 94.7165 | 94.7165 | 94.7165 | 94.7165 | 94.7165 | 94.7165 | 0 | 0 | 0 | 685.9868 | 842.274 | 1029.7365 | 1192.469 | 1354.0531 | 1571.9093 | 1707.4536 | 1723.5127 | 1602.1929 | 1357.0323 | 1034.1417 | 673.9294 | 384.9155 | 182.3399 | 75.9358 | 27.1985 | 8.3769 | 1.8025 | 0.16405 | 0.10828 | 1.0369e-18 | 1.0301e-18 | 1.0245e-18 | 1.02e-18 | 1.0162e-18 | 0 | 0 | 0 | 685.9868 | 1528.254 | 2556.5664 | 3742.8486 | 5080.0915 | 6616.2472 | 8258.6461 | 9883.8113 | 11352.0602 | 12542.6862 | 13385.8783 | 13854.6921 | 14013.0704 | 13969.3463 | 13826.5345 | 13646.1772 | 13463.9076 | 13294.2644 | 13144.0568 | 13014.198 | 12909.6604 | 12824.8104 | 12755.2992 | 12698.2002 | 12651.3939 | 0 | 0 | 0 | 0.00014894929926017182 | 0.00018288598478109414 | 0.00022379892517455447 | 0.00025979528940727636 | 0.00029632942620971803 | 0.0003464447188893259 | 0.00038005523673761266 | 0.0003882532702694676 | 0.0003658821126040326 | 0.000314506667072463 | 0.00024337853753461023 | 0.00016107307943251143 | 9.352630418661955E-05 | 4.503118349726126E-05 | 1.9051654556533616E-05 | 6.927874384194044E-06 | 2.1639562713014123E-06 | 4.7164421123222497E-07 | 4.3415386691612975E-08 | 2.8943591127741988E-08 | 2.7941247428871843E-25 | 2.7941247428871843E-25 | 2.7941247428871843E-25 | 2.7941247428871843E-25 | 2.7941247428871843E-25 | 0 | 0 | 0 | 0.00014894929926017182 | 0.00033183528404126593 | 0.0005556342092158204 | 0.0008154294986230967 | 0.001111758924832815 | 0.0014582036437221406 | 0.0018382588804597532 | 0.0022265121507292207 | 0.0025923942633332537 | 0.0029069009304057165 | 0.003150279467940327 | 0.003311352547372838 | 0.003404878851559458 | 0.0034499100350567193 | 0.003468961689613253 | 0.0034758895639974466 | 0.0034780535202687483 | 0.0034785251644799805 | 0.003478568579866672 | 0.0034785975234578 | 0.0034785975234578 | 0.0034785975234578 | 0.0034785975234578 | 0.0034785975234578 | 0.0034785975234578 | 0 | 0 | 0 | 0 | 0 | 0 | 0 | 0 | 0 | 0 | 0 | 0 | 0 | 0 | 0 | 0 | 0 | 0 | 0 | 0 | 0 | 0 | 0 | 0 | 0 | 0 | 0 | 0 | 254.8782 | 254.8782 | 254.8782 | 254.8782 | 254.8782 | 254.8782 | 254.8782 | 254.8782 | 254.8782 | 254.8782 | 254.8782 | 254.8782 | 254.8782 | 254.8782 | 254.8782 | 254.8782 | 254.8782 | 254.8782 | 254.8782 | 254.8782 | 254.8782 | 254.8782 | 254.8782 | 254.8782 | 254.8782 | 254.8782 | 254.8782 | 254.8782 | 94.7165 | 94.7165 | 94.7165 | 94.7165 | 94.7165 | 94.7165 | 94.7165 | 94.7165 | 94.7165 | 94.7165 | 94.7165 | 94.7165 | 94.7165 | 94.7165 | 94.7165 | 94.7165 | 94.7165 | 94.7165 | 94.7165 | 94.7165 | 94.7165 | 94.7165 | 94.7165 | 94.7165 | 94.7165 | 94.7165 | 94.7165 | 94.7165 | 0 | 0 | 0 | 685.9868 | 842.274 | 1029.7365 | 1192.469 | 1354.0531 | 1571.9093 | 1707.4536 | 1723.5127 | 1602.1929 | 1357.0323 | 1034.1417 | 673.9294 | 384.9155 | 182.3399 | 75.9358 | 27.1985 | 8.3769 | 1.8025 | 0.16405 | 0.10828 | 1.0369e-18 | 1.0301e-18 | 1.0245e-18 | 1.02e-18 | 1.0162e-18 | 0 | 0 | 0 | 685.9868 | 1528.254 | 2556.5664 | 3742.8486 | 5080.0915 | 6616.2472 | 8258.6461 | 9883.8113 | 11352.0602 | 12542.6862 | 13385.8783 | 13854.6921 | 14013.0704 | 13969.3463 | 13826.5345 | 13646.1772 | 13463.9076 | 13294.2644 | 13144.0568 | 13014.198 | 12909.6604 | 12824.8104 | 12755.2992 | 12698.2002 | 12651.3939 | 0 | 0 | 0 | 0.00014895 | 0.00018289 | 0.00022379892517455447 | 0.00025979528940727636 | 0.00029632942620971803 | 0.0003464447188893259 | 0.00038005523673761266 | 0.0003882532702694676 | 0.0003658821126040326 | 0.000314506667072463 | 0.00024337853753461023 | 0.00016107307943251143 | 9.352630418661955E-05 | 4.503118349726126E-05 | 1.9051654556533616E-05 | 6.927874384194044E-06 | 2.1639562713014123E-06 | 4.7164421123222497E-07 | 4.3415386691612975E-08 | 2.8943591127741988E-08 | 2.7941247428871843E-25 | 2.7941247428871843E-25 | 2.7941247428871843E-25 | 2.7941247428871843E-25 | 2.7941247428871843E-25 | 0 | 0
Refrigeration - Heat Recovery_Office_Existing_0 | Refrigeration - Heat Recovery_Office_Existing | Refrigeration - Heat Recovery_Commercial_Existing_0_0 | Commercial | Office | Existing | Water Heating | Natural Gas | Refrigeration - Heat Recovery | NEQ | 0 | 15 | 15 | 15 | 94.7165 | 0 | 0 | 0 | 0 | Retro5Med | 8.35569166605469E-06 | TBD | A | WCM41 | 0.7 | 0.42 | Fridge Ton | 0.0321 | 302.4014282244409 | 302.4014 | 238.513802543221 | 238.5138 | 2025 MEMD Non-Wx - 7.10.01.FESG16.v01 - Refrigeration Waste Heat Recovery - DWH - N-CO-KR-000528-G-XX-XX-XX-XX-02 | 2025 MEMD Non-Wx - 7.10.01.FESG16.v01 - Refrigeration Waste Heat Recovery - DWH - N-CO-KR-000528-G-XX-XX-XX-XX-02 | 2025 MEMD Non-Wx - 7.10.01.FESG16.v01 - Refrigeration Waste Heat Recovery - DWH - N-CO-KR-000528-G-XX-XX-XX-XX-02 | 0 | 0 | 254.8782 | 0 | 0 | 0 | 0 | 0 | 0 | 0 | 0 | 0 | 0 | 0 | 0 | 0 | 0 | 0 | 0 | 0 | 0 | 0 | 0 | 0 | 0 | 0 | 0 | 0 | 0 | 0 | 0 | 0 | 0 | 0 | 0 | 0 | 0 | 0 | 0 | 0 | 0 | 0 | 0 | 0 | 0 | 0 | 0 | 0 | 0 | 0 | 0 | 0 | 0 | 0 | 0 | 0 | 0 | 0 | 0 | 0 | 0 | 0 | 0 | 0 | 0 | 0 | 0 | 0 | 0 | 0 | 0 | 0 | 0 | 0 | 0 | 0 | 0 | 0 | 0 | 0 | 0 | 0 | 0 | 0 | 0 | 0 | 0 | 0 | 0 | 0 | 0 | 0 | 0 | 0 | 0 | 0 | 0 | 0 | 0 | 0 | 0 | 0 | 0 | 0 | 0 | 0 | 0 | 0 | 0 | 0 | 0 | 0 | 0 | 0 | 0 | 0 | 0 | 0 | 0 | 0 | 0 | 0 | 0 | 0 | 0 | 0 | 0 | 0 | 0 | 0 | 0 | 0 | 0 | 0 | 0 | 0 | 0 | 0 | 0 | 0 | 0 | 0 | 0 | 0 | 0 | 0 | 0 | 0 | 0 | 0 | 0 | 0 | 0 | 0 | 0 | 0 | 0 | 0 | 0 | 0 | 0 | 0 | 0 | 0 | 0 | 0 | 0 | 0 | 0 | 0 | 0 | 254.8782 | 254.8782 | 254.8782 | 254.8782 | 254.8782 | 254.8782 | 254.8782 | 254.8782 | 254.8782 | 254.8782 | 254.8782 | 254.8782 | 254.8782 | 254.8782 | 254.8782 | 254.8782 | 254.8782 | 254.8782 | 254.8782 | 254.8782 | 254.8782 | 254.8782 | 254.8782 | 254.8782 | 254.8782 | 254.8782 | 254.8782 | 254.8782 | 94.7165 | 94.7165 | 94.7165 | 94.7165 | 94.7165 | 94.7165 | 94.7165 | 94.7165 | 94.7165 | 94.7165 | 94.7165 | 94.7165 | 94.7165 | 94.7165 | 94.7165 | 94.7165 | 94.7165 | 94.7165 | 94.7165 | 94.7165 | 94.7165 | 94.7165 | 94.7165 | 94.7165 | 94.7165 | 94.7165 | 94.7165 | 94.7165 | 0 | 0 | 0 | 0 | 0 | 0 | 0 | 0 | 0 | 0 | 0 | 0 | 0 | 0 | 0 | 0 | 0 | 0 | 0 | 0 | 0 | 0 | 0 | 0 | 0 | 0 | 0 | 0 | 0 | 0 | 0 | 0 | 0 | 0 | 0 | 0 | 0 | 0 | 0 | 0 | 0 | 0 | 0 | 0 | 0 | 0 | 0 | 0 | 0 | 0 | 0 | 0 | 0 | 0 | 0 | 0 | 0 | 0 | 0 | 0 | 0 | 0 | 0 | 0 | 0 | 0 | 0 | 0 | 0 | 0 | 0 | 0 | 0 | 0 | 0 | 0 | 0 | 0 | 0 | 0 | 0 | 0 | 0 | 0 | 0 | 0 | 0 | 0 | 0 | 0 | 0 | 0 | 0 | 0 | 0 | 0 | 0 | 0 | 0 | 0 | 0 | 0 | 0 | 0 | 0 | 0 | 0 | 0 | 0 | 0 | 0 | 0 | 0 | 0 | 0 | 0 | 0 | 0 | 0 | 0 | 0 | 0 | 0 | 0 | 0 | 0 | 0 | 0 | 0 | 0 | 0 | 0 | 0 | 0 | 0 | 0 | 0 | 0 | 0 | 0 | 254.8782 | 254.8782 | 254.8782 | 254.8782 | 254.8782 | 254.8782 | 254.8782 | 254.8782 | 254.8782 | 254.8782 | 254.8782 | 254.8782 | 254.8782 | 254.8782 | 254.8782 | 254.8782 | 254.8782 | 254.8782 | 254.8782 | 254.8782 | 254.8782 | 254.8782 | 254.8782 | 254.8782 | 254.8782 | 254.8782 | 254.8782 | 254.8782 | 94.7165 | 94.7165 | 94.7165 | 94.7165 | 94.7165 | 94.7165 | 94.7165 | 94.7165 | 94.7165 | 94.7165 | 94.7165 | 94.7165 | 94.7165 | 94.7165 | 94.7165 | 94.7165 | 94.7165 | 94.7165 | 94.7165 | 94.7165 | 94.7165 | 94.7165 | 94.7165 | 94.7165 | 94.7165 | 94.7165 | 94.7165 | 94.7165 | 0 | 0 | 0 | 0 | 0 | 0 | 0 | 0 | 0 | 0 | 0 | 0 | 0 | 0 | 0 | 0 | 0 | 0 | 0 | 0 | 0 | 0 | 0 | 0 | 0 | 0 | 0 | 0 | 0 | 0 | 0 | 0 | 0 | 0 | 0 | 0 | 0 | 0 | 0 | 0 | 0 | 0 | 0 | 0 | 0 | 0 | 0 | 0 | 0 | 0 | 0 | 0 | 0 | 0 | 0 | 0 | 0 | 0 | 0 | 0 | 0 | 0 | 0 | 0 | 0 | 0 | 0 | 0 | 0 | 0 | 0 | 0 | 0 | 0 | 0 | 0 | 0 | 0 | 0 | 0 | 0 | 0 | 0 | 0 | 0 | 0
Refrigeration - Heat Recovery_Retail_Existing_0 | Refrigeration - Heat Recovery_Retail_Existing | Refrigeration - Heat Recovery_Commercial_Existing_0_0 | Commercial | Retail | Existing | Water Heating | Natural Gas | Refrigeration - Heat Recovery | NEQ | 0 | 15 | 15 | 15 | 94.7165 | 0 | 0 | 0.021314 | 0.2 | Retro5Med | 8.35569166605469E-06 | TBD | A | WCM241 | 0.7 | 0.42 | Fridge Ton | 0.0321 | 302.4417107844061 | 302.4417 | 238.54557470319352 | 238.5456 | 2025 MEMD Non-Wx - 7.10.01.FESG16.v01 - Refrigeration Waste Heat Recovery - DWH - N-CO-KR-000528-G-XX-XX-XX-XX-02 | 2025 MEMD Non-Wx - 7.10.01.FESG16.v01 - Refrigeration Waste Heat Recovery - DWH - N-CO-KR-000528-G-XX-XX-XX-XX-02 | 2025 MEMD Non-Wx - 7.10.01.FESG16.v01 - Refrigeration Waste Heat Recovery - DWH - N-CO-KR-000528-G-XX-XX-XX-XX-02 | 0 | 0 | 254.8782 | 0 | 0 | 0 | 0 | 0 | 0 | 0 | 0 | 0 | 0 | 0 | 0 | 0 | 0 | 0 | 0 | 0 | 0 | 0 | 0 | 0 | 0 | 0 | 0 | 0 | 0 | 0 | 0 | 0 | 0 | 0 | 573.6493 | 696.8293 | 842.5873 | 965.441 | 1085.8607 | 1250.6494 | 1350.4226 | 1359.8579 | 1264.1266 | 1074.6388 | 824.1532 | 541.4801 | 311.916 | 149.1242 | 62.9004 | 22.8166 | 7.1126 | 1.5477 | 0.14227 | 0.094746 | 2.1647e-18 | 2.1633e-18 | 2.1623e-18 | 2.1615e-18 | 2.1608e-18 | 0 | 0 | 0 | 573.6493 | 1264.3536 | 2091.9239 | 3030.2671 | 4073.8962 | 5264.0475 | 6531.7516 | 7798.3636 | 8956.7495 | 9932.5992 | 10667.7975 | 11131.7884 | 11355.4796 | 11424.6427 | 11453.0278 | 11447.6649 | 11431.7722 | 11414.4866 | 11399.1418 | 11387.1319 | 11378.5756 | 11371.7306 | 11366.2546 | 11361.8737 | 11358.3691 | 0 | 0 | 0 | 0.00024702241964052985 | 0.0003033041357251088 | 0.00037115550247070406 | 0.0004308530575125522 | 0.0004914424722814904 | 0.000574555322897098 | 0.0006302961117795808 | 0.0006438920003765168 | 0.0006067909362954911 | 0.000521588206720032 | 0.0004036269759507936 | 0.0002671288956577824 | 0.00015510710070451878 | 7.468119663550905E-05 | 3.159589088425383E-05 | 1.1489414867001392E-05 | 3.5887762935995745E-06 | 7.821902811676172E-07 | 7.200150603903623E-08 | 4.800100402602414E-08 | 1.097494228548319E-24 | 1.097494228548319E-24 | 1.097494228548319E-24 | 1.097494228548319E-24 | 1.097494228548319E-24 | 0 | 0 | 0 | 0.00024702241964052985 | 0.0005503265553656386 | 0.0009214820578363428 | 0.0013523351153488948 | 0.0018437775876303853 | 0.0024183329105274833 | 0.003048629022307064 | 0.003692521022683581 | 0.004299311958979072 | 0.004820900165699104 | 0.005224527141649897 | 0.00549165603730768 | 0.005646763138012199 | 0.005721444334647708 | 0.005753040225531961 | 0.005764529640398962 | 0.005768118416692562 | 0.0057689006069737295 | 0.005768972608479769 | 0.005769020609483795 | 0.005769020609483795 | 0.005769020609483795 | 0.005769020609483795 | 0.005769020609483795 | 0.005769020609483795 | 0 | 0 | 0 | 0 | 0 | 0 | 0 | 0 | 0 | 0 | 0 | 0 | 0 | 0 | 0 | 0 | 0 | 0 | 0 | 0 | 0 | 0 | 0 | 0 | 0 | 0 | 0 | 0 | 254.8782 | 254.8782 | 254.8782 | 254.8782 | 254.8782 | 254.8782 | 254.8782 | 254.8782 | 254.8782 | 254.8782 | 254.8782 | 254.8782 | 254.8782 | 254.8782 | 254.8782 | 254.8782 | 254.8782 | 254.8782 | 254.8782 | 254.8782 | 254.8782 | 254.8782 | 254.8782 | 254.8782 | 254.8782 | 254.8782 | 254.8782 | 254.8782 | 94.7165 | 94.7165 | 94.7165 | 94.7165 | 94.7165 | 94.7165 | 94.7165 | 94.7165 | 94.7165 | 94.7165 | 94.7165 | 94.7165 | 94.7165 | 94.7165 | 94.7165 | 94.7165 | 94.7165 | 94.7165 | 94.7165 | 94.7165 | 94.7165 | 94.7165 | 94.7165 | 94.7165 | 94.7165 | 94.7165 | 94.7165 | 94.7165 | 0 | 0 | 0 | 492.6959 | 605.5375 | 741.5445 | 861.058 | 981.7107 | 1146.0514 | 1253.7239 | 1276.0331 | 1196.896 | 1022.9678 | 786.2553 | 516.2888 | 296.7616 | 141.2943 | 59.0696 | 21.2173 | 6.548 | 1.411 | 0.12854 | 0.084896 | 0 | 0 | 0 | 0 | 0 | 0 | 0 | 0 | 492.6959 | 1098.7102 | 1841.061 | 2702.6361 | 3683.1499 | 4823.7893 | 6064.0373 | 7317.6545 | 8480.3989 | 9455.0176 | 10177.2486 | 10613.904 | 10803.7765 | 10824.7778 | 10755.5052 | 10645.2771 | 10524.3618 | 10406.664 | 10298.6079 | 10203.2555 | 10121.6226 | 10055.3639 | 10001.0834 | 9956.4956 | 9919.9455 | 0 | 0 | 0 | 0.00020996905669445039 | 0.0002578085153663424 | 0.00031548217710009843 | 0.00036622509888566937 | 0.00041772610143926686 | 0.0004883720244625334 | 0.0005357516950126437 | 0.0005473082003200393 | 0.0005157722958511674 | 0.000443349975712027 | 0.00034308292955817466 | 0.00022705956130911501 | 0.00013184103559884093 | 6.347901714018269E-05 | 2.685650725161574E-05 | 9.76600263695118E-06 | 3.0504598495596383E-06 | 6.648617389924747E-07 | 6.120128013318086E-08 | 4.080085342212056E-08 | 0 | 0 | 0 | 0 | 0 | 0 | 0 | 0 | 0.00020996905669445039 | 0.00046777757206079284 | 0.0007832597491608912 | 0.0011494848480465606 | 0.0015672109494858275 | 0.002055582973948361 | 0.0025913346689610045 | 0.0031386428692810435 | 0.003654415165132211 | 0.004097765140844238 | 0.004440848070402413 | 0.0046679076317115275 | 0.004799748667310368 | 0.004863227684450551 | 0.0048900841917021666 | 0.004899850194339118 | 0.004902900654188677 | 0.00490356551592767 | 0.004903626717207802 | 0.004903667518061225 | 0.004903667518061225 | 0.004903667518061225 | 0.004903667518061225 | 0.004903667518061225 | 0.004903667518061225 | 0 | 0 | 0 | 0 | 0 | 0 | 0 | 0 | 0 | 0 | 0 | 0 | 0 | 0 | 0 | 0 | 0 | 0 | 0 | 0 | 0 | 0 | 0 | 0 | 0 | 0 | 0 | 0 | 254.8782 | 254.8782 | 254.8782 | 254.8782 | 254.8782 | 254.8782 | 254.8782 | 254.8782 | 254.8782 | 254.8782 | 254.8782 | 254.8782 | 254.8782 | 254.8782 | 254.8782 | 254.8782 | 254.8782 | 254.8782 | 254.8782 | 254.8782 | 254.8782 | 254.8782 | 254.8782 | 254.8782 | 254.8782 | 254.8782 | 254.8782 | 254.8782 | 94.7165 | 94.7165 | 94.7165 | 94.7165 | 94.7165 | 94.7165 | 94.7165 | 94.7165 | 94.7165 | 94.7165 | 94.7165 | 94.7165 | 94.7165 | 94.7165 | 94.7165 | 94.7165 | 94.7165 | 94.7165 | 94.7165 | 94.7165 | 94.7165 | 94.7165 | 94.7165 | 94.7165 | 94.7165 | 94.7165 | 94.7165 | 94.7165 | 0 | 0 | 0 | 492.6959 | 605.5375 | 741.5445 | 861.058 | 981.7107 | 1146.0514 | 1253.7239 | 1276.0331 | 1196.896 | 1022.9678 | 786.2553 | 516.2888 | 296.7616 | 141.2943 | 59.0696 | 21.2173 | 6.548 | 1.411 | 0.12854 | 0.084896 | 0 | 0 | 0 | 0 | 0 | 0 | 0 | 0 | 492.6959 | 1098.7102 | 1841.061 | 2702.6361 | 3683.1499 | 4823.7893 | 6064.0373 | 7317.6545 | 8480.3989 | 9455.0176 | 10177.2486 | 10613.904 | 10803.7765 | 10824.7778 | 10755.5052 | 10645.2771 | 10524.3618 | 10406.664 | 10298.6079 | 10203.2555 | 10121.6226 | 10055.3639 | 10001.0834 | 9956.4956 | 9919.9455 | 0 | 0 | 0 | 0.00020997 | 0.00025781 | 0.00031548217710009843 | 0.00036622509888566937 | 0.00041772610143926686 | 0.0004883720244625334 | 0.0005357516950126437 | 0.0005473082003200393 | 0.0005157722958511674 | 0.000443349975712027 | 0.00034308292955817466 | 0.00022705956130911501 | 0.00013184103559884093 | 6.347901714018269E-05 | 2.685650725161574E-05 | 9.76600263695118E-06 | 3.0504598495596383E-06 | 6.648617389924747E-07 | 6.120128013318086E-08 | 4.080085342212056E-08 | 0 | 0 | 0 | 0 | 0 | 0 | 0
Refrigeration - Heat Recovery_Healthcare_Existing_0 | Refrigeration - Heat Recovery_Healthcare_Existing | Refrigeration - Heat Recovery_Commercial_Existing_0_0 | Commercial | Healthcare | Existing | Water Heating | Natural Gas | Refrigeration - Heat Recovery | NEQ | 0 | 15 | 15 | 15 | 94.7165 | 0 | 0 | 0 | 0.1 | Retro5Med | 8.35569166605469E-06 | TBD | A | WCM541 | 0.7 | 0.42 | Fridge Ton | 0.0321 | 302.46013717611646 | 302.4601 | 238.5601081952468 | 238.5601 | 2025 MEMD Non-Wx - 7.10.01.FESG16.v01 - Refrigeration Waste Heat Recovery - DWH - N-CO-KR-000528-G-XX-XX-XX-XX-02 | 2025 MEMD Non-Wx - 7.10.01.FESG16.v01 - Refrigeration Waste Heat Recovery - DWH - N-CO-KR-000528-G-XX-XX-XX-XX-02 | 2025 MEMD Non-Wx - 7.10.01.FESG16.v01 - Refrigeration Waste Heat Recovery - DWH - N-CO-KR-000528-G-XX-XX-XX-XX-02 | 0 | 0 | 254.8782 | 0 | 0 | 0 | 0 | 0 | 0 | 0 | 0 | 0 | 0 | 0 | 0 | 0 | 0 | 0 | 0 | 0 | 0 | 0 | 0 | 0 | 0 | 0 | 0 | 0 | 0 | 0 | 0 | 0 | 0 | 0 | 82.7207 | 100.4641 | 121.4551 | 139.1372 | 156.4619 | 180.1719 | 194.5086 | 195.8306 | 182.0101 | 154.6984 | 118.6178 | 77.9189 | 44.8762 | 21.4509 | 9.0463 | 3.2808 | 1.0225 | 0.22246 | 0.020446 | 0.013614 | 2.6957e-19 | 2.6941e-19 | 2.6928e-19 | 2.6918e-19 | 2.691e-19 | 0 | 0 | 0 | 82.7207 | 182.2859 | 301.5413 | 436.7153 | 587.0084 | 758.3528 | 940.8031 | 1123.0276 | 1289.6013 | 1429.836 | 1535.3823 | 1601.8625 | 1633.7456 | 1643.3886 | 1647.1634 | 1646.0841 | 1643.4914 | 1640.6994 | 1638.1873 | 1636.2572 | 1635.0273 | 1634.0434 | 1633.2563 | 1632.6266 | 1632.1229 | 0 | 0 | 0 | 1.8854354436871033E-05 | 2.3150140321076197E-05 | 2.832899703986805E-05 | 3.2885501924775046E-05 | 3.7510079332925075E-05 | 4.385379155971709E-05 | 4.8108290368815066E-05 | 4.914601683454995E-05 | 4.631422280878226E-05 | 3.981099745481524E-05 | 3.080743066128585E-05 | 2.0389011193360536E-05 | 1.183878069291902E-05 | 5.700153666961007E-06 | 2.4116034744835034E-06 | 8.769467179940014E-07 | 2.739187007099691E-07 | 5.97018392892074E-08 | 5.4956222873373715E-09 | 3.663748191558247E-09 | 7.259900487642389E-26 | 7.259900487642389E-26 | 7.259900487642389E-26 | 7.259900487642389E-26 | 7.259900487642389E-26 | 0 | 0 | 0 | 1.8854354436871033E-05 | 4.200449475794723E-05 | 7.033349179781529E-05 | 0.00010321899372259034 | 0.00014072907305551541 | 0.0001845828646152325 | 0.00023269115498404755 | 0.0002818371718185975 | 0.00032815139462737976 | 0.000367962392082195 | 0.0003987698227434808 | 0.0004191588339368414 | 0.0004309976146297604 | 0.0004366977682967214 | 0.00043910937177120494 | 0.00043998631848919895 | 0.00044026023718990887 | 0.0004403199390291981 | 0.0004403254346514854 | 0.00044032909839967696 | 0.00044032909839967696 | 0.00044032909839967696 | 0.00044032909839967696 | 0.00044032909839967696 | 0.00044032909839967696 | 0 | 0 | 0 | 0 | 0 | 0 | 0 | 0 | 0 | 0 | 0 | 0 | 0 | 0 | 0 | 0 | 0 | 0 | 0 | 0 | 0 | 0 | 0 | 0 | 0 | 0 | 0 | 0 | 254.8782 | 254.8782 | 254.8782 | 254.8782 | 254.8782 | 254.8782 | 254.8782 | 254.8782 | 254.8782 | 254.8782 | 254.8782 | 254.8782 | 254.8782 | 254.8782 | 254.8782 | 254.8782 | 254.8782 | 254.8782 | 254.8782 | 254.8782 | 254.8782 | 254.8782 | 254.8782 | 254.8782 | 254.8782 | 254.8782 | 254.8782 | 254.8782 | 94.7165 | 94.7165 | 94.7165 | 94.7165 | 94.7165 | 94.7165 | 94.7165 | 94.7165 | 94.7165 | 94.7165 | 94.7165 | 94.7165 | 94.7165 | 94.7165 | 94.7165 | 94.7165 | 94.7165 | 94.7165 | 94.7165 | 94.7165 | 94.7165 | 94.7165 | 94.7165 | 94.7165 | 94.7165 | 94.7165 | 94.7165 | 94.7165 | 0 | 0 | 0 | 71.0491 | 87.307 | 106.899 | 124.1074 | 141.4743 | 165.1305 | 180.6154 | 183.7998 | 172.3732 | 147.301 | 113.1978 | 74.3187 | 42.7114 | 20.3325 | 8.4989 | 3.0523 | 0.94182 | 0.20292 | 0.018482 | 0.012206 | 0 | 0 | 0 | 0 | 0 | 0 | 0 | 0 | 71.0491 | 158.4132 | 265.4023 | 389.5405 | 530.7785 | 695.0429 | 873.6044 | 1054.0347 | 1221.3204 | 1361.4642 | 1465.2271 | 1527.8493 | 1554.9336 | 1557.7085 | 1547.4941 | 1531.3914 | 1513.7565 | 1496.59 | 1480.8153 | 1466.9493 | 1455.2124 | 1445.686 | 1437.8818 | 1431.4711 | 1426.2161 | 0 | 0 | 0 | 1.6026201271340376E-05 | 1.9677619272914766E-05 | 2.4079647483887843E-05 | 2.7952676636058787E-05 | 3.188356743298631E-05 | 3.727572282575953E-05 | 4.089204681349281E-05 | 4.1774114309367456E-05 | 3.936708938746492E-05 | 3.383934783659295E-05 | 2.6186316062092977E-05 | 1.7330659514356452E-05 | 1.0062963588981164E-05 | 4.845130616916854E-06 | 2.0498629533109774E-06 | 7.454047102949011E-07 | 2.3283089560347372E-07 | 5.074656339582627E-08 | 4.671278944236757E-09 | 3.1141859628245047E-09 | 0 | 0 | 0 | 0 | 0 | 0 | 0 | 0 | 1.6026201271340376E-05 | 3.570382054425514E-05 | 5.978346802814299E-05 | 8.773614466420178E-05 | 0.0001196197120971881 | 0.0001568954349229476 | 0.00019778748173644042 | 0.00023956159604580788 | 0.00027892868543327276 | 0.00031276803326986576 | 0.0003389543493319587 | 0.00035628500884631514 | 0.0003663479724352963 | 0.0003711931030522131 | 0.00037324296600552414 | 0.000373988370715819 | 0.00037422120161142243 | 0.00037427194817481825 | 0.0003742766194537625 | 0.00037427973363972534 | 0.00037427973363972534 | 0.00037427973363972534 | 0.00037427973363972534 | 0.00037427973363972534 | 0.00037427973363972534 | 0 | 0 | 0 | 0 | 0 | 0 | 0 | 0 | 0 | 0 | 0 | 0 | 0 | 0 | 0 | 0 | 0 | 0 | 0 | 0 | 0 | 0 | 0 | 0 | 0 | 0 | 0 | 0 | 254.8782 | 254.8782 | 254.8782 | 254.8782 | 254.8782 | 254.8782 | 254.8782 | 254.8782 | 254.8782 | 254.8782 | 254.8782 | 254.8782 | 254.8782 | 254.8782 | 254.8782 | 254.8782 | 254.8782 | 254.8782 | 254.8782 | 254.8782 | 254.8782 | 254.8782 | 254.8782 | 254.8782 | 254.8782 | 254.8782 | 254.8782 | 254.8782 | 94.7165 | 94.7165 | 94.7165 | 94.7165 | 94.7165 | 94.7165 | 94.7165 | 94.7165 | 94.7165 | 94.7165 | 94.7165 | 94.7165 | 94.7165 | 94.7165 | 94.7165 | 94.7165 | 94.7165 | 94.7165 | 94.7165 | 94.7165 | 94.7165 | 94.7165 | 94.7165 | 94.7165 | 94.7165 | 94.7165 | 94.7165 | 94.7165 | 0 | 0 | 0 | 71.0491 | 87.307 | 106.899 | 124.1074 | 141.4743 | 165.1305 | 180.6154 | 183.7998 | 172.3732 | 147.301 | 113.1978 | 74.3187 | 42.7114 | 20.3325 | 8.4989 | 3.0523 | 0.94182 | 0.20292 | 0.018482 | 0.012206 | 0 | 0 | 0 | 0 | 0 | 0 | 0 | 0 | 71.0491 | 158.4132 | 265.4023 | 389.5405 | 530.7785 | 695.0429 | 873.6044 | 1054.0347 | 1221.3204 | 1361.4642 | 1465.2271 | 1527.8493 | 1554.9336 | 1557.7085 | 1547.4941 | 1531.3914 | 1513.7565 | 1496.59 | 1480.8153 | 1466.9493 | 1455.2124 | 1445.686 | 1437.8818 | 1431.4711 | 1426.2161 | 0 | 0 | 0 | 1.6026e-05 | 1.9678e-05 | 2.4079647483887843E-05 | 2.7952676636058787E-05 | 3.188356743298631E-05 | 3.727572282575953E-05 | 4.089204681349281E-05 | 4.1774114309367456E-05 | 3.936708938746492E-05 | 3.383934783659295E-05 | 2.6186316062092977E-05 | 1.7330659514356452E-05 | 1.0062963588981164E-05 | 4.845130616916854E-06 | 2.0498629533109774E-06 | 7.454047102949011E-07 | 2.3283089560347372E-07 | 5.074656339582627E-08 | 4.671278944236757E-09 | 3.1141859628245047E-09 | 0 | 0 | 0 | 0 | 0 | 0 | 0
Refrigeration - Heat Recovery_Lodging_Existing_0 | Refrigeration - Heat Recovery_Lodging_Existing | Refrigeration - Heat Recovery_Commercial_Existing_0_0 | Commercial | Lodging | Existing | Water Heating | Natural Gas | Refrigeration - Heat Recovery | NEQ | 0 | 15 | 15 | 15 | 94.7165 | 0 | 0 | 0 | 0 | Retro5Med | 8.35569166605469E-06 | TBD | A | WCM641 | 0.7 | 0.42 | Fridge Ton | 0.0321 | 302.4917050831824 | 302.4917 | 238.58500682617208 | 238.585 | 2025 MEMD Non-Wx - 7.10.01.FESG16.v01 - Refrigeration Waste Heat Recovery - DWH - N-CO-KR-000528-G-XX-XX-XX-XX-02 | 2025 MEMD Non-Wx - 7.10.01.FESG16.v01 - Refrigeration Waste Heat Recovery - DWH - N-CO-KR-000528-G-XX-XX-XX-XX-02 | 2025 MEMD Non-Wx - 7.10.01.FESG16.v01 - Refrigeration Waste Heat Recovery - DWH - N-CO-KR-000528-G-XX-XX-XX-XX-02 | 0 | 0 | 254.8782 | 0 | 0 | 0 | 0 | 0 | 0 | 0 | 0 | 0 | 0 | 0 | 0 | 0 | 0 | 0 | 0 | 0 | 0 | 0 | 0 | 0 | 0 | 0 | 0 | 0 | 0 | 0 | 0 | 0 | 0 | 0 | 0 | 0 | 0 | 0 | 0 | 0 | 0 | 0 | 0 | 0 | 0 | 0 | 0 | 0 | 0 | 0 | 0 | 0 | 0 | 0 | 0 | 0 | 0 | 0 | 0 | 0 | 0 | 0 | 0 | 0 | 0 | 0 | 0 | 0 | 0 | 0 | 0 | 0 | 0 | 0 | 0 | 0 | 0 | 0 | 0 | 0 | 0 | 0 | 0 | 0 | 0 | 0 | 0 | 0 | 0 | 0 | 0 | 0 | 0 | 0 | 0 | 0 | 0 | 0 | 0 | 0 | 0 | 0 | 0 | 0 | 0 | 0 | 0 | 0 | 0 | 0 | 0 | 0 | 0 | 0 | 0 | 0 | 0 | 0 | 0 | 0 | 0 | 0 | 0 | 0 | 0 | 0 | 0 | 0 | 0 | 0 | 0 | 0 | 0 | 0 | 0 | 0 | 0 | 0 | 0 | 0 | 0 | 0 | 0 | 0 | 0 | 0 | 0 | 0 | 0 | 0 | 0 | 0 | 0 | 0 | 0 | 0 | 0 | 0 | 0 | 0 | 0 | 0 | 0 | 0 | 0 | 0 | 0 | 0 | 0 | 0 | 0 | 254.8782 | 254.8782 | 254.8782 | 254.8782 | 254.8782 | 254.8782 | 254.8782 | 254.8782 | 254.8782 | 254.8782 | 254.8782 | 254.8782 | 254.8782 | 254.8782 | 254.8782 | 254.8782 | 254.8782 | 254.8782 | 254.8782 | 254.8782 | 254.8782 | 254.8782 | 254.8782 | 254.8782 | 254.8782 | 254.8782 | 254.8782 | 254.8782 | 94.7165 | 94.7165 | 94.7165 | 94.7165 | 94.7165 | 94.7165 | 94.7165 | 94.7165 | 94.7165 | 94.7165 | 94.7165 | 94.7165 | 94.7165 | 94.7165 | 94.7165 | 94.7165 | 94.7165 | 94.7165 | 94.7165 | 94.7165 | 94.7165 | 94.7165 | 94.7165 | 94.7165 | 94.7165 | 94.7165 | 94.7165 | 94.7165 | 0 | 0 | 0 | 0 | 0 | 0 | 0 | 0 | 0 | 0 | 0 | 0 | 0 | 0 | 0 | 0 | 0 | 0 | 0 | 0 | 0 | 0 | 0 | 0 | 0 | 0 | 0 | 0 | 0 | 0 | 0 | 0 | 0 | 0 | 0 | 0 | 0 | 0 | 0 | 0 | 0 | 0 | 0 | 0 | 0 | 0 | 0 | 0 | 0 | 0 | 0 | 0 | 0 | 0 | 0 | 0 | 0 | 0 | 0 | 0 | 0 | 0 | 0 | 0 | 0 | 0 | 0 | 0 | 0 | 0 | 0 | 0 | 0 | 0 | 0 | 0 | 0 | 0 | 0 | 0 | 0 | 0 | 0 | 0 | 0 | 0 | 0 | 0 | 0 | 0 | 0 | 0 | 0 | 0 | 0 | 0 | 0 | 0 | 0 | 0 | 0 | 0 | 0 | 0 | 0 | 0 | 0 | 0 | 0 | 0 | 0 | 0 | 0 | 0 | 0 | 0 | 0 | 0 | 0 | 0 | 0 | 0 | 0 | 0 | 0 | 0 | 0 | 0 | 0 | 0 | 0 | 0 | 0 | 0 | 0 | 0 | 0 | 0 | 0 | 0 | 254.8782 | 254.8782 | 254.8782 | 254.8782 | 254.8782 | 254.8782 | 254.8782 | 254.8782 | 254.8782 | 254.8782 | 254.8782 | 254.8782 | 254.8782 | 254.8782 | 254.8782 | 254.8782 | 254.8782 | 254.8782 | 254.8782 | 254.8782 | 254.8782 | 254.8782 | 254.8782 | 254.8782 | 254.8782 | 254.8782 | 254.8782 | 254.8782 | 94.7165 | 94.7165 | 94.7165 | 94.7165 | 94.7165 | 94.7165 | 94.7165 | 94.7165 | 94.7165 | 94.7165 | 94.7165 | 94.7165 | 94.7165 | 94.7165 | 94.7165 | 94.7165 | 94.7165 | 94.7165 | 94.7165 | 94.7165 | 94.7165 | 94.7165 | 94.7165 | 94.7165 | 94.7165 | 94.7165 | 94.7165 | 94.7165 | 0 | 0 | 0 | 0 | 0 | 0 | 0 | 0 | 0 | 0 | 0 | 0 | 0 | 0 | 0 | 0 | 0 | 0 | 0 | 0 | 0 | 0 | 0 | 0 | 0 | 0 | 0 | 0 | 0 | 0 | 0 | 0 | 0 | 0 | 0 | 0 | 0 | 0 | 0 | 0 | 0 | 0 | 0 | 0 | 0 | 0 | 0 | 0 | 0 | 0 | 0 | 0 | 0 | 0 | 0 | 0 | 0 | 0 | 0 | 0 | 0 | 0 | 0 | 0 | 0 | 0 | 0 | 0 | 0 | 0 | 0 | 0 | 0 | 0 | 0 | 0 | 0 | 0 | 0 | 0 | 0 | 0 | 0 | 0 | 0 | 0
Refrigeration - Heat Recovery_Miscellaneous_Existing_0 | Refrigeration - Heat Recovery_Miscellaneous_Existing | Refrigeration - Heat Recovery_Commercial_Existing_0_0 | Commercial | Miscellaneous | Existing | Water Heating | Natural Gas | Refrigeration - Heat Recovery | NEQ | 0 | 15 | 15 | 15 | 94.7165 | 0 | 0 | 0 | 0 | Retro5Med | 8.35569166605469E-06 | TBD | A | WCM841 | 0.7 | 0.42 | Fridge Ton | 0.0321 | 302.50567962404784 | 302.5057 | 238.596028999249 | 238.596 | 2025 MEMD Non-Wx - 7.10.01.FESG16.v01 - Refrigeration Waste Heat Recovery - DWH - N-CO-KR-000528-G-XX-XX-XX-XX-02 | 2025 MEMD Non-Wx - 7.10.01.FESG16.v01 - Refrigeration Waste Heat Recovery - DWH - N-CO-KR-000528-G-XX-XX-XX-XX-02 | 2025 MEMD Non-Wx - 7.10.01.FESG16.v01 - Refrigeration Waste Heat Recovery - DWH - N-CO-KR-000528-G-XX-XX-XX-XX-02 | 0 | 0 | 254.8782 | 0 | 0 | 0 | 0 | 0 | 0 | 0 | 0 | 0 | 0 | 0 | 0 | 0 | 0 | 0 | 0 | 0 | 0 | 0 | 0 | 0 | 0 | 0 | 0 | 0 | 0 | 0 | 0 | 0 | 0 | 0 | 0 | 0 | 0 | 0 | 0 | 0 | 0 | 0 | 0 | 0 | 0 | 0 | 0 | 0 | 0 | 0 | 0 | 0 | 0 | 0 | 0 | 0 | 0 | 0 | 0 | 0 | 0 | 0 | 0 | 0 | 0 | 0 | 0 | 0 | 0 | 0 | 0 | 0 | 0 | 0 | 0 | 0 | 0 | 0 | 0 | 0 | 0 | 0 | 0 | 0 | 0 | 0 | 0 | 0 | 0 | 0 | 0 | 0 | 0 | 0 | 0 | 0 | 0 | 0 | 0 | 0 | 0 | 0 | 0 | 0 | 0 | 0 | 0 | 0 | 0 | 0 | 0 | 0 | 0 | 0 | 0 | 0 | 0 | 0 | 0 | 0 | 0 | 0 | 0 | 0 | 0 | 0 | 0 | 0 | 0 | 0 | 0 | 0 | 0 | 0 | 0 | 0 | 0 | 0 | 0 | 0 | 0 | 0 | 0 | 0 | 0 | 0 | 0 | 0 | 0 | 0 | 0 | 0 | 0 | 0 | 0 | 0 | 0 | 0 | 0 | 0 | 0 | 0 | 0 | 0 | 0 | 0 | 0 | 0 | 0 | 0 | 0 | 254.8782 | 254.8782 | 254.8782 | 254.8782 | 254.8782 | 254.8782 | 254.8782 | 254.8782 | 254.8782 | 254.8782 | 254.8782 | 254.8782 | 254.8782 | 254.8782 | 254.8782 | 254.8782 | 254.8782 | 254.8782 | 254.8782 | 254.8782 | 254.8782 | 254.8782 | 254.8782 | 254.8782 | 254.8782 | 254.8782 | 254.8782 | 254.8782 | 94.7165 | 94.7165 | 94.7165 | 94.7165 | 94.7165 | 94.7165 | 94.7165 | 94.7165 | 94.7165 | 94.7165 | 94.7165 | 94.7165 | 94.7165 | 94.7165 | 94.7165 | 94.7165 | 94.7165 | 94.7165 | 94.7165 | 94.7165 | 94.7165 | 94.7165 | 94.7165 | 94.7165 | 94.7165 | 94.7165 | 94.7165 | 94.7165 | 0 | 0 | 0 | 0 | 0 | 0 | 0 | 0 | 0 | 0 | 0 | 0 | 0 | 0 | 0 | 0 | 0 | 0 | 0 | 0 | 0 | 0 | 0 | 0 | 0 | 0 | 0 | 0 | 0 | 0 | 0 | 0 | 0 | 0 | 0 | 0 | 0 | 0 | 0 | 0 | 0 | 0 | 0 | 0 | 0 | 0 | 0 | 0 | 0 | 0 | 0 | 0 | 0 | 0 | 0 | 0 | 0 | 0 | 0 | 0 | 0 | 0 | 0 | 0 | 0 | 0 | 0 | 0 | 0 | 0 | 0 | 0 | 0 | 0 | 0 | 0 | 0 | 0 | 0 | 0 | 0 | 0 | 0 | 0 | 0 | 0 | 0 | 0 | 0 | 0 | 0 | 0 | 0 | 0 | 0 | 0 | 0 | 0 | 0 | 0 | 0 | 0 | 0 | 0 | 0 | 0 | 0 | 0 | 0 | 0 | 0 | 0 | 0 | 0 | 0 | 0 | 0 | 0 | 0 | 0 | 0 | 0 | 0 | 0 | 0 | 0 | 0 | 0 | 0 | 0 | 0 | 0 | 0 | 0 | 0 | 0 | 0 | 0 | 0 | 0 | 254.8782 | 254.8782 | 254.8782 | 254.8782 | 254.8782 | 254.8782 | 254.8782 | 254.8782 | 254.8782 | 254.8782 | 254.8782 | 254.8782 | 254.8782 | 254.8782 | 254.8782 | 254.8782 | 254.8782 | 254.8782 | 254.8782 | 254.8782 | 254.8782 | 254.8782 | 254.8782 | 254.8782 | 254.8782 | 254.8782 | 254.8782 | 254.8782 | 94.7165 | 94.7165 | 94.7165 | 94.7165 | 94.7165 | 94.7165 | 94.7165 | 94.7165 | 94.7165 | 94.7165 | 94.7165 | 94.7165 | 94.7165 | 94.7165 | 94.7165 | 94.7165 | 94.7165 | 94.7165 | 94.7165 | 94.7165 | 94.7165 | 94.7165 | 94.7165 | 94.7165 | 94.7165 | 94.7165 | 94.7165 | 94.7165 | 0 | 0 | 0 | 0 | 0 | 0 | 0 | 0 | 0 | 0 | 0 | 0 | 0 | 0 | 0 | 0 | 0 | 0 | 0 | 0 | 0 | 0 | 0 | 0 | 0 | 0 | 0 | 0 | 0 | 0 | 0 | 0 | 0 | 0 | 0 | 0 | 0 | 0 | 0 | 0 | 0 | 0 | 0 | 0 | 0 | 0 | 0 | 0 | 0 | 0 | 0 | 0 | 0 | 0 | 0 | 0 | 0 | 0 | 0 | 0 | 0 | 0 | 0 | 0 | 0 | 0 | 0 | 0 | 0 | 0 | 0 | 0 | 0 | 0 | 0 | 0 | 0 | 0 | 0 | 0 | 0 | 0 | 0 | 0 | 0 | 0
Refrigeration - Heat Recovery_Restaurant_Existing_0 | Refrigeration - Heat Recovery_Restaurant_Existing | Refrigeration - Heat Recovery_Commercial_Existing_0_0 | Commercial | Restaurant | Existing | Water Heating | Natural Gas | Refrigeration - Heat Recovery | NEQ | 0 | 15 | 15 | 15 | 94.7165 | 0 | 0 | 0 | 0.2 | Retro5Med | 8.35569166605469E-06 | TBD | A | WCM141 | 0.7 | 0.42 | Fridge Ton | 0.0321 | 302.55661260570014 | 302.5566 | 238.63620149181986 | 238.6362 | 2025 MEMD Non-Wx - 7.10.01.FESG16.v01 - Refrigeration Waste Heat Recovery - DWH - N-CO-KR-000528-G-XX-XX-XX-XX-02 | 2025 MEMD Non-Wx - 7.10.01.FESG16.v01 - Refrigeration Waste Heat Recovery - DWH - N-CO-KR-000528-G-XX-XX-XX-XX-02 | 2025 MEMD Non-Wx - 7.10.01.FESG16.v01 - Refrigeration Waste Heat Recovery - DWH - N-CO-KR-000528-G-XX-XX-XX-XX-02 | 0 | 0 | 254.8782 | 0 | 0 | 0 | 0 | 0 | 0 | 0 | 0 | 0 | 0 | 0 | 0 | 0 | 0 | 0 | 0 | 0 | 0 | 0 | 0 | 0 | 0 | 0 | 0 | 0 | 0 | 0 | 0 | 0 | 0 | 0 | 1682.0852 | 2043.4702 | 2471.1406 | 2831.718 | 3185.237 | 3669.0098 | 3962.1554 | 3990.3039 | 3709.8423 | 3154.1426 | 2419.256 | 1589.69 | 915.8503 | 437.9179 | 184.738 | 67.0212 | 20.8952 | 4.5473 | 0.41807 | 0.27845 | 0 | 0 | 0 | 0 | 0 | 0 | 0 | 0 | 1682.0852 | 3707.75 | 6135.1959 | 8888.0224 | 11950.2665 | 15443.0511 | 19164.2336 | 22883.156 | 26285.4446 | 29152.8954 | 31314.7272 | 32680.9667 | 33342.0553 | 33549.5825 | 33637.4395 | 33626.2241 | 33584.0997 | 33537.894 | 33497.3976 | 33465.153 | 33439.9605 | 33419.8065 | 33403.6833 | 33390.7847 | 33380.4659 | 0 | 0 | 0 | 0.005230133964381791 | 0.006421770396799571 | 0.007858367683241331 | 0.009122326682061263 | 0.010405168767918017 | 0.012164893020938643 | 0.013345076558772779 | 0.013632938360265386 | 0.01284740830332864 | 0.011043435649918797 | 0.008545876762655573 | 0.005655842542877985 | 0.003284037605542056 | 0.0015812032915572857 | 0.0006689706233511595 | 0.00024326204485496716 | 7.598411840932237E-05 | 1.6561087702473792E-05 | 1.524466980646553E-06 | 1.0163113204310348E-06 | 0 | 0 | 0 | 0 | 0 | 0 | 0 | 0 | 0.005230133964381791 | 0.011651904361181364 | 0.019510272044422693 | 0.028632598726483955 | 0.03903776749440197 | 0.051202660515340614 | 0.06454773707411339 | 0.07818067543437879 | 0.09102808373770742 | 0.10207151938762622 | 0.11061739615028178 | 0.11627323869315977 | 0.11955727629870182 | 0.1211384795902591 | 0.12180745021361025 | 0.12205071225846521 | 0.12212669637687454 | 0.12214325746457701 | 0.12214478193155764 | 0.12214579824287808 | 0.12214579824287808 | 0.12214579824287808 | 0.12214579824287808 | 0.12214579824287808 | 0.12214579824287808 | 0 | 0 | 0 | 0 | 0 | 0 | 0 | 0 | 0 | 0 | 0 | 0 | 0 | 0 | 0 | 0 | 0 | 0 | 0 | 0 | 0 | 0 | 0 | 0 | 0 | 0 | 0 | 0 | 254.8782 | 254.8782 | 254.8782 | 254.8782 | 254.8782 | 254.8782 | 254.8782 | 254.8782 | 254.8782 | 254.8782 | 254.8782 | 254.8782 | 254.8782 | 254.8782 | 254.8782 | 254.8782 | 254.8782 | 254.8782 | 254.8782 | 254.8782 | 254.8782 | 254.8782 | 254.8782 | 254.8782 | 254.8782 | 254.8782 | 254.8782 | 254.8782 | 94.7165 | 94.7165 | 94.7165 | 94.7165 | 94.7165 | 94.7165 | 94.7165 | 94.7165 | 94.7165 | 94.7165 | 94.7165 | 94.7165 | 94.7165 | 94.7165 | 94.7165 | 94.7165 | 94.7165 | 94.7165 | 94.7165 | 94.7165 | 94.7165 | 94.7165 | 94.7165 | 94.7165 | 94.7165 | 94.7165 | 94.7165 | 94.7165 | 0 | 0 | 0 | 1444.6742 | 1775.6689 | 2174.6471 | 2525.3181 | 2879.3957 | 3361.6974 | 3677.8676 | 3743.675 | 3511.854 | 3001.8387 | 2307.467 | 1515.347 | 871.1148 | 414.8023 | 173.4323 | 62.3027 | 19.2297 | 4.1443 | 0.37756 | 0.24939 | 0 | 0 | 0 | 0 | 0 | 0 | 0 | 0 | 1444.6742 | 3221.8411 | 5399.0801 | 7926.3135 | 10802.8215 | 14149.5573 | 17789.1848 | 21468.8155 | 24882.6325 | 27745.1919 | 29867.7364 | 31152.6189 | 31713.4332 | 31778.6554 | 31578.8774 | 31258.8195 | 30907.3246 | 30565.2162 | 30251.3642 | 29973.5891 | 29733.742 | 29539.0666 | 29379.585 | 29248.5822 | 29141.1951 | 0 | 0 | 0 | 0.004445613869724523 | 0.005458504837279635 | 0.006679612530755132 | 0.0077539776797520745 | 0.008844393452730314 | 0.010340159067797844 | 0.011343315074956862 | 0.011587997606225581 | 0.010920297057829341 | 0.009386920302430974 | 0.007263995248257237 | 0.004807466161446288 | 0.0027914319647107475 | 0.001344022797823693 | 0.0005686250298484855 | 0.000206772738126722 | 6.458650064792399E-05 | 1.4076924547102714E-05 | 1.2957969335495695E-06 | 8.638646223663792E-07 | 0 | 0 | 0 | 0 | 0 | 0 | 0 | 0 | 0.004445613869724523 | 0.009904118707004157 | 0.01658373123775929 | 0.02433770891751136 | 0.033182102370241676 | 0.04352226143803952 | 0.05486557651299638 | 0.06645357411922197 | 0.0773738711770513 | 0.08676079147948228 | 0.0940247867277395 | 0.0988322528891858 | 0.10162368485389656 | 0.10296770765172025 | 0.10353633268156873 | 0.10374310541969546 | 0.10380769192034338 | 0.10382176884489047 | 0.10382306464182403 | 0.1038239285064464 | 0.1038239285064464 | 0.1038239285064464 | 0.1038239285064464 | 0.1038239285064464 | 0.1038239285064464 | 0 | 0 | 0 | 0 | 0 | 0 | 0 | 0 | 0 | 0 | 0 | 0 | 0 | 0 | 0 | 0 | 0 | 0 | 0 | 0 | 0 | 0 | 0 | 0 | 0 | 0 | 0 | 0 | 254.8782 | 254.8782 | 254.8782 | 254.8782 | 254.8782 | 254.8782 | 254.8782 | 254.8782 | 254.8782 | 254.8782 | 254.8782 | 254.8782 | 254.8782 | 254.8782 | 254.8782 | 254.8782 | 254.8782 | 254.8782 | 254.8782 | 254.8782 | 254.8782 | 254.8782 | 254.8782 | 254.8782 | 254.8782 | 254.8782 | 254.8782 | 254.8782 | 94.7165 | 94.7165 | 94.7165 | 94.7165 | 94.7165 | 94.7165 | 94.7165 | 94.7165 | 94.7165 | 94.7165 | 94.7165 | 94.7165 | 94.7165 | 94.7165 | 94.7165 | 94.7165 | 94.7165 | 94.7165 | 94.7165 | 94.7165 | 94.7165 | 94.7165 | 94.7165 | 94.7165 | 94.7165 | 94.7165 | 94.7165 | 94.7165 | 0 | 0 | 0 | 1444.6742 | 1775.6689 | 2174.6471 | 2525.3181 | 2879.3957 | 3361.6974 | 3677.8676 | 3743.675 | 3511.854 | 3001.8387 | 2307.467 | 1515.347 | 871.1148 | 414.8023 | 173.4323 | 62.3027 | 19.2297 | 4.1443 | 0.37756 | 0.24939 | 0 | 0 | 0 | 0 | 0 | 0 | 0 | 0 | 1444.6742 | 3221.8411 | 5399.0801 | 7926.3135 | 10802.8215 | 14149.5573 | 17789.1848 | 21468.8155 | 24882.6325 | 27745.1919 | 29867.7364 | 31152.6189 | 31713.4332 | 31778.6554 | 31578.8774 | 31258.8195 | 30907.3246 | 30565.2162 | 30251.3642 | 29973.5891 | 29733.742 | 29539.0666 | 29379.585 | 29248.5822 | 29141.1951 | 0 | 0 | 0 | 0.0044456 | 0.0054585 | 0.006679612530755132 | 0.0077539776797520745 | 0.008844393452730314 | 0.010340159067797844 | 0.011343315074956862 | 0.011587997606225581 | 0.010920297057829341 | 0.009386920302430974 | 0.007263995248257237 | 0.004807466161446288 | 0.0027914319647107475 | 0.001344022797823693 | 0.0005686250298484855 | 0.000206772738126722 | 6.458650064792399E-05 | 1.4076924547102714E-05 | 1.2957969335495695E-06 | 8.638646223663792E-07 | 0 | 0 | 0 | 0 | 0 | 0 | 0
Gas Boiler - Hot Water Reset_Office_Existing_Boiler with boiler reset controls | Gas Boiler - Hot Water Reset_Office_Existing | Gas Boiler - Hot Water Reset_Commercial_Existing_Existing boiler without boiler reset controls_Boiler with boiler reset controls | Commercial | Office | Existing | Space Heating | Natural Gas | Gas Boiler - Hot Water Reset | NEQ | Existing boiler without boiler reset controls | 16 | 16 | 16 | 380.4123 | 0 | 0 | 0.35 | 0.55 | Retro5Med | 8.35569166605469E-06 | TBD | A | WCM18 | 0.7 | 0.42 | BoilerCtrl | 0.0321 | 310.66865362251116 | 310.6687 | 245.0344310262061 | 245.0344 | IL TRM v12 - 4.4.4 - Boiler Lockout/Reset Controls - CI-HVC-BLRC-V05-240101 | IL TRM v12 - 4.4.4 - Boiler Lockout/Reset Controls - CI-HVC-BLRC-V05-240101 | IL TRM v12 - 4.4.4 - Boiler Lockout/Reset Controls - CI-HVC-BLRC-V05-240101 | 0 | 0 | 1024.2592 | Existing boiler without boiler reset controls | Existing boiler without boiler reset controls | Existing boiler without boiler reset controls | Existing boiler without boiler reset controls | Existing boiler without boiler reset controls | Existing boiler without boiler reset controls | Existing boiler without boiler reset controls | Existing boiler without boiler reset controls | Existing boiler without boiler reset controls | Existing boiler without boiler reset controls | Existing boiler without boiler reset controls | Existing boiler without boiler reset controls | Existing boiler without boiler reset controls | Existing boiler without boiler reset controls | Existing boiler without boiler reset controls | Existing boiler without boiler reset controls | Existing boiler without boiler reset controls | Existing boiler without boiler reset controls | Existing boiler without boiler reset controls | Existing boiler without boiler reset controls | Existing boiler without boiler reset controls | Existing boiler without boiler reset controls | Existing boiler without boiler reset controls | Existing boiler without boiler reset controls | Existing boiler without boiler reset controls | Existing boiler without boiler reset controls | Existing boiler without boiler reset controls | Existing boiler without boiler reset controls | 0 | 0 | 0 | 4793.5853 | 5806.6731 | 7004.4776 | 8009.2784 | 8992.3621 | 10341.0425 | 11151.648 | 11193.0008 | 10360.1484 | 8744.8144 | 6644.5795 | 4317.9402 | 2461.8837 | 1163.9725 | 483.5838 | 172.6734 | 52.9899 | 11.3541 | 1.0286 | 0.67557 | 0 | 0 | 0 | 0 | 0 | 0 | 0 | 0 | 4793.5853 | 10535.8484 | 17390.2864 | 25139.031 | 33737.2463 | 43525.9797 | 53938.5175 | 64188.3901 | 73405.0349 | 80825.9782 | 86007.1011 | 88768.5413 | 89626.2906 | 89173.7665 | 88051.8596 | 86634.629 | 85168.8254 | 83740.1414 | 82410.8266 | 81193.7747 | 80106.6186 | 79104.2389 | 78179.9493 | 77327.601 | 76541.5383 | 0 | 0 | 0 | 0.0014914146101296629 | 0.0018312192876721314 | 0.002240876515663447 | 0.0026013045525517375 | 0.002967117253022809 | 0.003468916724819835 | 0.003805455517697273 | 0.0038875416170913004 | 0.003663541426734815 | 0.003149124168994872 | 0.0024369252388162558 | 0.0016128088225820776 | 0.0009364696389186259 | 0.00045089278910896794 | 0.00019076233385379414 | 6.93681214013797E-05 | 2.1667480241470385E-05 | 4.722526865911283E-06 | 4.3471397541253366E-07 | 2.89809316941689E-07 | 0 | 0 | 0 | 0 | 0 | 0 | 0 | 0 | 0.0014914146101296629 | 0.003322633897801794 | 0.005563510413465241 | 0.00816481496601698 | 0.011131932219039789 | 0.014600848943859624 | 0.018406304461556895 | 0.022293846078648198 | 0.025957387505383015 | 0.029106511674377885 | 0.03154343691319414 | 0.03315624573577622 | 0.03409271537469484 | 0.03454360816380381 | 0.0347343704976576 | 0.034803738619058985 | 0.03482540609930045 | 0.034830128626166364 | 0.03483056334014178 | 0.034830853149458725 | 0.034830853149458725 | 0.034830853149458725 | 0.034830853149458725 | 0.034830853149458725 | 0.034830853149458725 | Boiler with boiler reset controls | Boiler with boiler reset controls | Boiler with boiler reset controls | Boiler with boiler reset controls | Boiler with boiler reset controls | Boiler with boiler reset controls | Boiler with boiler reset controls | Boiler with boiler reset controls | Boiler with boiler reset controls | Boiler with boiler reset controls | Boiler with boiler reset controls | Boiler with boiler reset controls | Boiler with boiler reset controls | Boiler with boiler reset controls | Boiler with boiler reset controls | Boiler with boiler reset controls | Boiler with boiler reset controls | Boiler with boiler reset controls | Boiler with boiler reset controls | Boiler with boiler reset controls | Boiler with boiler reset controls | Boiler with boiler reset controls | Boiler with boiler reset controls | Boiler with boiler reset controls | Boiler with boiler reset controls | Boiler with boiler reset controls | Boiler with boiler reset controls | Boiler with boiler reset controls | 1024.2592 | 1024.2592 | 1024.2592 | 1024.2592 | 1024.2592 | 1024.2592 | 1024.2592 | 1024.2592 | 1024.2592 | 1024.2592 | 1024.2592 | 1024.2592 | 1024.2592 | 1024.2592 | 1024.2592 | 1024.2592 | 1024.2592 | 1024.2592 | 1024.2592 | 1024.2592 | 1024.2592 | 1024.2592 | 1024.2592 | 1024.2592 | 1024.2592 | 1024.2592 | 1024.2592 | 1024.2592 | 380.4123 | 380.4123 | 380.4123 | 380.4123 | 380.4123 | 380.4123 | 380.4123 | 380.4123 | 380.4123 | 380.4123 | 380.4123 | 380.4123 | 380.4123 | 380.4123 | 380.4123 | 380.4123 | 380.4123 | 380.4123 | 380.4123 | 380.4123 | 380.4123 | 380.4123 | 380.4123 | 380.4123 | 380.4123 | 380.4123 | 380.4123 | 380.4123 | 0 | 0 | 0 | 4099.2186 | 4997.1289 | 6068.2426 | 6987.5181 | 7903.1126 | 9158.977 | 9957.4278 | 10079.6669 | 9412.6316 | 8018.4883 | 6154.4989 | 4041.2662 | 2328.9396 | 1113.3189 | 468.1496 | 169.2512 | 52.5812 | 11.4033 | 1.0449 | 0.69375 | 0 | 0 | 0 | 0 | 0 | 0 | 0 | 0 | 4099.2186 | 9066.9807 | 15065.8595 | 21931.9928 | 29650.6362 | 38550.6052 | 48162.289 | 57803.7648 | 66691.5692 | 74112.7406 | 79663.5217 | 83080.6552 | 84786.3855 | 85293.1142 | 85241.5655 | 84917.609 | 84511.9617 | 84102.5766 | 83718.5331 | 83378.2847 | 83098.2743 | 82845.4972 | 82618.8977 | 82417.0971 | 82238.6613 | 0 | 0 | 0 | 0.0012677024186102132 | 0.0015565363945213115 | 0.0019047450383139297 | 0.002211108869668977 | 0.0025220496650693877 | 0.00294857921609686 | 0.003234637190042682 | 0.003304410374527606 | 0.0031140102127245922 | 0.0026767555436456414 | 0.0020713864529938175 | 0.0013708874991947655 | 0.0007959991930808318 | 0.00038325887074262274 | 0.000162147983775725 | 5.8962903191172726E-05 | 1.8417358205249818E-05 | 4.014147836024589E-06 | 3.695068791006534E-07 | 2.463379194004355E-07 | 0 | 0 | 0 | 0 | 0 | 0 | 0 | 0 | 0.0012677024186102132 | 0.002824238813131525 | 0.004728983851445455 | 0.006940092721114432 | 0.009462142386183819 | 0.01241072160228068 | 0.01564535879232336 | 0.018949769166850965 | 0.022063779379575557 | 0.0247405349232212 | 0.026811921376215016 | 0.028182808875409783 | 0.028978808068490614 | 0.029362066939233235 | 0.02952421492300896 | 0.02958317782620013 | 0.02960159518440538 | 0.029605609332241406 | 0.029605978839120504 | 0.029606225177039903 | 0.029606225177039903 | 0.029606225177039903 | 0.029606225177039903 | 0.029606225177039903 | 0.029606225177039903 | Boiler with boiler reset controls | Boiler with boiler reset controls | Boiler with boiler reset controls | Boiler with boiler reset controls | Boiler with boiler reset controls | Boiler with boiler reset controls | Boiler with boiler reset controls | Boiler with boiler reset controls | Boiler with boiler reset controls | Boiler with boiler reset controls | Boiler with boiler reset controls | Boiler with boiler reset controls | Boiler with boiler reset controls | Boiler with boiler reset controls | Boiler with boiler reset controls | Boiler with boiler reset controls | Boiler with boiler reset controls | Boiler with boiler reset controls | Boiler with boiler reset controls | Boiler with boiler reset controls | Boiler with boiler reset controls | Boiler with boiler reset controls | Boiler with boiler reset controls | Boiler with boiler reset controls | Boiler with boiler reset controls | Boiler with boiler reset controls | Boiler with boiler reset controls | Boiler with boiler reset controls | 1024.2592 | 1024.2592 | 1024.2592 | 1024.2592 | 1024.2592 | 1024.2592 | 1024.2592 | 1024.2592 | 1024.2592 | 1024.2592 | 1024.2592 | 1024.2592 | 1024.2592 | 1024.2592 | 1024.2592 | 1024.2592 | 1024.2592 | 1024.2592 | 1024.2592 | 1024.2592 | 1024.2592 | 1024.2592 | 1024.2592 | 1024.2592 | 1024.2592 | 1024.2592 | 1024.2592 | 1024.2592 | 380.4123 | 380.4123 | 380.4123 | 380.4123 | 380.4123 | 380.4123 | 380.4123 | 380.4123 | 380.4123 | 380.4123 | 380.4123 | 380.4123 | 380.4123 | 380.4123 | 380.4123 | 380.4123 | 380.4123 | 380.4123 | 380.4123 | 380.4123 | 380.4123 | 380.4123 | 380.4123 | 380.4123 | 380.4123 | 380.4123 | 380.4123 | 380.4123 | 0 | 0 | 0 | 4099.2186 | 4997.1289 | 6068.2426 | 6987.5181 | 7903.1126 | 9158.977 | 9957.4278 | 10079.6669 | 9412.6316 | 8018.4883 | 6150.7996 | 4036.3305 | 2324.6083 | 1110.5184 | 466.3233 | 168.3513 | 52.2257 | 11.3094 | 1.0348 | 0.68609 | 0 | 0 | 0 | 0 | 0 | 0 | 0 | 0 | 4099.2186 | 9066.9807 | 15065.8595 | 21931.9928 | 29650.6362 | 38550.6052 | 48162.289 | 57803.7648 | 66691.5692 | 74112.7406 | 79615.6385 | 82979.1872 | 84628.7025 | 85078.569 | 84909.0317 | 84466.1054 | 83940.617 | 83410.4722 | 82910.3904 | 82457.8135 | 82068.2123 | 81708.2818 | 81376.4293 | 81070.808 | 80789.5769 | 0 | 0 | 0 | 0.0012677 | 0.0015565 | 0.0019047450383139297 | 0.002211108869668977 | 0.0025220496650693877 | 0.00294857921609686 | 0.003234637190042682 | 0.003304410374527606 | 0.0031140102127245922 | 0.0026767555436456414 | 0.0020713864529938175 | 0.0013708874991947655 | 0.0007959991930808318 | 0.00038325887074262274 | 0.000162147983775725 | 5.8962903191172726E-05 | 1.8417358205249818E-05 | 4.014147836024589E-06 | 3.695068791006534E-07 | 2.463379194004355E-07 | 0 | 0 | 0 | 0 | 0 | 0 | 0
Gas Boiler - Hot Water Reset_Restaurant_Existing_Boiler with boiler reset controls | Gas Boiler - Hot Water Reset_Restaurant_Existing | Gas Boiler - Hot Water Reset_Commercial_Existing_Existing boiler without boiler reset controls_Boiler with boiler reset controls | Commercial | Restaurant | Existing | Space Heating | Natural Gas | Gas Boiler - Hot Water Reset | NEQ | Existing boiler without boiler reset controls | 16 | 16 | 16 | 351.5354 | 0 | 0 | 0.35 | 0.55 | Retro5Med | 8.35569166605469E-06 | TBD | A | WCM118 | 0.7 | 0.42 | BoilerCtrl | 0.0321 | 336.19702952333904 | 336.197 | 265.16948807474637 | 265.1695 | IL TRM v12 - 4.4.4 - Boiler Lockout/Reset Controls - CI-HVC-BLRC-V05-240101 | IL TRM v12 - 4.4.4 - Boiler Lockout/Reset Controls - CI-HVC-BLRC-V05-240101 | IL TRM v12 - 4.4.4 - Boiler Lockout/Reset Controls - CI-HVC-BLRC-V05-240101 | 0 | 0 | 1024.2592 | Existing boiler without boiler reset controls | Existing boiler without boiler reset controls | Existing boiler without boiler reset controls | Existing boiler without boiler reset controls | Existing boiler without boiler reset controls | Existing boiler without boiler reset controls | Existing boiler without boiler reset controls | Existing boiler without boiler reset controls | Existing boiler without boiler reset controls | Existing boiler without boiler reset controls | Existing boiler without boiler reset controls | Existing boiler without boiler reset controls | Existing boiler without boiler reset controls | Existing boiler without boiler reset controls | Existing boiler without boiler reset controls | Existing boiler without boiler reset controls | Existing boiler without boiler reset controls | Existing boiler without boiler reset controls | Existing boiler without boiler reset controls | Existing boiler without boiler reset controls | Existing boiler without boiler reset controls | Existing boiler without boiler reset controls | Existing boiler without boiler reset controls | Existing boiler without boiler reset controls | Existing boiler without boiler reset controls | Existing boiler without boiler reset controls | Existing boiler without boiler reset controls | Existing boiler without boiler reset controls | 0 | 0 | 0 | 209.8692 | 252.9466 | 303.4702 | 344.971 | 384.877 | 439.6331 | 470.7021 | 468.8276 | 430.382 | 360.0695 | 270.9949 | 174.3057 | 98.2919 | 45.9277 | 18.8428 | 6.6384 | 2.0098 | 0.42483 | 0.037986 | 0.024635 | 0 | 0 | 0 | 0 | 0 | 0 | 0 | 0 | 209.8692 | 458.956 | 753.4371 | 1082.7738 | 1443.9688 | 1850.4383 | 2276.7015 | 2688.5808 | 3049.3972 | 3328.0256 | 3507.7447 | 3583.39 | 3578.3729 | 3518.5898 | 3430.9373 | 3330.6646 | 3230.3134 | 3133.2677 | 3043.5109 | 2960.8046 | 2884.7245 | 2814.6328 | 2750.0498 | 2690.5351 | 2635.6843 | 0 | 0 | 0 | 0.00014197027728080923 | 0.0001743168588178012 | 0.00021331282268525874 | 0.00024762257665257435 | 0.00028244490584660326 | 0.0003302120456255236 | 0.00036224774208179283 | 0.00037006165661147334 | 0.0003487386999233262 | 0.0002997704517760026 | 0.000231975031971336 | 0.00015352599752459613 | 8.914412759492673E-05 | 4.292124661977956E-05 | 1.8158988954522117E-05 | 6.603268710735314E-06 | 2.0625640629808292E-06 | 4.495453136007612E-07 | 4.138115800125814E-08 | 2.7587438667505414E-08 | 0 | 0 | 0 | 0 | 0 | 0 | 0 | 0 | 0.00014197027728080923 | 0.0003162871360986104 | 0.0005295999587838691 | 0.0007772225354364434 | 0.0010596674412830466 | 0.0013898794869085702 | 0.001752127228990363 | 0.0021221888856018363 | 0.002470927585525162 | 0.002770698037301165 | 0.003002673069272501 | 0.0031561990667970975 | 0.003245343194392024 | 0.003288264441011804 | 0.0033064234299663257 | 0.0033130266986770612 | 0.003315089262740042 | 0.003315538808053643 | 0.003315580189211644 | 0.0033156077766503113 | 0.0033156077766503113 | 0.0033156077766503113 | 0.0033156077766503113 | 0.0033156077766503113 | 0.0033156077766503113 | Boiler with boiler reset controls | Boiler with boiler reset controls | Boiler with boiler reset controls | Boiler with boiler reset controls | Boiler with boiler reset controls | Boiler with boiler reset controls | Boiler with boiler reset controls | Boiler with boiler reset controls | Boiler with boiler reset controls | Boiler with boiler reset controls | Boiler with boiler reset controls | Boiler with boiler reset controls | Boiler with boiler reset controls | Boiler with boiler reset controls | Boiler with boiler reset controls | Boiler with boiler reset controls | Boiler with boiler reset controls | Boiler with boiler reset controls | Boiler with boiler reset controls | Boiler with boiler reset controls | Boiler with boiler reset controls | Boiler with boiler reset controls | Boiler with boiler reset controls | Boiler with boiler reset controls | Boiler with boiler reset controls | Boiler with boiler reset controls | Boiler with boiler reset controls | Boiler with boiler reset controls | 1024.2592 | 1024.2592 | 1024.2592 | 1024.2592 | 1024.2592 | 1024.2592 | 1024.2592 | 1024.2592 | 1024.2592 | 1024.2592 | 1024.2592 | 1024.2592 | 1024.2592 | 1024.2592 | 1024.2592 | 1024.2592 | 1024.2592 | 1024.2592 | 1024.2592 | 1024.2592 | 1024.2592 | 1024.2592 | 1024.2592 | 1024.2592 | 1024.2592 | 1024.2592 | 1024.2592 | 1024.2592 | 351.5354 | 351.5354 | 351.5354 | 351.5354 | 351.5354 | 351.5354 | 351.5354 | 351.5354 | 351.5354 | 351.5354 | 351.5354 | 351.5354 | 351.5354 | 351.5354 | 351.5354 | 351.5354 | 351.5354 | 351.5354 | 351.5354 | 351.5354 | 351.5354 | 351.5354 | 351.5354 | 351.5354 | 351.5354 | 351.5354 | 351.5354 | 351.5354 | 0 | 0 | 0 | 180.4643 | 220.2416 | 267.7959 | 308.8069 | 349.8654 | 406.2128 | 442.496 | 448.8474 | 420.103 | 358.7005 | 275.7726 | 181.3667 | 104.6755 | 50.1098 | 21.0848 | 7.6271 | 2.3707 | 0.51437 | 0.047152 | 0.031315 | 0 | 0 | 0 | 0 | 0 | 0 | 0 | 0 | 180.4643 | 399.6148 | 664.8672 | 969.2642 | 1312.6135 | 1709.7704 | 2140.2738 | 2574.0006 | 2976.5671 | 3315.3729 | 3569.586 | 3728.5503 | 3810.7724 | 3838.9909 | 3839.1618 | 3826.7019 | 3810.3488 | 3793.6582 | 3777.9466 | 3763.5874 | 3750.5742 | 3738.73 | 3727.9737 | 3718.2177 | 3709.3383 | 0 | 0 | 0 | 0.00012067473568868784 | 0.00014816932999513104 | 0.0001813158992824699 | 0.00021047919015468815 | 0.00024007816996961278 | 0.00028068023878169505 | 0.00030791058076952383 | 0.0003145524081197524 | 0.00029642789493482735 | 0.0002548048840096022 | 0.0001971787771756357 | 0.0001304970978959067 | 7.577250845568772E-05 | 3.6483059626812625E-05 | 1.5435140611343797E-05 | 5.61277840412502E-06 | 1.7531794535337056E-06 | 3.821135165606471E-07 | 3.517398430106943E-08 | 2.3449322867379625E-08 | 0 | 0 | 0 | 0 | 0 | 0 | 0 | 0 | 0.00012067473568868784 | 0.0002688440656838189 | 0.00045015996496628884 | 0.0006606391551209769 | 0.0009007173250905897 | 0.0011813975638722846 | 0.0014893081446418085 | 0.001803860552761561 | 0.0021002884476963883 | 0.0023550933317059903 | 0.0025522721088816263 | 0.0026827692067775332 | 0.002758541715233221 | 0.002795024774860034 | 0.002810459915471378 | 0.002816072693875503 | 0.002817825873329036 | 0.0028182079868455966 | 0.002818243160829898 | 0.002818266610152765 | 0.002818266610152765 | 0.002818266610152765 | 0.002818266610152765 | 0.002818266610152765 | 0.002818266610152765 | Boiler with boiler reset controls | Boiler with boiler reset controls | Boiler with boiler reset controls | Boiler with boiler reset controls | Boiler with boiler reset controls | Boiler with boiler reset controls | Boiler with boiler reset controls | Boiler with boiler reset controls | Boiler with boiler reset controls | Boiler with boiler reset controls | Boiler with boiler reset controls | Boiler with boiler reset controls | Boiler with boiler reset controls | Boiler with boiler reset controls | Boiler with boiler reset controls | Boiler with boiler reset controls | Boiler with boiler reset controls | Boiler with boiler reset controls | Boiler with boiler reset controls | Boiler with boiler reset controls | Boiler with boiler reset controls | Boiler with boiler reset controls | Boiler with boiler reset controls | Boiler with boiler reset controls | Boiler with boiler reset controls | Boiler with boiler reset controls | Boiler with boiler reset controls | Boiler with boiler reset controls | 1024.2592 | 1024.2592 | 1024.2592 | 1024.2592 | 1024.2592 | 1024.2592 | 1024.2592 | 1024.2592 | 1024.2592 | 1024.2592 | 1024.2592 | 1024.2592 | 1024.2592 | 1024.2592 | 1024.2592 | 1024.2592 | 1024.2592 | 1024.2592 | 1024.2592 | 1024.2592 | 1024.2592 | 1024.2592 | 1024.2592 | 1024.2592 | 1024.2592 | 1024.2592 | 1024.2592 | 1024.2592 | 351.5354 | 351.5354 | 351.5354 | 351.5354 | 351.5354 | 351.5354 | 351.5354 | 351.5354 | 351.5354 | 351.5354 | 351.5354 | 351.5354 | 351.5354 | 351.5354 | 351.5354 | 351.5354 | 351.5354 | 351.5354 | 351.5354 | 351.5354 | 351.5354 | 351.5354 | 351.5354 | 351.5354 | 351.5354 | 351.5354 | 351.5354 | 351.5354 | 0 | 0 | 0 | 180.4643 | 220.2416 | 267.7959 | 308.8069 | 349.8175 | 406.097 | 442.3005 | 448.5754 | 419.6998 | 358.2249 | 275.3028 | 180.9873 | 104.4148 | 49.9646 | 21.0149 | 7.5986 | 2.3608 | 0.512 | 0.046915 | 0.031144 | 0 | 0 | 0 | 0 | 0 | 0 | 0 | 0 | 180.4643 | 399.6148 | 664.8672 | 969.2642 | 1312.4338 | 1709.2832 | 2139.3282 | 2572.4408 | 2973.7101 | 3310.977 | 3563.5052 | 3720.7506 | 3801.2824 | 3827.8652 | 3826.4371 | 3812.3939 | 3794.4566 | 3776.1728 | 3758.9308 | 3743.0912 | 3728.6378 | 3715.3859 | 3703.2473 | 3692.1281 | 3681.9412 | 0 | 0 | 0 | 0.00012067 | 0.00014817 | 0.0001813158992824699 | 0.00021047919015468815 | 0.00024007816996961278 | 0.00028068023878169505 | 0.00030791058076952383 | 0.0003145524081197524 | 0.00029642789493482735 | 0.0002548048840096022 | 0.0001971787771756357 | 0.0001304970978959067 | 7.577250845568772E-05 | 3.6483059626812625E-05 | 1.5435140611343797E-05 | 5.61277840412502E-06 | 1.7531794535337056E-06 | 3.821135165606471E-07 | 3.517398430106943E-08 | 2.3449322867379625E-08 | 0 | 0 | 0 | 0 | 0 | 0 | 0
Commercial Laundry - Ozone Treatment_Miscellaneous_Existing_Ozone laundry system(s) that transfer ozone into the water through Venturi Injection, Bubble Diffusion, or other methods | Commercial Laundry - Ozone Treatment_Miscellaneous_Existing | Commercial Laundry - Ozone Treatment_Commercial_Existing_Conventional washing machine system with no ozone generator installed_Ozone laundry system(s) that transfer ozone into the water through Venturi Injection, Bubble Diffusion, or other methods | Commercial | Miscellaneous | Existing | Water Heating | Natural Gas | Commercial Laundry - Ozone Treatment | NEQ | Conventional washing machine system with no ozone generator installed | 10 | 10 | 10 | 12.4042 | 0 | 0 | 0 | 0 | Retro5Med | 8.35569166605469E-06 | TBD | A | WCM837 | 0.7 | 0.42 | Capacity | 0.0321 | 193.2491258468721 | 193.2491 | 315.62143651816746 | 315.6214 | IL TRM v12 - 4.3.6 - Ozone Laundry - CI-HWE-OZLD-V07-230101 | IL TRM v12 - 4.3.6 - Ozone Laundry - CI-HWE-OZLD-V07-230101 | IL TRM v12 - 4.3.6 - Ozone Laundry - CI-HWE-OZLD-V07-230101 | 0 | 0 | 31.409 | Conventional washing machine system with no ozone generator installed | Conventional washing machine system with no ozone generator installed | Conventional washing machine system with no ozone generator installed | Conventional washing machine system with no ozone generator installed | Conventional washing machine system with no ozone generator installed | Conventional washing machine system with no ozone generator installed | Conventional washing machine system with no ozone generator installed | Conventional washing machine system with no ozone generator installed | Conventional washing machine system with no ozone generator installed | Conventional washing machine system with no ozone generator installed | Conventional washing machine system with no ozone generator installed | Conventional washing machine system with no ozone generator installed | Conventional washing machine system with no ozone generator installed | Conventional washing machine system with no ozone generator installed | Conventional washing machine system with no ozone generator installed | Conventional washing machine system with no ozone generator installed | Conventional washing machine system with no ozone generator installed | Conventional washing machine system with no ozone generator installed | Conventional washing machine system with no ozone generator installed | Conventional washing machine system with no ozone generator installed | Conventional washing machine system with no ozone generator installed | Conventional washing machine system with no ozone generator installed | Conventional washing machine system with no ozone generator installed | Conventional washing machine system with no ozone generator installed | Conventional washing machine system with no ozone generator installed | Conventional washing machine system with no ozone generator installed | Conventional washing machine system with no ozone generator installed | Conventional washing machine system with no ozone generator installed | 0 | 0 | 0 | 0 | 0 | 0 | 0 | 0 | 0 | 0 | 0 | 0 | 0 | 0 | 0 | 0 | 0 | 0 | 0 | 0 | 0 | 0 | 0 | 0 | 0 | 0 | 0 | 0 | 0 | 0 | 0 | 0 | 0 | 0 | 0 | 0 | 0 | 0 | 0 | 0 | 0 | 0 | 0 | 0 | 0 | 0 | 0 | 0 | 0 | 0 | 0 | 0 | 0 | 0 | 0 | 0 | 0 | 0 | 0 | 0 | 0 | 0 | 0 | 0 | 0 | 0 | 0 | 0 | 0 | 0 | 0 | 0 | 0 | 0 | 0 | 0 | 0 | 0 | 0 | 0 | 0 | 0 | 0 | 0 | 0 | 0 | 0 | 0 | 0 | 0 | 0 | 0 | 0 | 0 | 0 | 0 | 0 | 0 | 0 | 0 | 0 | 0 | 0 | 0 | 0 | 0 | 0 | 0 | 0 | 0 | 0 | 0 | Ozone laundry system(s) that transfer ozone into the water through Venturi Injection, Bubble Diffusion, or other methods | Ozone laundry system(s) that transfer ozone into the water through Venturi Injection, Bubble Diffusion, or other methods | Ozone laundry system(s) that transfer ozone into the water through Venturi Injection, Bubble Diffusion, or other methods | Ozone laundry system(s) that transfer ozone into the water through Venturi Injection, Bubble Diffusion, or other methods | Ozone laundry system(s) that transfer ozone into the water through Venturi Injection, Bubble Diffusion, or other methods | Ozone laundry system(s) that transfer ozone into the water through Venturi Injection, Bubble Diffusion, or other methods | Ozone laundry system(s) that transfer ozone into the water through Venturi Injection, Bubble Diffusion, or other methods | Ozone laundry system(s) that transfer ozone into the water through Venturi Injection, Bubble Diffusion, or other methods | Ozone laundry system(s) that transfer ozone into the water through Venturi Injection, Bubble Diffusion, or other methods | Ozone laundry system(s) that transfer ozone into the water through Venturi Injection, Bubble Diffusion, or other methods | Ozone laundry system(s) that transfer ozone into the water through Venturi Injection, Bubble Diffusion, or other methods | Ozone laundry system(s) that transfer ozone into the water through Venturi Injection, Bubble Diffusion, or other methods | Ozone laundry system(s) that transfer ozone into the water through Venturi Injection, Bubble Diffusion, or other methods | Ozone laundry system(s) that transfer ozone into the water through Venturi Injection, Bubble Diffusion, or other methods | Ozone laundry system(s) that transfer ozone into the water through Venturi Injection, Bubble Diffusion, or other methods | Ozone laundry system(s) that transfer ozone into the water through Venturi Injection, Bubble Diffusion, or other methods | Ozone laundry system(s) that transfer ozone into the water through Venturi Injection, Bubble Diffusion, or other methods | Ozone laundry system(s) that transfer ozone into the water through Venturi Injection, Bubble Diffusion, or other methods | Ozone laundry system(s) that transfer ozone into the water through Venturi Injection, Bubble Diffusion, or other methods | Ozone laundry system(s) that transfer ozone into the water through Venturi Injection, Bubble Diffusion, or other methods | Ozone laundry system(s) that transfer ozone into the water through Venturi Injection, Bubble Diffusion, or other methods | Ozone laundry system(s) that transfer ozone into the water through Venturi Injection, Bubble Diffusion, or other methods | Ozone laundry system(s) that transfer ozone into the water through Venturi Injection, Bubble Diffusion, or other methods | Ozone laundry system(s) that transfer ozone into the water through Venturi Injection, Bubble Diffusion, or other methods | Ozone laundry system(s) that transfer ozone into the water through Venturi Injection, Bubble Diffusion, or other methods | Ozone laundry system(s) that transfer ozone into the water through Venturi Injection, Bubble Diffusion, or other methods | Ozone laundry system(s) that transfer ozone into the water through Venturi Injection, Bubble Diffusion, or other methods | Ozone laundry system(s) that transfer ozone into the water through Venturi Injection, Bubble Diffusion, or other methods | 31.409 | 31.409 | 31.409 | 31.409 | 31.409 | 31.409 | 31.409 | 31.409 | 31.409 | 31.409 | 31.409 | 31.409 | 31.409 | 31.409 | 31.409 | 31.409 | 31.409 | 31.409 | 31.409 | 31.409 | 31.409 | 31.409 | 31.409 | 31.409 | 31.409 | 31.409 | 31.409 | 31.409 | 12.4042 | 12.4042 | 12.4042 | 12.4042 | 12.4042 | 12.4042 | 12.4042 | 12.4042 | 12.4042 | 12.4042 | 12.4042 | 12.4042 | 12.4042 | 12.4042 | 12.4042 | 12.4042 | 12.4042 | 12.4042 | 12.4042 | 12.4042 | 12.4042 | 12.4042 | 12.4042 | 12.4042 | 12.4042 | 12.4042 | 12.4042 | 12.4042 | 0 | 0 | 0 | 0 | 0 | 0 | 0 | 0 | 0 | 0 | 0 | 0 | 0 | 0 | 0 | 0 | 0 | 0 | 0 | 0 | 0 | 0 | 0 | 0 | 0 | 0 | 0 | 0 | 0 | 0 | 0 | 0 | 0 | 0 | 0 | 0 | 0 | 0 | 0 | 0 | 0 | 0 | 0 | 0 | 0 | 0 | 0 | 0 | 0 | 0 | 0 | 0 | 0 | 0 | 0 | 0 | 0 | 0 | 0 | 0 | 0 | 0 | 0 | 0 | 0 | 0 | 0 | 0 | 0 | 0 | 0 | 0 | 0 | 0 | 0 | 0 | 0 | 0 | 0 | 0 | 0 | 0 | 0 | 0 | 0 | 0 | 0 | 0 | 0 | 0 | 0 | 0 | 0 | 0 | 0 | 0 | 0 | 0 | 0 | 0 | 0 | 0 | 0 | 0 | 0 | 0 | 0 | 0 | 0 | 0 | 0 | 0 | Ozone laundry system(s) that transfer ozone into the water through Venturi Injection, Bubble Diffusion, or other methods | Ozone laundry system(s) that transfer ozone into the water through Venturi Injection, Bubble Diffusion, or other methods | Ozone laundry system(s) that transfer ozone into the water through Venturi Injection, Bubble Diffusion, or other methods | Ozone laundry system(s) that transfer ozone into the water through Venturi Injection, Bubble Diffusion, or other methods | Ozone laundry system(s) that transfer ozone into the water through Venturi Injection, Bubble Diffusion, or other methods | Ozone laundry system(s) that transfer ozone into the water through Venturi Injection, Bubble Diffusion, or other methods | Ozone laundry system(s) that transfer ozone into the water through Venturi Injection, Bubble Diffusion, or other methods | Ozone laundry system(s) that transfer ozone into the water through Venturi Injection, Bubble Diffusion, or other methods | Ozone laundry system(s) that transfer ozone into the water through Venturi Injection, Bubble Diffusion, or other methods | Ozone laundry system(s) that transfer ozone into the water through Venturi Injection, Bubble Diffusion, or other methods | Ozone laundry system(s) that transfer ozone into the water through Venturi Injection, Bubble Diffusion, or other methods | Ozone laundry system(s) that transfer ozone into the water through Venturi Injection, Bubble Diffusion, or other methods | Ozone laundry system(s) that transfer ozone into the water through Venturi Injection, Bubble Diffusion, or other methods | Ozone laundry system(s) that transfer ozone into the water through Venturi Injection, Bubble Diffusion, or other methods | Ozone laundry system(s) that transfer ozone into the water through Venturi Injection, Bubble Diffusion, or other methods | Ozone laundry system(s) that transfer ozone into the water through Venturi Injection, Bubble Diffusion, or other methods | Ozone laundry system(s) that transfer ozone into the water through Venturi Injection, Bubble Diffusion, or other methods | Ozone laundry system(s) that transfer ozone into the water through Venturi Injection, Bubble Diffusion, or other methods | Ozone laundry system(s) that transfer ozone into the water through Venturi Injection, Bubble Diffusion, or other methods | Ozone laundry system(s) that transfer ozone into the water through Venturi Injection, Bubble Diffusion, or other methods | Ozone laundry system(s) that transfer ozone into the water through Venturi Injection, Bubble Diffusion, or other methods | Ozone laundry system(s) that transfer ozone into the water through Venturi Injection, Bubble Diffusion, or other methods | Ozone laundry system(s) that transfer ozone into the water through Venturi Injection, Bubble Diffusion, or other methods | Ozone laundry system(s) that transfer ozone into the water through Venturi Injection, Bubble Diffusion, or other methods | Ozone laundry system(s) that transfer ozone into the water through Venturi Injection, Bubble Diffusion, or other methods | Ozone laundry system(s) that transfer ozone into the water through Venturi Injection, Bubble Diffusion, or other methods | Ozone laundry system(s) that transfer ozone into the water through Venturi Injection, Bubble Diffusion, or other methods | Ozone laundry system(s) that transfer ozone into the water through Venturi Injection, Bubble Diffusion, or other methods | 31.409 | 31.409 | 31.409 | 31.409 | 31.409 | 31.409 | 31.409 | 31.409 | 31.409 | 31.409 | 31.409 | 31.409 | 31.409 | 31.409 | 31.409 | 31.409 | 31.409 | 31.409 | 31.409 | 31.409 | 31.409 | 31.409 | 31.409 | 31.409 | 31.409 | 31.409 | 31.409 | 31.409 | 12.4042 | 12.4042 | 12.4042 | 12.4042 | 12.4042 | 12.4042 | 12.4042 | 12.4042 | 12.4042 | 12.4042 | 12.4042 | 12.4042 | 12.4042 | 12.4042 | 12.4042 | 12.4042 | 12.4042 | 12.4042 | 12.4042 | 12.4042 | 12.4042 | 12.4042 | 12.4042 | 12.4042 | 12.4042 | 12.4042 | 12.4042 | 12.4042 | 0 | 0 | 0 | 0 | 0 | 0 | 0 | 0 | 0 | 0 | 0 | 0 | 0 | 0 | 0 | 0 | 0 | 0 | 0 | 0 | 0 | 0 | 0 | 0 | 0 | 0 | 0 | 0 | 0 | 0 | 0 | 0 | 0 | 0 | 0 | 0 | 0 | 0 | 0 | 0 | 0 | 0 | 0 | 0 | 0 | 0 | 0 | 0 | 0 | 0 | 0 | 0 | 0 | 0 | 0 | 0 | 0 | 0 | 0 | 0 | 0 | 0 | 0 | 0 | 0 | 0 | 0 | 0 | 0 | 0 | 0 | 0 | 0 | 0 | 0 | 0 | 0 | 0 | 0 | 0 | 0 | 0 | 0 | 0 | 0 | 0
Oven_Healthcare_New_ENERGY STAR (3.0) | Oven_Healthcare_New | Oven_Healthcare_Commercial_New_Standard_ENERGY STAR (3.0) | Commercial | Healthcare | New | Food Preparation | Natural Gas | Oven | EQ | Standard | 15 | 9 | 12 | 517.938 | 0 | 0 | 0.04459 | 1 | LO3Slow | 0.996 | n/a | A | WCE159 | 0.18970832345269148 | 0.11382499407161488 | 1 units | 0.0321 | 2336.8624854727123 | 2336.8625 | 636.8286100500471 | 636.8286 | IL TRM v12 - 4.2.1 - Combination Oven - CI-FSE-CBOV-V05-240101 | IL TRM v12 - 4.2.1 - Combination Oven - CI-FSE-CBOV-V05-240101 | IL TRM v12 - 4.2.1 - Combination Oven - CI-FSE-CBOV-V05-240101 | 0 | 0 | 5192.9278 | Standard | Standard | Standard | Standard | Standard | Standard | Standard | Standard | Standard | Standard | Standard | Standard | Standard | Standard | Standard | Standard | Standard | Standard | Standard | Standard | Standard | Standard | Standard | Standard | Standard | Standard | Standard | Standard | 0 | 0 | 0 | 0 | 0 | 0 | 0 | 0 | 0 | 0 | 0 | 0 | 0 | 0 | 0 | 0 | 0 | 0 | 0 | 0 | 0 | 0 | 0 | 0 | 0 | 0 | 0 | 0 | 0 | 0 | 0 | 0 | 0 | 0 | 0 | 0 | 0 | 0 | 0 | 0 | 0 | 0 | 0 | 0 | 0 | 0 | 0 | 0 | 0 | 0 | 0 | 0 | 0 | 0 | 0 | 0 | 0 | 0 | 0 | 0 | 0 | 0 | 0 | 0 | 0 | 0 | 0 | 0 | 0 | 0 | 0 | 0 | 0 | 0 | 0 | 0 | 0 | 0 | 0 | 0 | 0 | 0 | 0 | 0 | 0 | 0 | 0 | 0 | 0 | 0 | 0 | 0 | 0 | 0 | 0 | 0 | 0 | 0 | 0 | 0 | 0 | 0 | 0 | 0 | 0 | 0 | 0 | 0 | 0 | 0 | 0 | 0 | ENERGY STAR (3.0) | ENERGY STAR (3.0) | ENERGY STAR (3.0) | ENERGY STAR (3.0) | ENERGY STAR (3.0) | ENERGY STAR (3.0) | ENERGY STAR (3.0) | ENERGY STAR (3.0) | ENERGY STAR (3.0) | ENERGY STAR (3.0) | ENERGY STAR (3.0) | ENERGY STAR (3.0) | ENERGY STAR (3.0) | ENERGY STAR (3.0) | ENERGY STAR (3.0) | ENERGY STAR (3.0) | ENERGY STAR (3.0) | ENERGY STAR (3.0) | ENERGY STAR (3.0) | ENERGY STAR (3.0) | ENERGY STAR (3.0) | ENERGY STAR (3.0) | ENERGY STAR (3.0) | ENERGY STAR (3.0) | ENERGY STAR (3.0) | ENERGY STAR (3.0) | ENERGY STAR (3.0) | ENERGY STAR (3.0) | 5192.9278 | 5192.9278 | 5192.9278 | 5192.9278 | 5192.9278 | 5192.9278 | 5192.9278 | 5192.9278 | 5192.9278 | 5192.9278 | 5192.9278 | 5192.9278 | 5192.9278 | 5192.9278 | 5192.9278 | 5192.9278 | 5192.9278 | 5192.9278 | 5192.9278 | 5192.9278 | 5192.9278 | 5192.9278 | 5192.9278 | 5192.9278 | 5192.9278 | 5192.9278 | 5192.9278 | 5192.9278 | 517.938 | 517.938 | 517.938 | 517.938 | 517.938 | 517.938 | 517.938 | 517.938 | 517.938 | 517.938 | 517.938 | 517.938 | 517.938 | 517.938 | 517.938 | 517.938 | 517.938 | 517.938 | 517.938 | 517.938 | 517.938 | 517.938 | 517.938 | 517.938 | 517.938 | 517.938 | 517.938 | 517.938 | 0 | 0 | 0 | 0 | 0 | 0 | 0 | 0 | 0 | 0 | 0 | 0 | 0 | 0 | 0 | 0 | 0 | 0 | 0 | 0 | 0 | 0 | 0 | 0 | 0 | 0 | 0 | 0 | 0 | 0 | 0 | 0 | 0 | 0 | 0 | 0 | 0 | 0 | 0 | 0 | 0 | 0 | 0 | 0 | 0 | 0 | 0 | 0 | 0 | 0 | 0 | 0 | 0 | 0 | 0 | 0 | 0 | 0 | 0 | 0 | 0 | 0 | 0 | 0 | 0 | 0 | 0 | 0 | 0 | 0 | 0 | 0 | 0 | 0 | 0 | 0 | 0 | 0 | 0 | 0 | 0 | 0 | 0 | 0 | 0 | 0 | 0 | 0 | 0 | 0 | 0 | 0 | 0 | 0 | 0 | 0 | 0 | 0 | 0 | 0 | 0 | 0 | 0 | 0 | 0 | 0 | 0 | 0 | 0 | 0 | 0 | 0 | ENERGY STAR (3.0) | ENERGY STAR (3.0) | ENERGY STAR (3.0) | ENERGY STAR (3.0) | ENERGY STAR (3.0) | ENERGY STAR (3.0) | ENERGY STAR (3.0) | ENERGY STAR (3.0) | ENERGY STAR (3.0) | ENERGY STAR (3.0) | ENERGY STAR (3.0) | ENERGY STAR (3.0) | ENERGY STAR (3.0) | ENERGY STAR (3.0) | ENERGY STAR (3.0) | ENERGY STAR (3.0) | ENERGY STAR (3.0) | ENERGY STAR (3.0) | ENERGY STAR (3.0) | ENERGY STAR (3.0) | ENERGY STAR (3.0) | ENERGY STAR (3.0) | ENERGY STAR (3.0) | ENERGY STAR (3.0) | ENERGY STAR (3.0) | ENERGY STAR (3.0) | ENERGY STAR (3.0) | ENERGY STAR (3.0) | 5192.9278 | 5192.9278 | 5192.9278 | 5192.9278 | 5192.9278 | 5192.9278 | 5192.9278 | 5192.9278 | 5192.9278 | 5192.9278 | 5192.9278 | 5192.9278 | 5192.9278 | 5192.9278 | 5192.9278 | 5192.9278 | 5192.9278 | 5192.9278 | 5192.9278 | 5192.9278 | 5192.9278 | 5192.9278 | 5192.9278 | 5192.9278 | 5192.9278 | 5192.9278 | 5192.9278 | 5192.9278 | 517.938 | 517.938 | 517.938 | 517.938 | 517.938 | 517.938 | 517.938 | 517.938 | 517.938 | 517.938 | 517.938 | 517.938 | 517.938 | 517.938 | 517.938 | 517.938 | 517.938 | 517.938 | 517.938 | 517.938 | 517.938 | 517.938 | 517.938 | 517.938 | 517.938 | 517.938 | 517.938 | 517.938 | 0 | 0 | 0 | 0 | 0 | 0 | 0 | 0 | 0 | 0 | 0 | 0 | 0 | 0 | 0 | 0 | 0 | 0 | 0 | 0 | 0 | 0 | 0 | 0 | 0 | 0 | 0 | 0 | 0 | 0 | 0 | 0 | 0 | 0 | 0 | 0 | 0 | 0 | 0 | 0 | 0 | 0 | 0 | 0 | 0 | 0 | 0 | 0 | 0 | 0 | 0 | 0 | 0 | 0 | 0 | 0 | 0 | 0 | 0 | 0 | 0 | 0 | 0 | 0 | 0 | 0 | 0 | 0 | 0 | 0 | 0 | 0 | 0 | 0 | 0 | 0 | 0 | 0 | 0 | 0 | 0 | 0 | 0 | 0 | 0 | 0
Oven_Healthcare_Existing_ENERGY STAR (3.0) | Oven_Healthcare_Existing | Oven_Healthcare_Commercial_Existing_Standard_ENERGY STAR (3.0) | Commercial | Healthcare | Existing | Food Preparation | Natural Gas | Oven | EQ | Standard | 15 | 9 | 12 | 517.938 | 0 | 0 | 0.04459 | 1 | LO3Slow | 0.996 | n/a | A | WCE145 | 0.18970832345269148 | 0.11382499407161488 | 1 units | 0.0321 | 2336.8624854727123 | 2336.8625 | 636.8286100500471 | 636.8286 | IL TRM v12 - 4.2.1 - Combination Oven - CI-FSE-CBOV-V05-240101 | IL TRM v12 - 4.2.1 - Combination Oven - CI-FSE-CBOV-V05-240101 | IL TRM v12 - 4.2.1 - Combination Oven - CI-FSE-CBOV-V05-240101 | 0 | 0 | 5192.9278 | Standard | Standard | Standard | Standard | Standard | Standard | Standard | Standard | Standard | Standard | Standard | Standard | Standard | Standard | Standard | Standard | Standard | Standard | Standard | Standard | Standard | Standard | Standard | Standard | Standard | Standard | Standard | Standard | 0 | 0 | 0 | 580.4889 | 640.4964 | 691.9313 | 736.0185 | 773.8074 | 806.198 | 833.9613 | 857.7584 | 796.4791 | 755.6221 | 730.6031 | 717.7307 | 133.5562 | 76.6878 | 33.3418 | 125.7503 | 107.786 | 92.388 | 67.5216 | 37.8732 | 88.4221 | 116.4076 | 128.2946 | 129.0113 | 122.2777 | 0 | 0 | 0 | 580.4889 | 1220.9853 | 1912.9166 | 2648.9351 | 3422.7425 | 4228.9404 | 5062.9017 | 5920.6601 | 6717.1392 | 7472.7613 | 8120.4374 | 8675.5884 | 9151.4321 | 9559.2981 | 9908.8975 | 10333.4891 | 10721.2218 | 10904.8322 | 11062.2124 | 11197.1098 | 11312.7361 | 11411.8444 | 11496.7944 | 11569.6086 | 11632.0208 | 0 | 0 | 0 | 1.1224072577137485 | 1.2384350000761175 | 1.3378873506724336 | 1.4231322226121332 | 1.4961992557033041 | 1.5588281412100224 | 1.6125100430729233 | 1.658523101812553 | 1.5400362171199635 | 1.4610369801443956 | 1.4126613055114465 | 1.387771833306399 | 0.25823822093065557 | 0.1482800134208195 | 0.06446826885398464 | 0.2431451726807116 | 0.20841014801203886 | 0.17863726972460492 | 0.13055670986015303 | 0.07322983718791347 | 0.17096890590375335 | 0.22508056128522835 | 0.24806474350706284 | 0.2494503880956541 | 0.23643060480068545 | 0 | 0 | 0 | 1.1224072577137485 | 2.360842257789866 | 3.6987296084623 | 5.121861831074433 | 6.618061086777738 | 8.176889227987761 | 9.789399271060685 | 11.447922372873236 | 12.9879585899932 | 14.448995570137596 | 15.861656875649043 | 17.249428708955442 | 17.507666929886096 | 17.655946943306915 | 17.7204152121609 | 17.96356038484161 | 18.17197053285365 | 18.350607802578256 | 18.48116451243841 | 18.55439434962632 | 18.725363255530073 | 18.9504438168153 | 19.198508560322367 | 19.44795894841802 | 19.684389553218708 | ENERGY STAR (3.0) | ENERGY STAR (3.0) | ENERGY STAR (3.0) | ENERGY STAR (3.0) | ENERGY STAR (3.0) | ENERGY STAR (3.0) | ENERGY STAR (3.0) | ENERGY STAR (3.0) | ENERGY STAR (3.0) | ENERGY STAR (3.0) | ENERGY STAR (3.0) | ENERGY STAR (3.0) | ENERGY STAR (3.0) | ENERGY STAR (3.0) | ENERGY STAR (3.0) | ENERGY STAR (3.0) | ENERGY STAR (3.0) | ENERGY STAR (3.0) | ENERGY STAR (3.0) | ENERGY STAR (3.0) | ENERGY STAR (3.0) | ENERGY STAR (3.0) | ENERGY STAR (3.0) | ENERGY STAR (3.0) | ENERGY STAR (3.0) | ENERGY STAR (3.0) | ENERGY STAR (3.0) | ENERGY STAR (3.0) | 5192.9278 | 5192.9278 | 5192.9278 | 5192.9278 | 5192.9278 | 5192.9278 | 5192.9278 | 5192.9278 | 5192.9278 | 5192.9278 | 5192.9278 | 5192.9278 | 5192.9278 | 5192.9278 | 5192.9278 | 5192.9278 | 5192.9278 | 5192.9278 | 5192.9278 | 5192.9278 | 5192.9278 | 5192.9278 | 5192.9278 | 5192.9278 | 5192.9278 | 5192.9278 | 5192.9278 | 5192.9278 | 517.938 | 517.938 | 517.938 | 517.938 | 517.938 | 517.938 | 517.938 | 517.938 | 517.938 | 517.938 | 517.938 | 517.938 | 517.938 | 517.938 | 517.938 | 517.938 | 517.938 | 517.938 | 517.938 | 517.938 | 517.938 | 517.938 | 517.938 | 517.938 | 517.938 | 517.938 | 517.938 | 517.938 | 0 | 0 | 0 | 2.7296 | 7.746 | 18.5968 | 38.8227 | 71.9559 | 120.3888 | 184.3337 | 261.3501 | 314.4344 | 366.3794 | 415.681 | 461.1636 | 499.3302 | 530.3189 | 550.7214 | 658.5877 | 655.784 | 630.6446 | 574.7793 | 496.8916 | 437.7316 | 374.8459 | 314.3821 | 258.5671 | 208.8146 | 0 | 0 | 0 | 2.7296 | 10.4756 | 29.0724 | 67.8951 | 139.8511 | 260.2398 | 444.5736 | 705.9237 | 1020.358 | 1386.7375 | 1802.0285 | 2261.7512 | 2759.9193 | 3289.1023 | 3840.5282 | 4505.4038 | 5178.9235 | 5845.3512 | 6485.5645 | 7086.3907 | 7638.3531 | 8132.4413 | 8564.8384 | 8933.9297 | 9240.4854 | 0 | 0 | 0 | 0.005277830821122201 | 0.014977299247395222 | 0.03595800671339403 | 0.07506583653635227 | 0.13913076711879807 | 0.23277829574413203 | 0.35641943858088737 | 0.5053348307411689 | 0.6079761602601963 | 0.7084147624318944 | 0.8037420267507849 | 0.891685124108374 | 0.9654823448263564 | 1.025400705612499 | 1.0648502069448378 | 1.27341555475078 | 1.2679945549735454 | 1.2193859734194503 | 1.111367492174461 | 0.9607672074166264 | 0.846378194309964 | 0.7247851477832858 | 0.6078751149149499 | 0.49995376408337133 | 0.40375449528084784 | 0 | 0 | 0 | 0.005277830821122201 | 0.020255130068517424 | 0.056213136781911456 | 0.13127897331826371 | 0.2704097404370618 | 0.5031880361811938 | 0.8596074747620812 | 1.3649423055032501 | 1.9729184657634462 | 2.681333228195341 | 3.4850752549461257 | 4.3767603790545 | 5.342242723880856 | 6.367643429493356 | 7.432493636438193 | 8.705909191188972 | 9.973903746162518 | 11.19328971958197 | 12.30465721175643 | 13.265424419173055 | 14.11180261348302 | 14.836587761266305 | 15.444462876181255 | 15.944416640264624 | 16.34817113554547 | ENERGY STAR (3.0) | ENERGY STAR (3.0) | ENERGY STAR (3.0) | ENERGY STAR (3.0) | ENERGY STAR (3.0) | ENERGY STAR (3.0) | ENERGY STAR (3.0) | ENERGY STAR (3.0) | ENERGY STAR (3.0) | ENERGY STAR (3.0) | ENERGY STAR (3.0) | ENERGY STAR (3.0) | ENERGY STAR (3.0) | ENERGY STAR (3.0) | ENERGY STAR (3.0) | ENERGY STAR (3.0) | ENERGY STAR (3.0) | ENERGY STAR (3.0) | ENERGY STAR (3.0) | ENERGY STAR (3.0) | ENERGY STAR (3.0) | ENERGY STAR (3.0) | ENERGY STAR (3.0) | ENERGY STAR (3.0) | ENERGY STAR (3.0) | ENERGY STAR (3.0) | ENERGY STAR (3.0) | ENERGY STAR (3.0) | 5192.9278 | 5192.9278 | 5192.9278 | 5192.9278 | 5192.9278 | 5192.9278 | 5192.9278 | 5192.9278 | 5192.9278 | 5192.9278 | 5192.9278 | 5192.9278 | 5192.9278 | 5192.9278 | 5192.9278 | 5192.9278 | 5192.9278 | 5192.9278 | 5192.9278 | 5192.9278 | 5192.9278 | 5192.9278 | 5192.9278 | 5192.9278 | 5192.9278 | 5192.9278 | 5192.9278 | 5192.9278 | 517.938 | 517.938 | 517.938 | 517.938 | 517.938 | 517.938 | 517.938 | 517.938 | 517.938 | 517.938 | 517.938 | 517.938 | 517.938 | 517.938 | 517.938 | 517.938 | 517.938 | 517.938 | 517.938 | 517.938 | 517.938 | 517.938 | 517.938 | 517.938 | 517.938 | 517.938 | 517.938 | 517.938 | 0 | 0 | 0 | 2.7296 | 7.746 | 18.5968 | 38.8227 | 71.9559 | 120.3888 | 184.3337 | 261.3501 | 314.4344 | 366.3794 | 415.681 | 461.1636 | 499.3302 | 530.3189 | 550.7214 | 658.5877 | 655.784 | 630.6446 | 574.7793 | 496.8916 | 437.7316 | 374.8459 | 314.3821 | 258.5671 | 208.8146 | 0 | 0 | 0 | 2.7296 | 10.4756 | 29.0724 | 67.8951 | 139.8511 | 260.2398 | 444.5736 | 705.9237 | 1020.358 | 1386.7375 | 1802.0285 | 2261.7512 | 2759.9193 | 3289.1023 | 3840.5282 | 4505.4038 | 5178.9235 | 5845.3512 | 6485.5645 | 7086.3907 | 7638.3531 | 8132.4413 | 8564.8384 | 8933.9297 | 9240.4854 | 0 | 0 | 0 | 0.0052778 | 0.014977 | 0.03595800671339403 | 0.07506583653635227 | 0.13913076711879807 | 0.23277829574413203 | 0.35641943858088737 | 0.5053348307411689 | 0.607976160260196 | 0.7084147624318944 | 0.8037420267507849 | 0.8916851241083743 | 0.9654823448263558 | 1.025400705612499 | 1.0648502069448378 | 1.27341555475078 | 1.267994554973546 | 1.2193859734194497 | 1.111367492174461 | 0.9607672074166249 | 0.8463781943099632 | 0.7247851477832858 | 0.6078751149149493 | 0.49995376408337083 | 0.40375449528084767 | 0 | 0
Oven_Lodging_New_ENERGY STAR (3.0) | Oven_Lodging_New | Oven_Lodging_Commercial_New_Standard_ENERGY STAR (3.0) | Commercial | Lodging | New | Food Preparation | Natural Gas | Oven | EQ | Standard | 15 | 9 | 12 | 517.0722 | 0 | 0 | 0.057548 | 1 | LO3Slow | 0.996 | n/a | A | WCE187 | 0.18970832345269148 | 0.11382499407161488 | 1 units | 0.0321 | 2336.862485472712 | 2336.8625 | 636.828610050047 | 636.8286 | IL TRM v12 - 4.2.1 - Combination Oven - CI-FSE-CBOV-V05-240101 | IL TRM v12 - 4.2.1 - Combination Oven - CI-FSE-CBOV-V05-240101 | IL TRM v12 - 4.2.1 - Combination Oven - CI-FSE-CBOV-V05-240101 | 0 | 0 | 5192.9328 | Standard | Standard | Standard | Standard | Standard | Standard | Standard | Standard | Standard | Standard | Standard | Standard | Standard | Standard | Standard | Standard | Standard | Standard | Standard | Standard | Standard | Standard | Standard | Standard | Standard | Standard | Standard | Standard | 0 | 0 | 0 | 0 | 0 | 0 | 0 | 0 | 0 | 0 | 0 | 0 | 0 | 0 | 0 | 0 | 0 | 0 | 0 | 0 | 0 | 0 | 0 | 0 | 0 | 0 | 0 | 0 | 0 | 0 | 0 | 0 | 0 | 0 | 0 | 0 | 0 | 0 | 0 | 0 | 0 | 0 | 0 | 0 | 0 | 0 | 0 | 0 | 0 | 0 | 0 | 0 | 0 | 0 | 0 | 0 | 0 | 0 | 0 | 0 | 0 | 0 | 0 | 0 | 0 | 0 | 0 | 0 | 0 | 0 | 0 | 0 | 0 | 0 | 0 | 0 | 0 | 0 | 0 | 0 | 0 | 0 | 0 | 0 | 0 | 0 | 0 | 0 | 0 | 0 | 0 | 0 | 0 | 0 | 0 | 0 | 0 | 0 | 0 | 0 | 0 | 0 | 0 | 0 | 0 | 0 | 0 | 0 | 0 | 0 | 0 | 0 | ENERGY STAR (3.0) | ENERGY STAR (3.0) | ENERGY STAR (3.0) | ENERGY STAR (3.0) | ENERGY STAR (3.0) | ENERGY STAR (3.0) | ENERGY STAR (3.0) | ENERGY STAR (3.0) | ENERGY STAR (3.0) | ENERGY STAR (3.0) | ENERGY STAR (3.0) | ENERGY STAR (3.0) | ENERGY STAR (3.0) | ENERGY STAR (3.0) | ENERGY STAR (3.0) | ENERGY STAR (3.0) | ENERGY STAR (3.0) | ENERGY STAR (3.0) | ENERGY STAR (3.0) | ENERGY STAR (3.0) | ENERGY STAR (3.0) | ENERGY STAR (3.0) | ENERGY STAR (3.0) | ENERGY STAR (3.0) | ENERGY STAR (3.0) | ENERGY STAR (3.0) | ENERGY STAR (3.0) | ENERGY STAR (3.0) | 5192.9328 | 5192.9328 | 5192.9328 | 5192.9328 | 5192.9328 | 5192.9328 | 5192.9328 | 5192.9328 | 5192.9328 | 5192.9328 | 5192.9328 | 5192.9328 | 5192.9328 | 5192.9328 | 5192.9328 | 5192.9328 | 5192.9328 | 5192.9328 | 5192.9328 | 5192.9328 | 5192.9328 | 5192.9328 | 5192.9328 | 5192.9328 | 5192.9328 | 5192.9328 | 5192.9328 | 5192.9328 | 517.0722 | 517.0722 | 517.0722 | 517.0722 | 517.0722 | 517.0722 | 517.0722 | 517.0722 | 517.0722 | 517.0722 | 517.0722 | 517.0722 | 517.0722 | 517.0722 | 517.0722 | 517.0722 | 517.0722 | 517.0722 | 517.0722 | 517.0722 | 517.0722 | 517.0722 | 517.0722 | 517.0722 | 517.0722 | 517.0722 | 517.0722 | 517.0722 | 0 | 0 | 0 | 0 | 0 | 0 | 0 | 0 | 0 | 0 | 0 | 0 | 0 | 0 | 0 | 0 | 0 | 0 | 0 | 0 | 0 | 0 | 0 | 0 | 0 | 0 | 0 | 0 | 0 | 0 | 0 | 0 | 0 | 0 | 0 | 0 | 0 | 0 | 0 | 0 | 0 | 0 | 0 | 0 | 0 | 0 | 0 | 0 | 0 | 0 | 0 | 0 | 0 | 0 | 0 | 0 | 0 | 0 | 0 | 0 | 0 | 0 | 0 | 0 | 0 | 0 | 0 | 0 | 0 | 0 | 0 | 0 | 0 | 0 | 0 | 0 | 0 | 0 | 0 | 0 | 0 | 0 | 0 | 0 | 0 | 0 | 0 | 0 | 0 | 0 | 0 | 0 | 0 | 0 | 0 | 0 | 0 | 0 | 0 | 0 | 0 | 0 | 0 | 0 | 0 | 0 | 0 | 0 | 0 | 0 | 0 | 0 | ENERGY STAR (3.0) | ENERGY STAR (3.0) | ENERGY STAR (3.0) | ENERGY STAR (3.0) | ENERGY STAR (3.0) | ENERGY STAR (3.0) | ENERGY STAR (3.0) | ENERGY STAR (3.0) | ENERGY STAR (3.0) | ENERGY STAR (3.0) | ENERGY STAR (3.0) | ENERGY STAR (3.0) | ENERGY STAR (3.0) | ENERGY STAR (3.0) | ENERGY STAR (3.0) | ENERGY STAR (3.0) | ENERGY STAR (3.0) | ENERGY STAR (3.0) | ENERGY STAR (3.0) | ENERGY STAR (3.0) | ENERGY STAR (3.0) | ENERGY STAR (3.0) | ENERGY STAR (3.0) | ENERGY STAR (3.0) | ENERGY STAR (3.0) | ENERGY STAR (3.0) | ENERGY STAR (3.0) | ENERGY STAR (3.0) | 5192.9328 | 5192.9328 | 5192.9328 | 5192.9328 | 5192.9328 | 5192.9328 | 5192.9328 | 5192.9328 | 5192.9328 | 5192.9328 | 5192.9328 | 5192.9328 | 5192.9328 | 5192.9328 | 5192.9328 | 5192.9328 | 5192.9328 | 5192.9328 | 5192.9328 | 5192.9328 | 5192.9328 | 5192.9328 | 5192.9328 | 5192.9328 | 5192.9328 | 5192.9328 | 5192.9328 | 5192.9328 | 517.0722 | 517.0722 | 517.0722 | 517.0722 | 517.0722 | 517.0722 | 517.0722 | 517.0722 | 517.0722 | 517.0722 | 517.0722 | 517.0722 | 517.0722 | 517.0722 | 517.0722 | 517.0722 | 517.0722 | 517.0722 | 517.0722 | 517.0722 | 517.0722 | 517.0722 | 517.0722 | 517.0722 | 517.0722 | 517.0722 | 517.0722 | 517.0722 | 0 | 0 | 0 | 0 | 0 | 0 | 0 | 0 | 0 | 0 | 0 | 0 | 0 | 0 | 0 | 0 | 0 | 0 | 0 | 0 | 0 | 0 | 0 | 0 | 0 | 0 | 0 | 0 | 0 | 0 | 0 | 0 | 0 | 0 | 0 | 0 | 0 | 0 | 0 | 0 | 0 | 0 | 0 | 0 | 0 | 0 | 0 | 0 | 0 | 0 | 0 | 0 | 0 | 0 | 0 | 0 | 0 | 0 | 0 | 0 | 0 | 0 | 0 | 0 | 0 | 0 | 0 | 0 | 0 | 0 | 0 | 0 | 0 | 0 | 0 | 0 | 0 | 0 | 0 | 0 | 0 | 0 | 0 | 0 | 0 | 0
Oven_Lodging_Existing_ENERGY STAR (3.0) | Oven_Lodging_Existing | Oven_Lodging_Commercial_Existing_Standard_ENERGY STAR (3.0) | Commercial | Lodging | Existing | Food Preparation | Natural Gas | Oven | EQ | Standard | 15 | 9 | 12 | 517.0722 | 0 | 0 | 0.057548 | 1 | LO3Slow | 0.996 | n/a | A | WCE173 | 0.18970832345269148 | 0.11382499407161488 | 1 units | 0.0321 | 2336.862485472712 | 2336.8625 | 636.828610050047 | 636.8286 | IL TRM v12 - 4.2.1 - Combination Oven - CI-FSE-CBOV-V05-240101 | IL TRM v12 - 4.2.1 - Combination Oven - CI-FSE-CBOV-V05-240101 | IL TRM v12 - 4.2.1 - Combination Oven - CI-FSE-CBOV-V05-240101 | 0 | 0 | 5192.9328 | Standard | Standard | Standard | Standard | Standard | Standard | Standard | Standard | Standard | Standard | Standard | Standard | Standard | Standard | Standard | Standard | Standard | Standard | Standard | Standard | Standard | Standard | Standard | Standard | Standard | Standard | Standard | Standard | 0 | 0 | 0 | 1348.1723 | 1487.5383 | 1606.9948 | 1709.3862 | 1797.1502 | 1872.3765 | 1936.8561 | 1992.1244 | 1849.8047 | 1754.9152 | 1696.8091 | 1666.9133 | 310.1812 | 178.1056 | 77.4356 | 292.0523 | 250.3305 | 214.569 | 156.8174 | 87.9596 | 205.3582 | 270.3541 | 297.9614 | 299.6257 | 283.9871 | 0 | 0 | 0 | 1348.1723 | 2835.7106 | 4442.7054 | 6152.0916 | 7949.2418 | 9821.6182 | 11758.4744 | 13750.5988 | 15600.4034 | 17355.3187 | 18859.5317 | 20148.8572 | 21253.9933 | 22201.2529 | 23013.1896 | 23999.2939 | 24899.7945 | 25326.2253 | 25691.7374 | 26005.0335 | 26273.573 | 26503.7497 | 26701.044 | 26870.1535 | 27015.1044 | 0 | 0 | 0 | 2.60676539001097 | 2.87623718912194 | 3.107213016931341 | 3.305192297910829 | 3.4748888244646765 | 3.6203429900822583 | 3.7450179891830433 | 3.851882274126573 | 3.5766991727485578 | 3.39322523726755 | 3.28087383051661 | 3.223068596031658 | 0.5997524090063578 | 0.3443769668801728 | 0.14972609170828266 | 0.5646991468884162 | 0.4840278401900696 | 0.4148810058771996 | 0.30321499648031175 | 0.17007463537470596 | 0.3970714048889457 | 0.5227444967860453 | 0.5761247385136646 | 0.5793428666321017 | 0.5491047153322768 | 0 | 0 | 0 | 2.60676539001097 | 5.4830025791329104 | 8.590215596064251 | 11.895407893975081 | 15.370296718439757 | 18.990639708522014 | 22.735657697705058 | 26.58753997183163 | 30.164239144580193 | 33.557464381847744 | 36.83833821236435 | 40.06140680839601 | 40.661159217402364 | 41.00553618428254 | 41.15526227599082 | 41.71996142287924 | 42.20398926306931 | 42.61887026894651 | 42.922085265426816 | 43.092159900801526 | 43.48923130569047 | 44.01197580247651 | 44.588100540990176 | 45.16744340762227 | 45.71654812295455 | ENERGY STAR (3.0) | ENERGY STAR (3.0) | ENERGY STAR (3.0) | ENERGY STAR (3.0) | ENERGY STAR (3.0) | ENERGY STAR (3.0) | ENERGY STAR (3.0) | ENERGY STAR (3.0) | ENERGY STAR (3.0) | ENERGY STAR (3.0) | ENERGY STAR (3.0) | ENERGY STAR (3.0) | ENERGY STAR (3.0) | ENERGY STAR (3.0) | ENERGY STAR (3.0) | ENERGY STAR (3.0) | ENERGY STAR (3.0) | ENERGY STAR (3.0) | ENERGY STAR (3.0) | ENERGY STAR (3.0) | ENERGY STAR (3.0) | ENERGY STAR (3.0) | ENERGY STAR (3.0) | ENERGY STAR (3.0) | ENERGY STAR (3.0) | ENERGY STAR (3.0) | ENERGY STAR (3.0) | ENERGY STAR (3.0) | 5192.9328 | 5192.9328 | 5192.9328 | 5192.9328 | 5192.9328 | 5192.9328 | 5192.9328 | 5192.9328 | 5192.9328 | 5192.9328 | 5192.9328 | 5192.9328 | 5192.9328 | 5192.9328 | 5192.9328 | 5192.9328 | 5192.9328 | 5192.9328 | 5192.9328 | 5192.9328 | 5192.9328 | 5192.9328 | 5192.9328 | 5192.9328 | 5192.9328 | 5192.9328 | 5192.9328 | 5192.9328 | 517.0722 | 517.0722 | 517.0722 | 517.0722 | 517.0722 | 517.0722 | 517.0722 | 517.0722 | 517.0722 | 517.0722 | 517.0722 | 517.0722 | 517.0722 | 517.0722 | 517.0722 | 517.0722 | 517.0722 | 517.0722 | 517.0722 | 517.0722 | 517.0722 | 517.0722 | 517.0722 | 517.0722 | 517.0722 | 517.0722 | 517.0722 | 517.0722 | 0 | 0 | 0 | 6.3394 | 17.9899 | 43.1907 | 90.1648 | 167.116 | 279.6002 | 428.1109 | 606.9797 | 730.2667 | 850.9079 | 965.4096 | 1071.0419 | 1159.6829 | 1231.6535 | 1279.038 | 1529.555 | 1523.0436 | 1464.6577 | 1334.912 | 1154.0194 | 1016.6218 | 870.571 | 730.1453 | 600.5163 | 484.9671 | 0 | 0 | 0 | 6.3394 | 24.3293 | 67.52 | 157.6849 | 324.8009 | 604.4011 | 1032.512 | 1639.4917 | 2369.7584 | 3220.6663 | 4185.1702 | 5252.8659 | 6409.8499 | 7638.8655 | 8919.5396 | 10463.6982 | 12027.9323 | 13575.6956 | 15062.5764 | 16457.9815 | 17739.9018 | 18887.4103 | 19891.6429 | 20748.8489 | 21460.8178 | 0 | 0 | 0 | 0.012257642334618018 | 0.03478443768572275 | 0.0835116547492635 | 0.17433870220490807 | 0.3231280499287855 | 0.540622310414795 | 0.8277760593889084 | 1.1736286789755277 | 1.4120108379789476 | 1.6452772126953483 | 1.866672621218522 | 2.07091846951167 | 2.2423108402617324 | 2.381469873714227 | 2.473090445498302 | 2.9574787336884247 | 2.94488858470156 | 2.8319962569106276 | 2.581125785024566 | 2.2313600406082545 | 1.965694153012929 | 1.6832970612502087 | 1.4117761624572058 | 1.1611312737525197 | 0.9377106546008109 | 0 | 0 | 0 | 0.012257642334618018 | 0.04704208002034077 | 0.13055373476960427 | 0.30489243697451235 | 0.6280204869032979 | 1.1686427973180928 | 1.9964188567070014 | 3.1700475356825293 | 4.582058373661477 | 6.2273355863568245 | 8.094008207575348 | 10.164926677087017 | 12.407237517348749 | 14.788707391062974 | 17.261797836561275 | 20.2192765702497 | 23.16416515495126 | 25.996161411861888 | 28.577287196886452 | 30.80864723749471 | 32.77434139050764 | 34.457638451757845 | 35.86941461421505 | 37.03054588796758 | 37.96825654256838 | ENERGY STAR (3.0) | ENERGY STAR (3.0) | ENERGY STAR (3.0) | ENERGY STAR (3.0) | ENERGY STAR (3.0) | ENERGY STAR (3.0) | ENERGY STAR (3.0) | ENERGY STAR (3.0) | ENERGY STAR (3.0) | ENERGY STAR (3.0) | ENERGY STAR (3.0) | ENERGY STAR (3.0) | ENERGY STAR (3.0) | ENERGY STAR (3.0) | ENERGY STAR (3.0) | ENERGY STAR (3.0) | ENERGY STAR (3.0) | ENERGY STAR (3.0) | ENERGY STAR (3.0) | ENERGY STAR (3.0) | ENERGY STAR (3.0) | ENERGY STAR (3.0) | ENERGY STAR (3.0) | ENERGY STAR (3.0) | ENERGY STAR (3.0) | ENERGY STAR (3.0) | ENERGY STAR (3.0) | ENERGY STAR (3.0) | 5192.9328 | 5192.9328 | 5192.9328 | 5192.9328 | 5192.9328 | 5192.9328 | 5192.9328 | 5192.9328 | 5192.9328 | 5192.9328 | 5192.9328 | 5192.9328 | 5192.9328 | 5192.9328 | 5192.9328 | 5192.9328 | 5192.9328 | 5192.9328 | 5192.9328 | 5192.9328 | 5192.9328 | 5192.9328 | 5192.9328 | 5192.9328 | 5192.9328 | 5192.9328 | 5192.9328 | 5192.9328 | 517.0722 | 517.0722 | 517.0722 | 517.0722 | 517.0722 | 517.0722 | 517.0722 | 517.0722 | 517.0722 | 517.0722 | 517.0722 | 517.0722 | 517.0722 | 517.0722 | 517.0722 | 517.0722 | 517.0722 | 517.0722 | 517.0722 | 517.0722 | 517.0722 | 517.0722 | 517.0722 | 517.0722 | 517.0722 | 517.0722 | 517.0722 | 517.0722 | 0 | 0 | 0 | 6.3394 | 17.9899 | 43.1907 | 90.1648 | 167.116 | 279.6002 | 428.1109 | 606.9797 | 730.2667 | 850.9079 | 965.4096 | 1071.0419 | 1159.6829 | 1231.6535 | 1279.038 | 1529.555 | 1523.0436 | 1464.6577 | 1334.912 | 1154.0194 | 1016.6218 | 870.571 | 730.1453 | 600.5163 | 484.9671 | 0 | 0 | 0 | 6.3394 | 24.3293 | 67.52 | 157.6849 | 324.8009 | 604.4011 | 1032.512 | 1639.4917 | 2369.7584 | 3220.6663 | 4185.1702 | 5252.8659 | 6409.8499 | 7638.8655 | 8919.5396 | 10463.6982 | 12027.9323 | 13575.6956 | 15062.5764 | 16457.9815 | 17739.9018 | 18887.4103 | 19891.6429 | 20748.8489 | 21460.8178 | 0 | 0 | 0 | 0.012258 | 0.034784 | 0.0835116547492635 | 0.17433870220490807 | 0.3231280499287855 | 0.540622310414795 | 0.8277760593889084 | 1.1736286789755277 | 1.4120108379789476 | 1.6452772126953483 | 1.8666726212185212 | 2.070918469511669 | 2.2423108402617316 | 2.381469873714227 | 2.4730904454983023 | 2.9574787336884247 | 2.9448885847015616 | 2.8319962569106307 | 2.5811257850245677 | 2.2313600406082545 | 1.965694153012929 | 1.6832970612502087 | 1.4117761624572058 | 1.161131273752525 | 0.937710654600815 | 0 | 0
Oven_Retail_New_ENERGY STAR (3.0) | Oven_Retail_New | Oven_Retail_Commercial_New_Standard_ENERGY STAR (3.0) | Commercial | Retail | New | Food Preparation | Natural Gas | Oven | EQ | Standard | 15 | 9 | 12 | 517.2369 | 0 | 0 | 0.028265 | 1 | LO3Slow | 0.996 | n/a | A | WCE75 | 0.18970832345269148 | 0.11382499407161488 | 1 units | 0.0321 | 2336.862485472713 | 2336.8625 | 636.8286100500476 | 636.8286 | IL TRM v12 - 4.2.1 - Combination Oven - CI-FSE-CBOV-V05-240101 | IL TRM v12 - 4.2.1 - Combination Oven - CI-FSE-CBOV-V05-240101 | IL TRM v12 - 4.2.1 - Combination Oven - CI-FSE-CBOV-V05-240101 | 0 | 0 | 5192.6955 | Standard | Standard | Standard | Standard | Standard | Standard | Standard | Standard | Standard | Standard | Standard | Standard | Standard | Standard | Standard | Standard | Standard | Standard | Standard | Standard | Standard | Standard | Standard | Standard | Standard | Standard | Standard | Standard | 0 | 0 | 0 | 0 | 0 | 0 | 0 | 0 | 0 | 0 | 0 | 0 | 0 | 0 | 0 | 0 | 0 | 0 | 0 | 0 | 0 | 0 | 0 | 0 | 0 | 0 | 0 | 0 | 0 | 0 | 0 | 0 | 0 | 0 | 0 | 0 | 0 | 0 | 0 | 0 | 0 | 0 | 0 | 0 | 0 | 0 | 0 | 0 | 0 | 0 | 0 | 0 | 0 | 0 | 0 | 0 | 0 | 0 | 0 | 0 | 0 | 0 | 0 | 0 | 0 | 0 | 0 | 0 | 0 | 0 | 0 | 0 | 0 | 0 | 0 | 0 | 0 | 0 | 0 | 0 | 0 | 0 | 0 | 0 | 0 | 0 | 0 | 0 | 0 | 0 | 0 | 0 | 0 | 0 | 0 | 0 | 0 | 0 | 0 | 0 | 0 | 0 | 0 | 0 | 0 | 0 | 0 | 0 | 0 | 0 | 0 | 0 | ENERGY STAR (3.0) | ENERGY STAR (3.0) | ENERGY STAR (3.0) | ENERGY STAR (3.0) | ENERGY STAR (3.0) | ENERGY STAR (3.0) | ENERGY STAR (3.0) | ENERGY STAR (3.0) | ENERGY STAR (3.0) | ENERGY STAR (3.0) | ENERGY STAR (3.0) | ENERGY STAR (3.0) | ENERGY STAR (3.0) | ENERGY STAR (3.0) | ENERGY STAR (3.0) | ENERGY STAR (3.0) | ENERGY STAR (3.0) | ENERGY STAR (3.0) | ENERGY STAR (3.0) | ENERGY STAR (3.0) | ENERGY STAR (3.0) | ENERGY STAR (3.0) | ENERGY STAR (3.0) | ENERGY STAR (3.0) | ENERGY STAR (3.0) | ENERGY STAR (3.0) | ENERGY STAR (3.0) | ENERGY STAR (3.0) | 5192.6955 | 5192.6955 | 5192.6955 | 5192.6955 | 5192.6955 | 5192.6955 | 5192.6955 | 5192.6955 | 5192.6955 | 5192.6955 | 5192.6955 | 5192.6955 | 5192.6955 | 5192.6955 | 5192.6955 | 5192.6955 | 5192.6955 | 5192.6955 | 5192.6955 | 5192.6955 | 5192.6955 | 5192.6955 | 5192.6955 | 5192.6955 | 5192.6955 | 5192.6955 | 5192.6955 | 5192.6955 | 517.2369 | 517.2369 | 517.2369 | 517.2369 | 517.2369 | 517.2369 | 517.2369 | 517.2369 | 517.2369 | 517.2369 | 517.2369 | 517.2369 | 517.2369 | 517.2369 | 517.2369 | 517.2369 | 517.2369 | 517.2369 | 517.2369 | 517.2369 | 517.2369 | 517.2369 | 517.2369 | 517.2369 | 517.2369 | 517.2369 | 517.2369 | 517.2369 | 0 | 0 | 0 | 0 | 0 | 0 | 0 | 0 | 0 | 0 | 0 | 0 | 0 | 0 | 0 | 0 | 0 | 0 | 0 | 0 | 0 | 0 | 0 | 0 | 0 | 0 | 0 | 0 | 0 | 0 | 0 | 0 | 0 | 0 | 0 | 0 | 0 | 0 | 0 | 0 | 0 | 0 | 0 | 0 | 0 | 0 | 0 | 0 | 0 | 0 | 0 | 0 | 0 | 0 | 0 | 0 | 0 | 0 | 0 | 0 | 0 | 0 | 0 | 0 | 0 | 0 | 0 | 0 | 0 | 0 | 0 | 0 | 0 | 0 | 0 | 0 | 0 | 0 | 0 | 0 | 0 | 0 | 0 | 0 | 0 | 0 | 0 | 0 | 0 | 0 | 0 | 0 | 0 | 0 | 0 | 0 | 0 | 0 | 0 | 0 | 0 | 0 | 0 | 0 | 0 | 0 | 0 | 0 | 0 | 0 | 0 | 0 | ENERGY STAR (3.0) | ENERGY STAR (3.0) | ENERGY STAR (3.0) | ENERGY STAR (3.0) | ENERGY STAR (3.0) | ENERGY STAR (3.0) | ENERGY STAR (3.0) | ENERGY STAR (3.0) | ENERGY STAR (3.0) | ENERGY STAR (3.0) | ENERGY STAR (3.0) | ENERGY STAR (3.0) | ENERGY STAR (3.0) | ENERGY STAR (3.0) | ENERGY STAR (3.0) | ENERGY STAR (3.0) | ENERGY STAR (3.0) | ENERGY STAR (3.0) | ENERGY STAR (3.0) | ENERGY STAR (3.0) | ENERGY STAR (3.0) | ENERGY STAR (3.0) | ENERGY STAR (3.0) | ENERGY STAR (3.0) | ENERGY STAR (3.0) | ENERGY STAR (3.0) | ENERGY STAR (3.0) | ENERGY STAR (3.0) | 5192.6955 | 5192.6955 | 5192.6955 | 5192.6955 | 5192.6955 | 5192.6955 | 5192.6955 | 5192.6955 | 5192.6955 | 5192.6955 | 5192.6955 | 5192.6955 | 5192.6955 | 5192.6955 | 5192.6955 | 5192.6955 | 5192.6955 | 5192.6955 | 5192.6955 | 5192.6955 | 5192.6955 | 5192.6955 | 5192.6955 | 5192.6955 | 5192.6955 | 5192.6955 | 5192.6955 | 5192.6955 | 517.2369 | 517.2369 | 517.2369 | 517.2369 | 517.2369 | 517.2369 | 517.2369 | 517.2369 | 517.2369 | 517.2369 | 517.2369 | 517.2369 | 517.2369 | 517.2369 | 517.2369 | 517.2369 | 517.2369 | 517.2369 | 517.2369 | 517.2369 | 517.2369 | 517.2369 | 517.2369 | 517.2369 | 517.2369 | 517.2369 | 517.2369 | 517.2369 | 0 | 0 | 0 | 0 | 0 | 0 | 0 | 0 | 0 | 0 | 0 | 0 | 0 | 0 | 0 | 0 | 0 | 0 | 0 | 0 | 0 | 0 | 0 | 0 | 0 | 0 | 0 | 0 | 0 | 0 | 0 | 0 | 0 | 0 | 0 | 0 | 0 | 0 | 0 | 0 | 0 | 0 | 0 | 0 | 0 | 0 | 0 | 0 | 0 | 0 | 0 | 0 | 0 | 0 | 0 | 0 | 0 | 0 | 0 | 0 | 0 | 0 | 0 | 0 | 0 | 0 | 0 | 0 | 0 | 0 | 0 | 0 | 0 | 0 | 0 | 0 | 0 | 0 | 0 | 0 | 0 | 0 | 0 | 0 | 0 | 0
Oven_Retail_Existing_ENERGY STAR (3.0) | Oven_Retail_Existing | Oven_Retail_Commercial_Existing_Standard_ENERGY STAR (3.0) | Commercial | Retail | Existing | Food Preparation | Natural Gas | Oven | EQ | Standard | 15 | 9 | 12 | 517.2369 | 0 | 0 | 0.028265 | 1 | LO3Slow | 0.996 | n/a | A | WCE61 | 0.18970832345269148 | 0.11382499407161488 | 1 units | 0.0321 | 2336.862485472713 | 2336.8625 | 636.8286100500476 | 636.8286 | IL TRM v12 - 4.2.1 - Combination Oven - CI-FSE-CBOV-V05-240101 | IL TRM v12 - 4.2.1 - Combination Oven - CI-FSE-CBOV-V05-240101 | IL TRM v12 - 4.2.1 - Combination Oven - CI-FSE-CBOV-V05-240101 | 0 | 0 | 5192.6955 | Standard | Standard | Standard | Standard | Standard | Standard | Standard | Standard | Standard | Standard | Standard | Standard | Standard | Standard | Standard | Standard | Standard | Standard | Standard | Standard | Standard | Standard | Standard | Standard | Standard | Standard | Standard | Standard | 0 | 0 | 0 | 12315.9512 | 13589.1005 | 14680.3714 | 15615.7464 | 16417.4964 | 17104.7106 | 17693.7515 | 18198.6436 | 16898.5106 | 16031.6677 | 15500.8511 | 15227.7438 | 2833.5966 | 1627.047 | 707.3975 | 2667.9835 | 2286.843 | 1960.1512 | 1432.5728 | 803.5364 | 1876.0077 | 2469.7642 | 2721.965 | 2737.1694 | 2594.3059 | 0 | 0 | 0 | 12315.9512 | 25905.0518 | 40585.4231 | 56201.1695 | 72618.6658 | 89723.3765 | 107417.1279 | 125615.7715 | 142514.2821 | 158545.9498 | 172287.3793 | 184065.7474 | 194161.4915 | 202814.9864 | 210232.2678 | 219240.6212 | 227466.9591 | 231362.5301 | 234701.591 | 237563.6431 | 240016.8307 | 242119.5629 | 243921.9048 | 245466.7692 | 246790.9388 | 0 | 0 | 0 | 23.81356991755709 | 26.275274201927665 | 28.385306445673884 | 30.19390551174207 | 31.744133282657653 | 33.07289994344244 | 34.21184279554369 | 35.18807952591619 | 32.67420081250883 | 30.998112351549217 | 29.97174914669319 | 29.44368129744098 | 5.478914972488598 | 3.145985062646057 | 1.3677919643404184 | 5.158693094646128 | 4.421736938268112 | 3.7900602328012454 | 2.7699583347258243 | 1.5536819064033571 | 3.627364280199277 | 4.775425004081507 | 5.263069240677436 | 5.29246778925638 | 5.016233367503145 | 0 | 0 | 0 | 23.81356991755709 | 50.088844119484754 | 78.47415056515865 | 108.66805607690073 | 140.4121893595584 | 173.48508930300085 | 207.69693209854452 | 242.88501162446073 | 275.5592124369696 | 306.55732478851877 | 336.52907393521195 | 365.97275523265296 | 371.45167020514157 | 374.5976552677876 | 375.965447232128 | 381.1241403267741 | 385.5458772650423 | 389.3359374978435 | 392.10589583256933 | 393.6595777389727 | 397.286942019172 | 402.0623670232535 | 407.32543626393095 | 412.6179040531874 | 417.6341374206905 | ENERGY STAR (3.0) | ENERGY STAR (3.0) | ENERGY STAR (3.0) | ENERGY STAR (3.0) | ENERGY STAR (3.0) | ENERGY STAR (3.0) | ENERGY STAR (3.0) | ENERGY STAR (3.0) | ENERGY STAR (3.0) | ENERGY STAR (3.0) | ENERGY STAR (3.0) | ENERGY STAR (3.0) | ENERGY STAR (3.0) | ENERGY STAR (3.0) | ENERGY STAR (3.0) | ENERGY STAR (3.0) | ENERGY STAR (3.0) | ENERGY STAR (3.0) | ENERGY STAR (3.0) | ENERGY STAR (3.0) | ENERGY STAR (3.0) | ENERGY STAR (3.0) | ENERGY STAR (3.0) | ENERGY STAR (3.0) | ENERGY STAR (3.0) | ENERGY STAR (3.0) | ENERGY STAR (3.0) | ENERGY STAR (3.0) | 5192.6955 | 5192.6955 | 5192.6955 | 5192.6955 | 5192.6955 | 5192.6955 | 5192.6955 | 5192.6955 | 5192.6955 | 5192.6955 | 5192.6955 | 5192.6955 | 5192.6955 | 5192.6955 | 5192.6955 | 5192.6955 | 5192.6955 | 5192.6955 | 5192.6955 | 5192.6955 | 5192.6955 | 5192.6955 | 5192.6955 | 5192.6955 | 5192.6955 | 5192.6955 | 5192.6955 | 5192.6955 | 517.2369 | 517.2369 | 517.2369 | 517.2369 | 517.2369 | 517.2369 | 517.2369 | 517.2369 | 517.2369 | 517.2369 | 517.2369 | 517.2369 | 517.2369 | 517.2369 | 517.2369 | 517.2369 | 517.2369 | 517.2369 | 517.2369 | 517.2369 | 517.2369 | 517.2369 | 517.2369 | 517.2369 | 517.2369 | 517.2369 | 517.2369 | 517.2369 | 0 | 0 | 0 | 57.9126 | 164.3429 | 394.56 | 823.6825 | 1526.6542 | 2554.2299 | 3910.9195 | 5544.9384 | 6671.2013 | 7773.2941 | 8819.3011 | 9784.2832 | 10594.0454 | 11251.5177 | 11684.3892 | 13972.9352 | 13913.4516 | 13380.0794 | 12194.8141 | 10542.3072 | 9287.1393 | 7952.923 | 6670.0925 | 5485.8931 | 4430.3176 | 0 | 0 | 0 | 57.9126 | 222.2555 | 616.8156 | 1440.498 | 2967.1522 | 5521.3821 | 9432.3016 | 14977.24 | 21648.4413 | 29421.7353 | 38232.7632 | 47986.4776 | 58555.8679 | 69783.2873 | 81482.6221 | 95588.9659 | 109878.7057 | 124017.9796 | 137601.0734 | 150348.5104 | 162059.2299 | 172542.0583 | 181716.0189 | 189546.8485 | 196050.894 | 0 | 0 | 0 | 0.11197717442404914 | 0.31776608744539514 | 0.7629035727277765 | 1.5926354132986533 | 2.951869945331221 | 4.938744099253129 | 7.561978205585545 | 10.721443790504013 | 12.899135051972788 | 15.030092116620919 | 17.052604407330183 | 18.918450412244013 | 20.484170219570185 | 21.755428993174906 | 22.59240991229685 | 27.017439649250946 | 26.902424928586015 | 25.871120250648026 | 23.57934457133225 | 20.38413143809773 | 17.957195276829104 | 15.377414635665172 | 12.896991221934881 | 10.607276311448743 | 8.566263124922289 | 0 | 0 | 0 | 0.11197717442404914 | 0.4297432618694443 | 1.1926468345972208 | 2.785282247895874 | 5.737152193227095 | 10.675896292480225 | 18.237874498065768 | 28.959318288569783 | 41.85845334054257 | 56.888545457163495 | 73.94114986449368 | 92.8596002767377 | 113.34377049630788 | 135.09919948948277 | 157.69160940177963 | 184.70904905103058 | 211.6114739796166 | 237.4825942302646 | 261.06193880159685 | 281.44607023969456 | 299.4032655165237 | 314.78068015218884 | 327.67767137412375 | 338.2849476855725 | 346.85121081049476 | ENERGY STAR (3.0) | ENERGY STAR (3.0) | ENERGY STAR (3.0) | ENERGY STAR (3.0) | ENERGY STAR (3.0) | ENERGY STAR (3.0) | ENERGY STAR (3.0) | ENERGY STAR (3.0) | ENERGY STAR (3.0) | ENERGY STAR (3.0) | ENERGY STAR (3.0) | ENERGY STAR (3.0) | ENERGY STAR (3.0) | ENERGY STAR (3.0) | ENERGY STAR (3.0) | ENERGY STAR (3.0) | ENERGY STAR (3.0) | ENERGY STAR (3.0) | ENERGY STAR (3.0) | ENERGY STAR (3.0) | ENERGY STAR (3.0) | ENERGY STAR (3.0) | ENERGY STAR (3.0) | ENERGY STAR (3.0) | ENERGY STAR (3.0) | ENERGY STAR (3.0) | ENERGY STAR (3.0) | ENERGY STAR (3.0) | 5192.6955 | 5192.6955 | 5192.6955 | 5192.6955 | 5192.6955 | 5192.6955 | 5192.6955 | 5192.6955 | 5192.6955 | 5192.6955 | 5192.6955 | 5192.6955 | 5192.6955 | 5192.6955 | 5192.6955 | 5192.6955 | 5192.6955 | 5192.6955 | 5192.6955 | 5192.6955 | 5192.6955 | 5192.6955 | 5192.6955 | 5192.6955 | 5192.6955 | 5192.6955 | 5192.6955 | 5192.6955 | 517.2369 | 517.2369 | 517.2369 | 517.2369 | 517.2369 | 517.2369 | 517.2369 | 517.2369 | 517.2369 | 517.2369 | 517.2369 | 517.2369 | 517.2369 | 517.2369 | 517.2369 | 517.2369 | 517.2369 | 517.2369 | 517.2369 | 517.2369 | 517.2369 | 517.2369 | 517.2369 | 517.2369 | 517.2369 | 517.2369 | 517.2369 | 517.2369 | 0 | 0 | 0 | 57.9126 | 164.3429 | 394.56 | 823.6825 | 1526.6542 | 2554.2299 | 3910.9195 | 5544.9384 | 6671.2013 | 7773.2941 | 8819.3011 | 9784.2832 | 10594.0454 | 11251.5177 | 11684.3892 | 13972.9352 | 13913.4516 | 13380.0794 | 12194.8141 | 10542.3072 | 9287.1393 | 7952.923 | 6670.0925 | 5485.8931 | 4430.3176 | 0 | 0 | 0 | 57.9126 | 222.2555 | 616.8156 | 1440.498 | 2967.1522 | 5521.3821 | 9432.3016 | 14977.24 | 21648.4413 | 29421.7353 | 38232.7632 | 47986.4776 | 58555.8679 | 69783.2873 | 81482.6221 | 95588.9659 | 109878.7057 | 124017.9796 | 137601.0734 | 150348.5104 | 162059.2299 | 172542.0583 | 181716.0189 | 189546.8485 | 196050.894 | 0 | 0 | 0 | 0.11198 | 0.31777 | 0.7629035727277765 | 1.5926354132986533 | 2.951869945331221 | 4.938744099253129 | 7.561978205585545 | 10.721443790504013 | 12.899135051972788 | 15.030092116620914 | 17.052604407330172 | 18.918450412244013 | 20.484170219570174 | 21.755428993174906 | 22.59240991229685 | 27.017439649250946 | 26.902424928586015 | 25.871120250648026 | 23.57934457133226 | 20.38413143809773 | 17.95719527682908 | 15.377414635665192 | 12.896991221934856 | 10.60727631144873 | 8.566263124922312 | 0 | 0
Oven_Education_New_ENERGY STAR (3.0) | Oven_Education_New | Oven_Education_Commercial_New_Standard_ENERGY STAR (3.0) | Commercial | Education | New | Food Preparation | Natural Gas | Oven | EQ | Standard | 15 | 9 | 12 | 519.9776 | 0 | 0 | 0.049627 | 1 | LO3Slow | 0.996 | n/a | A | WCE131 | 0.18970832345269148 | 0.11382499407161488 | 1 units | 0.0321 | 2336.862485472711 | 2336.8625 | 636.8286100500467 | 636.8286 | IL TRM v12 - 4.2.1 - Combination Oven - CI-FSE-CBOV-V05-240101 | IL TRM v12 - 4.2.1 - Combination Oven - CI-FSE-CBOV-V05-240101 | IL TRM v12 - 4.2.1 - Combination Oven - CI-FSE-CBOV-V05-240101 | 0 | 0 | 5194.3596 | Standard | Standard | Standard | Standard | Standard | Standard | Standard | Standard | Standard | Standard | Standard | Standard | Standard | Standard | Standard | Standard | Standard | Standard | Standard | Standard | Standard | Standard | Standard | Standard | Standard | Standard | Standard | Standard | 0 | 0 | 0 | 0 | 0 | 0 | 0 | 0 | 0 | 0 | 0 | 0 | 0 | 0 | 0 | 0 | 0 | 0 | 0 | 0 | 0 | 0 | 0 | 0 | 0 | 0 | 0 | 0 | 0 | 0 | 0 | 0 | 0 | 0 | 0 | 0 | 0 | 0 | 0 | 0 | 0 | 0 | 0 | 0 | 0 | 0 | 0 | 0 | 0 | 0 | 0 | 0 | 0 | 0 | 0 | 0 | 0 | 0 | 0 | 0 | 0 | 0 | 0 | 0 | 0 | 0 | 0 | 0 | 0 | 0 | 0 | 0 | 0 | 0 | 0 | 0 | 0 | 0 | 0 | 0 | 0 | 0 | 0 | 0 | 0 | 0 | 0 | 0 | 0 | 0 | 0 | 0 | 0 | 0 | 0 | 0 | 0 | 0 | 0 | 0 | 0 | 0 | 0 | 0 | 0 | 0 | 0 | 0 | 0 | 0 | 0 | 0 | ENERGY STAR (3.0) | ENERGY STAR (3.0) | ENERGY STAR (3.0) | ENERGY STAR (3.0) | ENERGY STAR (3.0) | ENERGY STAR (3.0) | ENERGY STAR (3.0) | ENERGY STAR (3.0) | ENERGY STAR (3.0) | ENERGY STAR (3.0) | ENERGY STAR (3.0) | ENERGY STAR (3.0) | ENERGY STAR (3.0) | ENERGY STAR (3.0) | ENERGY STAR (3.0) | ENERGY STAR (3.0) | ENERGY STAR (3.0) | ENERGY STAR (3.0) | ENERGY STAR (3.0) | ENERGY STAR (3.0) | ENERGY STAR (3.0) | ENERGY STAR (3.0) | ENERGY STAR (3.0) | ENERGY STAR (3.0) | ENERGY STAR (3.0) | ENERGY STAR (3.0) | ENERGY STAR (3.0) | ENERGY STAR (3.0) | 5194.3596 | 5194.3596 | 5194.3596 | 5194.3596 | 5194.3596 | 5194.3596 | 5194.3596 | 5194.3596 | 5194.3596 | 5194.3596 | 5194.3596 | 5194.3596 | 5194.3596 | 5194.3596 | 5194.3596 | 5194.3596 | 5194.3596 | 5194.3596 | 5194.3596 | 5194.3596 | 5194.3596 | 5194.3596 | 5194.3596 | 5194.3596 | 5194.3596 | 5194.3596 | 5194.3596 | 5194.3596 | 519.9776 | 519.9776 | 519.9776 | 519.9776 | 519.9776 | 519.9776 | 519.9776 | 519.9776 | 519.9776 | 519.9776 | 519.9776 | 519.9776 | 519.9776 | 519.9776 | 519.9776 | 519.9776 | 519.9776 | 519.9776 | 519.9776 | 519.9776 | 519.9776 | 519.9776 | 519.9776 | 519.9776 | 519.9776 | 519.9776 | 519.9776 | 519.9776 | 0 | 0 | 0 | 0 | 0 | 0 | 0 | 0 | 0 | 0 | 0 | 0 | 0 | 0 | 0 | 0 | 0 | 0 | 0 | 0 | 0 | 0 | 0 | 0 | 0 | 0 | 0 | 0 | 0 | 0 | 0 | 0 | 0 | 0 | 0 | 0 | 0 | 0 | 0 | 0 | 0 | 0 | 0 | 0 | 0 | 0 | 0 | 0 | 0 | 0 | 0 | 0 | 0 | 0 | 0 | 0 | 0 | 0 | 0 | 0 | 0 | 0 | 0 | 0 | 0 | 0 | 0 | 0 | 0 | 0 | 0 | 0 | 0 | 0 | 0 | 0 | 0 | 0 | 0 | 0 | 0 | 0 | 0 | 0 | 0 | 0 | 0 | 0 | 0 | 0 | 0 | 0 | 0 | 0 | 0 | 0 | 0 | 0 | 0 | 0 | 0 | 0 | 0 | 0 | 0 | 0 | 0 | 0 | 0 | 0 | 0 | 0 | ENERGY STAR (3.0) | ENERGY STAR (3.0) | ENERGY STAR (3.0) | ENERGY STAR (3.0) | ENERGY STAR (3.0) | ENERGY STAR (3.0) | ENERGY STAR (3.0) | ENERGY STAR (3.0) | ENERGY STAR (3.0) | ENERGY STAR (3.0) | ENERGY STAR (3.0) | ENERGY STAR (3.0) | ENERGY STAR (3.0) | ENERGY STAR (3.0) | ENERGY STAR (3.0) | ENERGY STAR (3.0) | ENERGY STAR (3.0) | ENERGY STAR (3.0) | ENERGY STAR (3.0) | ENERGY STAR (3.0) | ENERGY STAR (3.0) | ENERGY STAR (3.0) | ENERGY STAR (3.0) | ENERGY STAR (3.0) | ENERGY STAR (3.0) | ENERGY STAR (3.0) | ENERGY STAR (3.0) | ENERGY STAR (3.0) | 5194.3596 | 5194.3596 | 5194.3596 | 5194.3596 | 5194.3596 | 5194.3596 | 5194.3596 | 5194.3596 | 5194.3596 | 5194.3596 | 5194.3596 | 5194.3596 | 5194.3596 | 5194.3596 | 5194.3596 | 5194.3596 | 5194.3596 | 5194.3596 | 5194.3596 | 5194.3596 | 5194.3596 | 5194.3596 | 5194.3596 | 5194.3596 | 5194.3596 | 5194.3596 | 5194.3596 | 5194.3596 | 519.9776 | 519.9776 | 519.9776 | 519.9776 | 519.9776 | 519.9776 | 519.9776 | 519.9776 | 519.9776 | 519.9776 | 519.9776 | 519.9776 | 519.9776 | 519.9776 | 519.9776 | 519.9776 | 519.9776 | 519.9776 | 519.9776 | 519.9776 | 519.9776 | 519.9776 | 519.9776 | 519.9776 | 519.9776 | 519.9776 | 519.9776 | 519.9776 | 0 | 0 | 0 | 0 | 0 | 0 | 0 | 0 | 0 | 0 | 0 | 0 | 0 | 0 | 0 | 0 | 0 | 0 | 0 | 0 | 0 | 0 | 0 | 0 | 0 | 0 | 0 | 0 | 0 | 0 | 0 | 0 | 0 | 0 | 0 | 0 | 0 | 0 | 0 | 0 | 0 | 0 | 0 | 0 | 0 | 0 | 0 | 0 | 0 | 0 | 0 | 0 | 0 | 0 | 0 | 0 | 0 | 0 | 0 | 0 | 0 | 0 | 0 | 0 | 0 | 0 | 0 | 0 | 0 | 0 | 0 | 0 | 0 | 0 | 0 | 0 | 0 | 0 | 0 | 0 | 0 | 0 | 0 | 0 | 0 | 0
Oven_Education_Existing_ENERGY STAR (3.0) | Oven_Education_Existing | Oven_Education_Commercial_Existing_Standard_ENERGY STAR (3.0) | Commercial | Education | Existing | Food Preparation | Natural Gas | Oven | EQ | Standard | 15 | 9 | 12 | 519.9776 | 0 | 0 | 0.049627 | 1 | LO3Slow | 0.996 | n/a | A | WCE117 | 0.18970832345269148 | 0.11382499407161488 | 1 units | 0.0321 | 2336.862485472711 | 2336.8625 | 636.8286100500467 | 636.8286 | IL TRM v12 - 4.2.1 - Combination Oven - CI-FSE-CBOV-V05-240101 | IL TRM v12 - 4.2.1 - Combination Oven - CI-FSE-CBOV-V05-240101 | IL TRM v12 - 4.2.1 - Combination Oven - CI-FSE-CBOV-V05-240101 | 0 | 0 | 5194.3596 | Standard | Standard | Standard | Standard | Standard | Standard | Standard | Standard | Standard | Standard | Standard | Standard | Standard | Standard | Standard | Standard | Standard | Standard | Standard | Standard | Standard | Standard | Standard | Standard | Standard | Standard | Standard | Standard | 0 | 0 | 0 | 1158.3356 | 1278.0774 | 1380.7132 | 1468.6868 | 1544.0927 | 1608.7263 | 1664.1266 | 1711.6125 | 1589.3329 | 1507.8049 | 1457.8807 | 1432.1945 | 266.5044 | 153.0265 | 66.5319 | 250.9283 | 215.0814 | 184.3555 | 134.7358 | 75.5739 | 176.4416 | 232.2854 | 256.0053 | 257.4353 | 243.9988 | 0 | 0 | 0 | 1158.3356 | 2436.413 | 3817.1262 | 5285.8129 | 6829.9056 | 8438.632 | 10102.7586 | 11814.3711 | 13403.704 | 14911.5088 | 16203.913 | 17311.688 | 18261.2094 | 19075.0849 | 19772.6925 | 20619.9431 | 21393.6437 | 21760.0286 | 22074.0728 | 22343.2536 | 22573.9799 | 22771.7454 | 22941.2586 | 23086.5557 | 23211.096 | 0 | 0 | 0 | 2.2397056390204595 | 2.4712329986894805 | 2.6696850212629273 | 2.8397867548973097 | 2.9855882408696384 | 3.1105609431316337 | 3.217680402213344 | 3.3094970814262386 | 3.073062630408425 | 2.915423738360545 | 2.8188925813119603 | 2.7692269266516063 | 0.5153010154327661 | 0.29588509868432716 | 0.12864309661028528 | 0.485183618166233 | 0.41587167271391223 | 0.35646143375478045 | 0.26051916296528105 | 0.14612635312818606 | 0.3411596103091581 | 0.4491366203130735 | 0.4950003673413802 | 0.4977653494612068 | 0.4717850451962754 | 0 | 0 | 0 | 2.2397056390204595 | 4.7109386377099405 | 7.380623658972866 | 10.220410413870177 | 13.205998654739817 | 16.31655959787145 | 19.534240000084793 | 22.84373708151103 | 25.916799711919452 | 28.832223450279997 | 31.651116031591958 | 34.420342958243566 | 34.935643973676335 | 35.23152907236066 | 35.36017216897095 | 35.84535578713718 | 36.26122745985109 | 36.61768889360587 | 36.878208056571154 | 37.02433440969934 | 37.3654940200085 | 37.814630640321575 | 38.30963100766295 | 38.807396357124155 | 39.27918140232043 | ENERGY STAR (3.0) | ENERGY STAR (3.0) | ENERGY STAR (3.0) | ENERGY STAR (3.0) | ENERGY STAR (3.0) | ENERGY STAR (3.0) | ENERGY STAR (3.0) | ENERGY STAR (3.0) | ENERGY STAR (3.0) | ENERGY STAR (3.0) | ENERGY STAR (3.0) | ENERGY STAR (3.0) | ENERGY STAR (3.0) | ENERGY STAR (3.0) | ENERGY STAR (3.0) | ENERGY STAR (3.0) | ENERGY STAR (3.0) | ENERGY STAR (3.0) | ENERGY STAR (3.0) | ENERGY STAR (3.0) | ENERGY STAR (3.0) | ENERGY STAR (3.0) | ENERGY STAR (3.0) | ENERGY STAR (3.0) | ENERGY STAR (3.0) | ENERGY STAR (3.0) | ENERGY STAR (3.0) | ENERGY STAR (3.0) | 5194.3596 | 5194.3596 | 5194.3596 | 5194.3596 | 5194.3596 | 5194.3596 | 5194.3596 | 5194.3596 | 5194.3596 | 5194.3596 | 5194.3596 | 5194.3596 | 5194.3596 | 5194.3596 | 5194.3596 | 5194.3596 | 5194.3596 | 5194.3596 | 5194.3596 | 5194.3596 | 5194.3596 | 5194.3596 | 5194.3596 | 5194.3596 | 5194.3596 | 5194.3596 | 5194.3596 | 5194.3596 | 519.9776 | 519.9776 | 519.9776 | 519.9776 | 519.9776 | 519.9776 | 519.9776 | 519.9776 | 519.9776 | 519.9776 | 519.9776 | 519.9776 | 519.9776 | 519.9776 | 519.9776 | 519.9776 | 519.9776 | 519.9776 | 519.9776 | 519.9776 | 519.9776 | 519.9776 | 519.9776 | 519.9776 | 519.9776 | 519.9776 | 519.9776 | 519.9776 | 0 | 0 | 0 | 5.4468 | 15.4567 | 37.109 | 77.4687 | 143.5844 | 240.2295 | 367.8284 | 521.5106 | 627.4375 | 731.0912 | 829.4699 | 920.228 | 996.3875 | 1058.2238 | 1098.9361 | 1314.1777 | 1308.5831 | 1258.4186 | 1146.9424 | 991.5214 | 873.4708 | 747.9856 | 627.3332 | 515.9573 | 416.6787 | 0 | 0 | 0 | 5.4468 | 20.9035 | 58.0125 | 135.4812 | 279.0656 | 519.2951 | 887.1236 | 1408.6342 | 2036.0717 | 2767.1629 | 3595.8546 | 4513.2076 | 5507.2762 | 6563.2336 | 7663.5754 | 8990.3004 | 10334.274 | 11664.0961 | 12941.6086 | 14140.5261 | 15241.9386 | 16227.866 | 17090.6921 | 17827.1946 | 18438.9108 | 0 | 0 | 0 | 0.010531638467788748 | 0.02988642611774933 | 0.07175234287772565 | 0.14978999488181668 | 0.27762825082933107 | 0.4644970513480651 | 0.7112165579471926 | 1.00836952204838 | 1.2131849871484393 | 1.413605023737915 | 1.6038256499679213 | 1.7793115528886876 | 1.9265700905096683 | 2.046134080862814 | 2.1248535206948014 | 2.5410348865715062 | 2.530217561855579 | 2.433221651090311 | 2.217676357793098 | 1.9171612776453966 | 1.6889039174615075 | 1.446271281134661 | 1.2129833563874213 | 0.9976318818072042 | 0.80567121572462 | 0 | 0 | 0 | 0.010531638467788748 | 0.04041806458553808 | 0.11217040746326373 | 0.26196040234508045 | 0.5395886531744115 | 1.0040857045224765 | 1.7153022624696692 | 2.723671784518049 | 3.936856771666488 | 5.350461795404404 | 6.954287445372325 | 8.733598998261012 | 10.660169088770681 | 12.706303169633497 | 14.8311566903283 | 17.372191576899805 | 19.902409138755385 | 22.335630789845695 | 24.55330714763879 | 26.470468425284185 | 28.15937234274569 | 29.605643623880354 | 30.818626980267773 | 31.81625886207498 | 32.621930077799604 | ENERGY STAR (3.0) | ENERGY STAR (3.0) | ENERGY STAR (3.0) | ENERGY STAR (3.0) | ENERGY STAR (3.0) | ENERGY STAR (3.0) | ENERGY STAR (3.0) | ENERGY STAR (3.0) | ENERGY STAR (3.0) | ENERGY STAR (3.0) | ENERGY STAR (3.0) | ENERGY STAR (3.0) | ENERGY STAR (3.0) | ENERGY STAR (3.0) | ENERGY STAR (3.0) | ENERGY STAR (3.0) | ENERGY STAR (3.0) | ENERGY STAR (3.0) | ENERGY STAR (3.0) | ENERGY STAR (3.0) | ENERGY STAR (3.0) | ENERGY STAR (3.0) | ENERGY STAR (3.0) | ENERGY STAR (3.0) | ENERGY STAR (3.0) | ENERGY STAR (3.0) | ENERGY STAR (3.0) | ENERGY STAR (3.0) | 5194.3596 | 5194.3596 | 5194.3596 | 5194.3596 | 5194.3596 | 5194.3596 | 5194.3596 | 5194.3596 | 5194.3596 | 5194.3596 | 5194.3596 | 5194.3596 | 5194.3596 | 5194.3596 | 5194.3596 | 5194.3596 | 5194.3596 | 5194.3596 | 5194.3596 | 5194.3596 | 5194.3596 | 5194.3596 | 5194.3596 | 5194.3596 | 5194.3596 | 5194.3596 | 5194.3596 | 5194.3596 | 519.9776 | 519.9776 | 519.9776 | 519.9776 | 519.9776 | 519.9776 | 519.9776 | 519.9776 | 519.9776 | 519.9776 | 519.9776 | 519.9776 | 519.9776 | 519.9776 | 519.9776 | 519.9776 | 519.9776 | 519.9776 | 519.9776 | 519.9776 | 519.9776 | 519.9776 | 519.9776 | 519.9776 | 519.9776 | 519.9776 | 519.9776 | 519.9776 | 0 | 0 | 0 | 5.4468 | 15.4567 | 37.109 | 77.4687 | 143.5844 | 240.2295 | 367.8284 | 521.5106 | 627.4375 | 731.0912 | 829.4699 | 920.228 | 996.3875 | 1058.2238 | 1098.9361 | 1314.1777 | 1308.5831 | 1258.4186 | 1146.9424 | 991.5214 | 873.4708 | 747.9856 | 627.3332 | 515.9573 | 416.6787 | 0 | 0 | 0 | 5.4468 | 20.9035 | 58.0125 | 135.4812 | 279.0656 | 519.2951 | 887.1236 | 1408.6342 | 2036.0717 | 2767.1629 | 3595.8546 | 4513.2076 | 5507.2762 | 6563.2336 | 7663.5754 | 8990.3004 | 10334.274 | 11664.0961 | 12941.6086 | 14140.5261 | 15241.9386 | 16227.866 | 17090.6921 | 17827.1946 | 18438.9108 | 0 | 0 | 0 | 0.010532 | 0.029886 | 0.07175234287772565 | 0.14978999488181668 | 0.27762825082933107 | 0.4644970513480651 | 0.7112165579471926 | 1.00836952204838 | 1.2131849871484393 | 1.413605023737916 | 1.6038256499679213 | 1.7793115528886876 | 1.9265700905096694 | 2.046134080862814 | 2.1248535206948023 | 2.5410348865715062 | 2.53021756185558 | 2.433221651090311 | 2.2176763577930956 | 1.9171612776453955 | 1.6889039174615075 | 1.4462712811346616 | 1.2129833563874213 | 0.9976318818072031 | 0.8056712157246211 | 0 | 0
Oven_Restaurant_New_ENERGY STAR (3.0) | Oven_Restaurant_New | Oven_Restaurant_Commercial_New_Standard_ENERGY STAR (3.0) | Commercial | Restaurant | New | Food Preparation | Natural Gas | Oven | EQ | Standard | 15 | 9 | 12 | 517.1977 | 0 | 0 | 0.095157 | 1 | LO3Slow | 0.996 | n/a | A | WCE47 | 0.18970832345269148 | 0.11382499407161488 | 1 units | 0.0321 | 2336.862485472716 | 2336.8625 | 636.8286100500479 | 636.8286 | IL TRM v12 - 4.2.1 - Combination Oven - CI-FSE-CBOV-V05-240101 | IL TRM v12 - 4.2.1 - Combination Oven - CI-FSE-CBOV-V05-240101 | IL TRM v12 - 4.2.1 - Combination Oven - CI-FSE-CBOV-V05-240101 | 0 | 0 | 5192.7759 | Standard | Standard | Standard | Standard | Standard | Standard | Standard | Standard | Standard | Standard | Standard | Standard | Standard | Standard | Standard | Standard | Standard | Standard | Standard | Standard | Standard | Standard | Standard | Standard | Standard | Standard | Standard | Standard | 0 | 0 | 0 | 0 | 0 | 0 | 0 | 0 | 0 | 0 | 0 | 0 | 0 | 0 | 0 | 0 | 0 | 0 | 0 | 0 | 0 | 0 | 0 | 0 | 0 | 0 | 0 | 0 | 0 | 0 | 0 | 0 | 0 | 0 | 0 | 0 | 0 | 0 | 0 | 0 | 0 | 0 | 0 | 0 | 0 | 0 | 0 | 0 | 0 | 0 | 0 | 0 | 0 | 0 | 0 | 0 | 0 | 0 | 0 | 0 | 0 | 0 | 0 | 0 | 0 | 0 | 0 | 0 | 0 | 0 | 0 | 0 | 0 | 0 | 0 | 0 | 0 | 0 | 0 | 0 | 0 | 0 | 0 | 0 | 0 | 0 | 0 | 0 | 0 | 0 | 0 | 0 | 0 | 0 | 0 | 0 | 0 | 0 | 0 | 0 | 0 | 0 | 0 | 0 | 0 | 0 | 0 | 0 | 0 | 0 | 0 | 0 | ENERGY STAR (3.0) | ENERGY STAR (3.0) | ENERGY STAR (3.0) | ENERGY STAR (3.0) | ENERGY STAR (3.0) | ENERGY STAR (3.0) | ENERGY STAR (3.0) | ENERGY STAR (3.0) | ENERGY STAR (3.0) | ENERGY STAR (3.0) | ENERGY STAR (3.0) | ENERGY STAR (3.0) | ENERGY STAR (3.0) | ENERGY STAR (3.0) | ENERGY STAR (3.0) | ENERGY STAR (3.0) | ENERGY STAR (3.0) | ENERGY STAR (3.0) | ENERGY STAR (3.0) | ENERGY STAR (3.0) | ENERGY STAR (3.0) | ENERGY STAR (3.0) | ENERGY STAR (3.0) | ENERGY STAR (3.0) | ENERGY STAR (3.0) | ENERGY STAR (3.0) | ENERGY STAR (3.0) | ENERGY STAR (3.0) | 5192.7759 | 5192.7759 | 5192.7759 | 5192.7759 | 5192.7759 | 5192.7759 | 5192.7759 | 5192.7759 | 5192.7759 | 5192.7759 | 5192.7759 | 5192.7759 | 5192.7759 | 5192.7759 | 5192.7759 | 5192.7759 | 5192.7759 | 5192.7759 | 5192.7759 | 5192.7759 | 5192.7759 | 5192.7759 | 5192.7759 | 5192.7759 | 5192.7759 | 5192.7759 | 5192.7759 | 5192.7759 | 517.1977 | 517.1977 | 517.1977 | 517.1977 | 517.1977 | 517.1977 | 517.1977 | 517.1977 | 517.1977 | 517.1977 | 517.1977 | 517.1977 | 517.1977 | 517.1977 | 517.1977 | 517.1977 | 517.1977 | 517.1977 | 517.1977 | 517.1977 | 517.1977 | 517.1977 | 517.1977 | 517.1977 | 517.1977 | 517.1977 | 517.1977 | 517.1977 | 0 | 0 | 0 | 0 | 0 | 0 | 0 | 0 | 0 | 0 | 0 | 0 | 0 | 0 | 0 | 0 | 0 | 0 | 0 | 0 | 0 | 0 | 0 | 0 | 0 | 0 | 0 | 0 | 0 | 0 | 0 | 0 | 0 | 0 | 0 | 0 | 0 | 0 | 0 | 0 | 0 | 0 | 0 | 0 | 0 | 0 | 0 | 0 | 0 | 0 | 0 | 0 | 0 | 0 | 0 | 0 | 0 | 0 | 0 | 0 | 0 | 0 | 0 | 0 | 0 | 0 | 0 | 0 | 0 | 0 | 0 | 0 | 0 | 0 | 0 | 0 | 0 | 0 | 0 | 0 | 0 | 0 | 0 | 0 | 0 | 0 | 0 | 0 | 0 | 0 | 0 | 0 | 0 | 0 | 0 | 0 | 0 | 0 | 0 | 0 | 0 | 0 | 0 | 0 | 0 | 0 | 0 | 0 | 0 | 0 | 0 | 0 | ENERGY STAR (3.0) | ENERGY STAR (3.0) | ENERGY STAR (3.0) | ENERGY STAR (3.0) | ENERGY STAR (3.0) | ENERGY STAR (3.0) | ENERGY STAR (3.0) | ENERGY STAR (3.0) | ENERGY STAR (3.0) | ENERGY STAR (3.0) | ENERGY STAR (3.0) | ENERGY STAR (3.0) | ENERGY STAR (3.0) | ENERGY STAR (3.0) | ENERGY STAR (3.0) | ENERGY STAR (3.0) | ENERGY STAR (3.0) | ENERGY STAR (3.0) | ENERGY STAR (3.0) | ENERGY STAR (3.0) | ENERGY STAR (3.0) | ENERGY STAR (3.0) | ENERGY STAR (3.0) | ENERGY STAR (3.0) | ENERGY STAR (3.0) | ENERGY STAR (3.0) | ENERGY STAR (3.0) | ENERGY STAR (3.0) | 5192.7759 | 5192.7759 | 5192.7759 | 5192.7759 | 5192.7759 | 5192.7759 | 5192.7759 | 5192.7759 | 5192.7759 | 5192.7759 | 5192.7759 | 5192.7759 | 5192.7759 | 5192.7759 | 5192.7759 | 5192.7759 | 5192.7759 | 5192.7759 | 5192.7759 | 5192.7759 | 5192.7759 | 5192.7759 | 5192.7759 | 5192.7759 | 5192.7759 | 5192.7759 | 5192.7759 | 5192.7759 | 517.1977 | 517.1977 | 517.1977 | 517.1977 | 517.1977 | 517.1977 | 517.1977 | 517.1977 | 517.1977 | 517.1977 | 517.1977 | 517.1977 | 517.1977 | 517.1977 | 517.1977 | 517.1977 | 517.1977 | 517.1977 | 517.1977 | 517.1977 | 517.1977 | 517.1977 | 517.1977 | 517.1977 | 517.1977 | 517.1977 | 517.1977 | 517.1977 | 0 | 0 | 0 | 0 | 0 | 0 | 0 | 0 | 0 | 0 | 0 | 0 | 0 | 0 | 0 | 0 | 0 | 0 | 0 | 0 | 0 | 0 | 0 | 0 | 0 | 0 | 0 | 0 | 0 | 0 | 0 | 0 | 0 | 0 | 0 | 0 | 0 | 0 | 0 | 0 | 0 | 0 | 0 | 0 | 0 | 0 | 0 | 0 | 0 | 0 | 0 | 0 | 0 | 0 | 0 | 0 | 0 | 0 | 0 | 0 | 0 | 0 | 0 | 0 | 0 | 0 | 0 | 0 | 0 | 0 | 0 | 0 | 0 | 0 | 0 | 0 | 0 | 0 | 0 | 0 | 0 | 0 | 0 | 0 | 0 | 0
Oven_Restaurant_Existing_ENERGY STAR (3.0) | Oven_Restaurant_Existing | Oven_Restaurant_Commercial_Existing_Standard_ENERGY STAR (3.0) | Commercial | Restaurant | Existing | Food Preparation | Natural Gas | Oven | EQ | Standard | 15 | 9 | 12 | 517.1977 | 0 | 0 | 0.095157 | 1 | LO3Slow | 0.996 | n/a | A | WCE33 | 0.18970832345269148 | 0.11382499407161488 | 1 units | 0.0321 | 2336.862485472716 | 2336.8625 | 636.8286100500479 | 636.8286 | IL TRM v12 - 4.2.1 - Combination Oven - CI-FSE-CBOV-V05-240101 | IL TRM v12 - 4.2.1 - Combination Oven - CI-FSE-CBOV-V05-240101 | IL TRM v12 - 4.2.1 - Combination Oven - CI-FSE-CBOV-V05-240101 | 0 | 0 | 5192.7759 | Standard | Standard | Standard | Standard | Standard | Standard | Standard | Standard | Standard | Standard | Standard | Standard | Standard | Standard | Standard | Standard | Standard | Standard | Standard | Standard | Standard | Standard | Standard | Standard | Standard | Standard | Standard | Standard | 0 | 0 | 0 | 9344.9965 | 10311.0263 | 11139.0519 | 11848.788 | 12457.1333 | 12978.5721 | 13425.5197 | 13808.6176 | 12822.1134 | 12164.3774 | 11761.6087 | 11554.3827 | 2150.0532 | 1234.5574 | 536.7533 | 2024.3907 | 1735.192 | 1487.3074 | 1086.9958 | 609.7008 | 1423.4618 | 1873.9874 | 2065.3503 | 2076.887 | 1968.4862 | 0 | 0 | 0 | 9344.9965 | 19656.0228 | 30795.0747 | 42643.8627 | 55100.9961 | 68079.5682 | 81505.0879 | 95313.7055 | 108135.8189 | 120300.1963 | 130726.8055 | 139663.8992 | 147324.2651 | 153890.2931 | 159518.317 | 166353.6016 | 172595.5149 | 175551.3643 | 178084.9495 | 180256.594 | 182118.0036 | 183713.4975 | 185081.0637 | 186253.2633 | 187258.0058 | 0 | 0 | 0 | 18.069065399989483 | 19.936937200131975 | 21.537970171682684 | 22.91028414729757 | 24.086553269253194 | 25.094783945215152 | 25.958981667468258 | 26.69972257225664 | 24.79226228648448 | 23.520493621723354 | 22.741718161475657 | 22.341035166997987 | 4.157246196249168 | 2.3870847605436687 | 1.03784197593261 | 3.9142708643995476 | 3.3550893123424492 | 2.8757908391506644 | 2.101766281942727 | 1.1788900225700787 | 2.752341737732623 | 3.6234578440033207 | 3.99346854099184 | 4.015775330724613 | 3.8061764402740104 | 0 | 0 | 0 | 18.069065399989483 | 38.00600260012146 | 59.543972771804135 | 82.45425691910171 | 106.5408101883549 | 131.63559413357007 | 157.5945758010383 | 184.29429837329496 | 209.08656065977942 | 232.6070542815028 | 255.34877244297846 | 277.68980760997647 | 281.84705380622563 | 284.2341385667693 | 285.2719805427019 | 289.18625140710145 | 292.54134071944384 | 295.4171315585945 | 297.51889784053725 | 298.69778786310735 | 301.45012960083994 | 305.07358744484327 | 309.06705598583517 | 313.08283131655975 | 316.8890077568338 | ENERGY STAR (3.0) | ENERGY STAR (3.0) | ENERGY STAR (3.0) | ENERGY STAR (3.0) | ENERGY STAR (3.0) | ENERGY STAR (3.0) | ENERGY STAR (3.0) | ENERGY STAR (3.0) | ENERGY STAR (3.0) | ENERGY STAR (3.0) | ENERGY STAR (3.0) | ENERGY STAR (3.0) | ENERGY STAR (3.0) | ENERGY STAR (3.0) | ENERGY STAR (3.0) | ENERGY STAR (3.0) | ENERGY STAR (3.0) | ENERGY STAR (3.0) | ENERGY STAR (3.0) | ENERGY STAR (3.0) | ENERGY STAR (3.0) | ENERGY STAR (3.0) | ENERGY STAR (3.0) | ENERGY STAR (3.0) | ENERGY STAR (3.0) | ENERGY STAR (3.0) | ENERGY STAR (3.0) | ENERGY STAR (3.0) | 5192.7759 | 5192.7759 | 5192.7759 | 5192.7759 | 5192.7759 | 5192.7759 | 5192.7759 | 5192.7759 | 5192.7759 | 5192.7759 | 5192.7759 | 5192.7759 | 5192.7759 | 5192.7759 | 5192.7759 | 5192.7759 | 5192.7759 | 5192.7759 | 5192.7759 | 5192.7759 | 5192.7759 | 5192.7759 | 5192.7759 | 5192.7759 | 5192.7759 | 5192.7759 | 5192.7759 | 5192.7759 | 517.1977 | 517.1977 | 517.1977 | 517.1977 | 517.1977 | 517.1977 | 517.1977 | 517.1977 | 517.1977 | 517.1977 | 517.1977 | 517.1977 | 517.1977 | 517.1977 | 517.1977 | 517.1977 | 517.1977 | 517.1977 | 517.1977 | 517.1977 | 517.1977 | 517.1977 | 517.1977 | 517.1977 | 517.1977 | 517.1977 | 517.1977 | 517.1977 | 0 | 0 | 0 | 43.9424 | 124.6988 | 299.381 | 624.987 | 1158.3822 | 1938.0776 | 2967.4954 | 4207.3429 | 5061.9194 | 5898.1564 | 6691.837 | 7424.0382 | 8038.463 | 8537.3343 | 8865.7851 | 10602.2692 | 10557.1348 | 10152.4269 | 9253.0811 | 7999.2054 | 7046.8194 | 6034.4538 | 5061.0781 | 4162.541 | 3361.6001 | 0 | 0 | 0 | 43.9424 | 168.6412 | 468.0222 | 1093.0093 | 2251.3914 | 4189.469 | 7156.9645 | 11364.3074 | 16426.2268 | 22324.3832 | 29009.9427 | 36410.7861 | 44430.5415 | 52949.5908 | 61826.7161 | 72530.2121 | 83372.8637 | 94101.3461 | 104407.8147 | 114080.2104 | 122965.9742 | 130920.0488 | 137880.9915 | 143822.8041 | 148757.8904 | 0 | 0 | 0 | 0.08496512261617685 | 0.24111194734043226 | 0.5788697199633466 | 1.2084468452592572 | 2.2397956828442185 | 3.747379768432952 | 5.737815842944281 | 8.135129243688032 | 9.787499970155807 | 11.404410105805326 | 12.93903540472637 | 14.354786743388148 | 15.542810785754712 | 16.507406098431414 | 17.142483620135025 | 20.500071415275848 | 20.412801488219475 | 19.630276577528207 | 17.891341811551296 | 15.466904179092271 | 13.625413450428725 | 11.667948640062352 | 9.785873292370999 | 8.048502179676074 | 6.499838922664896 | 0 | 0 | 0 | 0.08496512261617685 | 0.3260770699566091 | 0.9049467899199556 | 2.113393635179213 | 4.353189318023431 | 8.100569086456384 | 13.838384929400664 | 21.9735141730887 | 31.761014143244505 | 43.165424249049835 | 56.1044596537762 | 70.45924639716435 | 86.00205718291906 | 102.50946328135046 | 119.65194690148549 | 140.15201831676134 | 160.5648198049808 | 180.195096382509 | 198.0864381940603 | 213.5533423731526 | 227.1787558235813 | 238.84670446364365 | 248.63257775601463 | 256.6810799356907 | 263.1809188583556 | ENERGY STAR (3.0) | ENERGY STAR (3.0) | ENERGY STAR (3.0) | ENERGY STAR (3.0) | ENERGY STAR (3.0) | ENERGY STAR (3.0) | ENERGY STAR (3.0) | ENERGY STAR (3.0) | ENERGY STAR (3.0) | ENERGY STAR (3.0) | ENERGY STAR (3.0) | ENERGY STAR (3.0) | ENERGY STAR (3.0) | ENERGY STAR (3.0) | ENERGY STAR (3.0) | ENERGY STAR (3.0) | ENERGY STAR (3.0) | ENERGY STAR (3.0) | ENERGY STAR (3.0) | ENERGY STAR (3.0) | ENERGY STAR (3.0) | ENERGY STAR (3.0) | ENERGY STAR (3.0) | ENERGY STAR (3.0) | ENERGY STAR (3.0) | ENERGY STAR (3.0) | ENERGY STAR (3.0) | ENERGY STAR (3.0) | 5192.7759 | 5192.7759 | 5192.7759 | 5192.7759 | 5192.7759 | 5192.7759 | 5192.7759 | 5192.7759 | 5192.7759 | 5192.7759 | 5192.7759 | 5192.7759 | 5192.7759 | 5192.7759 | 5192.7759 | 5192.7759 | 5192.7759 | 5192.7759 | 5192.7759 | 5192.7759 | 5192.7759 | 5192.7759 | 5192.7759 | 5192.7759 | 5192.7759 | 5192.7759 | 5192.7759 | 5192.7759 | 517.1977 | 517.1977 | 517.1977 | 517.1977 | 517.1977 | 517.1977 | 517.1977 | 517.1977 | 517.1977 | 517.1977 | 517.1977 | 517.1977 | 517.1977 | 517.1977 | 517.1977 | 517.1977 | 517.1977 | 517.1977 | 517.1977 | 517.1977 | 517.1977 | 517.1977 | 517.1977 | 517.1977 | 517.1977 | 517.1977 | 517.1977 | 517.1977 | 0 | 0 | 0 | 43.9424 | 124.6988 | 299.381 | 624.987 | 1158.3822 | 1938.0776 | 2967.4954 | 4207.3429 | 5061.9194 | 5898.1564 | 6691.837 | 7424.0382 | 8038.463 | 8537.3343 | 8865.7851 | 10602.2692 | 10557.1348 | 10152.4269 | 9253.0811 | 7999.2054 | 7046.8194 | 6034.4538 | 5061.0781 | 4162.541 | 3361.6001 | 0 | 0 | 0 | 43.9424 | 168.6412 | 468.0222 | 1093.0093 | 2251.3914 | 4189.469 | 7156.9645 | 11364.3074 | 16426.2268 | 22324.3832 | 29009.9427 | 36410.7861 | 44430.5415 | 52949.5908 | 61826.7161 | 72530.2121 | 83372.8637 | 94101.3461 | 104407.8147 | 114080.2104 | 122965.9742 | 130920.0488 | 137880.9915 | 143822.8041 | 148757.8904 | 0 | 0 | 0 | 0.084965 | 0.24111 | 0.5788697199633466 | 1.2084468452592572 | 2.2397956828442185 | 3.747379768432952 | 5.737815842944281 | 8.135129243688032 | 9.787499970155807 | 11.404410105805326 | 12.939035404726363 | 14.354786743388148 | 15.542810785754718 | 16.507406098431414 | 17.14248362013502 | 20.500071415275826 | 20.412801488219475 | 19.63027657752823 | 17.891341811551296 | 15.466904179092271 | 13.625413450428736 | 11.667948640062352 | 9.785873292371015 | 8.048502179676063 | 6.499838922664896 | 0 | 0
Oven_Grocery_New_ENERGY STAR (3.0) | Oven_Grocery_New | Oven_Grocery_Commercial_New_Standard_ENERGY STAR (3.0) | Commercial | Grocery | New | Food Preparation | Natural Gas | Oven | EQ | Standard | 15 | 9 | 12 | 517.2742 | 0 | 0 | 0.18666 | 1 | LO3Slow | 0.996 | n/a | A | WCE103 | 0.18970832345269148 | 0.11382499407161488 | 1 units | 0.0321 | 2336.8624854727163 | 2336.8625 | 636.8286100500484 | 636.8286 | IL TRM v12 - 4.2.1 - Combination Oven - CI-FSE-CBOV-V05-240101 | IL TRM v12 - 4.2.1 - Combination Oven - CI-FSE-CBOV-V05-240101 | IL TRM v12 - 4.2.1 - Combination Oven - CI-FSE-CBOV-V05-240101 | 0 | 0 | 5192.8212 | Standard | Standard | Standard | Standard | Standard | Standard | Standard | Standard | Standard | Standard | Standard | Standard | Standard | Standard | Standard | Standard | Standard | Standard | Standard | Standard | Standard | Standard | Standard | Standard | Standard | Standard | Standard | Standard | 0 | 0 | 0 | 0 | 0 | 0 | 0 | 0 | 0 | 0 | 0 | 0 | 0 | 0 | 0 | 0 | 0 | 0 | 0 | 0 | 0 | 0 | 0 | 0 | 0 | 0 | 0 | 0 | 0 | 0 | 0 | 0 | 0 | 0 | 0 | 0 | 0 | 0 | 0 | 0 | 0 | 0 | 0 | 0 | 0 | 0 | 0 | 0 | 0 | 0 | 0 | 0 | 0 | 0 | 0 | 0 | 0 | 0 | 0 | 0 | 0 | 0 | 0 | 0 | 0 | 0 | 0 | 0 | 0 | 0 | 0 | 0 | 0 | 0 | 0 | 0 | 0 | 0 | 0 | 0 | 0 | 0 | 0 | 0 | 0 | 0 | 0 | 0 | 0 | 0 | 0 | 0 | 0 | 0 | 0 | 0 | 0 | 0 | 0 | 0 | 0 | 0 | 0 | 0 | 0 | 0 | 0 | 0 | 0 | 0 | 0 | 0 | ENERGY STAR (3.0) | ENERGY STAR (3.0) | ENERGY STAR (3.0) | ENERGY STAR (3.0) | ENERGY STAR (3.0) | ENERGY STAR (3.0) | ENERGY STAR (3.0) | ENERGY STAR (3.0) | ENERGY STAR (3.0) | ENERGY STAR (3.0) | ENERGY STAR (3.0) | ENERGY STAR (3.0) | ENERGY STAR (3.0) | ENERGY STAR (3.0) | ENERGY STAR (3.0) | ENERGY STAR (3.0) | ENERGY STAR (3.0) | ENERGY STAR (3.0) | ENERGY STAR (3.0) | ENERGY STAR (3.0) | ENERGY STAR (3.0) | ENERGY STAR (3.0) | ENERGY STAR (3.0) | ENERGY STAR (3.0) | ENERGY STAR (3.0) | ENERGY STAR (3.0) | ENERGY STAR (3.0) | ENERGY STAR (3.0) | 5192.8212 | 5192.8212 | 5192.8212 | 5192.8212 | 5192.8212 | 5192.8212 | 5192.8212 | 5192.8212 | 5192.8212 | 5192.8212 | 5192.8212 | 5192.8212 | 5192.8212 | 5192.8212 | 5192.8212 | 5192.8212 | 5192.8212 | 5192.8212 | 5192.8212 | 5192.8212 | 5192.8212 | 5192.8212 | 5192.8212 | 5192.8212 | 5192.8212 | 5192.8212 | 5192.8212 | 5192.8212 | 517.2742 | 517.2742 | 517.2742 | 517.2742 | 517.2742 | 517.2742 | 517.2742 | 517.2742 | 517.2742 | 517.2742 | 517.2742 | 517.2742 | 517.2742 | 517.2742 | 517.2742 | 517.2742 | 517.2742 | 517.2742 | 517.2742 | 517.2742 | 517.2742 | 517.2742 | 517.2742 | 517.2742 | 517.2742 | 517.2742 | 517.2742 | 517.2742 | 0 | 0 | 0 | 0 | 0 | 0 | 0 | 0 | 0 | 0 | 0 | 0 | 0 | 0 | 0 | 0 | 0 | 0 | 0 | 0 | 0 | 0 | 0 | 0 | 0 | 0 | 0 | 0 | 0 | 0 | 0 | 0 | 0 | 0 | 0 | 0 | 0 | 0 | 0 | 0 | 0 | 0 | 0 | 0 | 0 | 0 | 0 | 0 | 0 | 0 | 0 | 0 | 0 | 0 | 0 | 0 | 0 | 0 | 0 | 0 | 0 | 0 | 0 | 0 | 0 | 0 | 0 | 0 | 0 | 0 | 0 | 0 | 0 | 0 | 0 | 0 | 0 | 0 | 0 | 0 | 0 | 0 | 0 | 0 | 0 | 0 | 0 | 0 | 0 | 0 | 0 | 0 | 0 | 0 | 0 | 0 | 0 | 0 | 0 | 0 | 0 | 0 | 0 | 0 | 0 | 0 | 0 | 0 | 0 | 0 | 0 | 0 | ENERGY STAR (3.0) | ENERGY STAR (3.0) | ENERGY STAR (3.0) | ENERGY STAR (3.0) | ENERGY STAR (3.0) | ENERGY STAR (3.0) | ENERGY STAR (3.0) | ENERGY STAR (3.0) | ENERGY STAR (3.0) | ENERGY STAR (3.0) | ENERGY STAR (3.0) | ENERGY STAR (3.0) | ENERGY STAR (3.0) | ENERGY STAR (3.0) | ENERGY STAR (3.0) | ENERGY STAR (3.0) | ENERGY STAR (3.0) | ENERGY STAR (3.0) | ENERGY STAR (3.0) | ENERGY STAR (3.0) | ENERGY STAR (3.0) | ENERGY STAR (3.0) | ENERGY STAR (3.0) | ENERGY STAR (3.0) | ENERGY STAR (3.0) | ENERGY STAR (3.0) | ENERGY STAR (3.0) | ENERGY STAR (3.0) | 5192.8212 | 5192.8212 | 5192.8212 | 5192.8212 | 5192.8212 | 5192.8212 | 5192.8212 | 5192.8212 | 5192.8212 | 5192.8212 | 5192.8212 | 5192.8212 | 5192.8212 | 5192.8212 | 5192.8212 | 5192.8212 | 5192.8212 | 5192.8212 | 5192.8212 | 5192.8212 | 5192.8212 | 5192.8212 | 5192.8212 | 5192.8212 | 5192.8212 | 5192.8212 | 5192.8212 | 5192.8212 | 517.2742 | 517.2742 | 517.2742 | 517.2742 | 517.2742 | 517.2742 | 517.2742 | 517.2742 | 517.2742 | 517.2742 | 517.2742 | 517.2742 | 517.2742 | 517.2742 | 517.2742 | 517.2742 | 517.2742 | 517.2742 | 517.2742 | 517.2742 | 517.2742 | 517.2742 | 517.2742 | 517.2742 | 517.2742 | 517.2742 | 517.2742 | 517.2742 | 0 | 0 | 0 | 0 | 0 | 0 | 0 | 0 | 0 | 0 | 0 | 0 | 0 | 0 | 0 | 0 | 0 | 0 | 0 | 0 | 0 | 0 | 0 | 0 | 0 | 0 | 0 | 0 | 0 | 0 | 0 | 0 | 0 | 0 | 0 | 0 | 0 | 0 | 0 | 0 | 0 | 0 | 0 | 0 | 0 | 0 | 0 | 0 | 0 | 0 | 0 | 0 | 0 | 0 | 0 | 0 | 0 | 0 | 0 | 0 | 0 | 0 | 0 | 0 | 0 | 0 | 0 | 0 | 0 | 0 | 0 | 0 | 0 | 0 | 0 | 0 | 0 | 0 | 0 | 0 | 0 | 0 | 0 | 0 | 0 | 0
Oven_Grocery_Existing_ENERGY STAR (3.0) | Oven_Grocery_Existing | Oven_Grocery_Commercial_Existing_Standard_ENERGY STAR (3.0) | Commercial | Grocery | Existing | Food Preparation | Natural Gas | Oven | EQ | Standard | 15 | 9 | 12 | 517.2742 | 0 | 0 | 0.18666 | 1 | LO3Slow | 0.996 | n/a | A | WCE89 | 0.18970832345269148 | 0.11382499407161488 | 1 units | 0.0321 | 2336.8624854727163 | 2336.8625 | 636.8286100500484 | 636.8286 | IL TRM v12 - 4.2.1 - Combination Oven - CI-FSE-CBOV-V05-240101 | IL TRM v12 - 4.2.1 - Combination Oven - CI-FSE-CBOV-V05-240101 | IL TRM v12 - 4.2.1 - Combination Oven - CI-FSE-CBOV-V05-240101 | 0 | 0 | 5192.8212 | Standard | Standard | Standard | Standard | Standard | Standard | Standard | Standard | Standard | Standard | Standard | Standard | Standard | Standard | Standard | Standard | Standard | Standard | Standard | Standard | Standard | Standard | Standard | Standard | Standard | Standard | Standard | Standard | 0 | 0 | 0 | 13598.9573 | 15004.736 | 16209.6893 | 17242.5063 | 18127.7781 | 18886.5825 | 19536.9862 | 20094.4752 | 18658.9017 | 17701.756 | 17115.6419 | 16814.0839 | 3128.7846 | 1796.5436 | 781.0901 | 2945.9189 | 2525.0734 | 2164.3486 | 1581.8101 | 887.2443 | 2071.4396 | 2727.0502 | 3005.5239 | 3022.3122 | 2864.566 | 0 | 0 | 0 | 13598.9573 | 28603.6933 | 44813.3826 | 62055.8889 | 80183.667 | 99070.2495 | 118607.2357 | 138701.7109 | 157360.6126 | 175062.3686 | 190235.3023 | 203240.6741 | 214388.1356 | 223943.1026 | 232133.0744 | 242079.867 | 251163.1782 | 255464.5677 | 259151.473 | 262311.6775 | 265020.4243 | 267342.2072 | 269332.3068 | 271038.1065 | 272500.2206 | 0 | 0 | 0 | 26.29433271317139 | 29.012483402831602 | 31.342326851111793 | 33.33933552106623 | 35.05105723817004 | 36.51824728140188 | 37.77583874702917 | 38.85377428899541 | 36.07801393388135 | 34.22732007312227 | 33.09403616455787 | 32.510957198596955 | 6.049677292927683 | 3.4737159625485163 | 1.5102807818097295 | 5.696096514103827 | 4.882368440660429 | 4.1848872348518045 | 3.0585169005342405 | 1.7155356848569467 | 4.005242539679564 | 5.272901725311658 | 5.811345975674171 | 5.843807098483359 | 5.538796139708331 | 0 | 0 | 0 | 26.29433271317139 | 55.30681611600299 | 86.64914296711478 | 119.988478488181 | 155.03953572635106 | 191.55778300775293 | 229.33362175478211 | 268.18739604377754 | 304.26540997765886 | 338.4927300507811 | 371.586766215339 | 404.09772341393597 | 410.14740070686366 | 413.6211166694122 | 415.1313974512219 | 420.82749396532574 | 425.7098624059862 | 429.89474964083803 | 432.9532665413723 | 434.66880222622916 | 438.6740447659088 | 443.94694649122044 | 449.7582924668946 | 455.60209956537796 | 461.14089570508634 | ENERGY STAR (3.0) | ENERGY STAR (3.0) | ENERGY STAR (3.0) | ENERGY STAR (3.0) | ENERGY STAR (3.0) | ENERGY STAR (3.0) | ENERGY STAR (3.0) | ENERGY STAR (3.0) | ENERGY STAR (3.0) | ENERGY STAR (3.0) | ENERGY STAR (3.0) | ENERGY STAR (3.0) | ENERGY STAR (3.0) | ENERGY STAR (3.0) | ENERGY STAR (3.0) | ENERGY STAR (3.0) | ENERGY STAR (3.0) | ENERGY STAR (3.0) | ENERGY STAR (3.0) | ENERGY STAR (3.0) | ENERGY STAR (3.0) | ENERGY STAR (3.0) | ENERGY STAR (3.0) | ENERGY STAR (3.0) | ENERGY STAR (3.0) | ENERGY STAR (3.0) | ENERGY STAR (3.0) | ENERGY STAR (3.0) | 5192.8212 | 5192.8212 | 5192.8212 | 5192.8212 | 5192.8212 | 5192.8212 | 5192.8212 | 5192.8212 | 5192.8212 | 5192.8212 | 5192.8212 | 5192.8212 | 5192.8212 | 5192.8212 | 5192.8212 | 5192.8212 | 5192.8212 | 5192.8212 | 5192.8212 | 5192.8212 | 5192.8212 | 5192.8212 | 5192.8212 | 5192.8212 | 5192.8212 | 5192.8212 | 5192.8212 | 5192.8212 | 517.2742 | 517.2742 | 517.2742 | 517.2742 | 517.2742 | 517.2742 | 517.2742 | 517.2742 | 517.2742 | 517.2742 | 517.2742 | 517.2742 | 517.2742 | 517.2742 | 517.2742 | 517.2742 | 517.2742 | 517.2742 | 517.2742 | 517.2742 | 517.2742 | 517.2742 | 517.2742 | 517.2742 | 517.2742 | 517.2742 | 517.2742 | 517.2742 | 0 | 0 | 0 | 63.9456 | 181.4632 | 435.6631 | 909.489 | 1685.6924 | 2820.3151 | 4318.3369 | 6122.5787 | 7366.1692 | 8583.0718 | 9738.046 | 10803.5544 | 11697.6731 | 12423.637 | 12901.6026 | 15428.5564 | 15362.8762 | 14773.9402 | 13465.2007 | 11640.545 | 10254.6209 | 8781.4135 | 7364.945 | 6057.3823 | 4891.843 | 0 | 0 | 0 | 63.9456 | 245.4088 | 681.0719 | 1590.5609 | 3276.2533 | 6096.5684 | 10414.9053 | 16537.484 | 23903.6532 | 32486.725 | 42215.6359 | 52985.4369 | 64655.8865 | 77052.9148 | 89971.02 | 105546.8828 | 121325.2467 | 136937.4701 | 151935.5737 | 166010.9664 | 178941.6423 | 190516.5123 | 200646.1643 | 209292.7653 | 216474.3653 | 0 | 0 | 0 | 0.12364232203656395 | 0.3508691580967806 | 0.8423785446205385 | 1.7585471474051844 | 3.2593790320923235 | 5.453234478515996 | 8.349742251825077 | 11.838343061080945 | 14.242893860220434 | 16.595841958692215 | 18.82904812108197 | 20.889267391632174 | 22.618095017727992 | 24.021786327910615 | 24.945959177179315 | 29.83196344163713 | 29.70496713900183 | 28.566226982686263 | 26.03570709740623 | 22.50763476278247 | 19.827874142306342 | 16.979346569976624 | 14.24052669811526 | 11.712282260886106 | 9.458647884171757 | 0 | 0 | 0 | 0.12364232203656395 | 0.47451148013334454 | 1.316890024753883 | 3.0754371721590674 | 6.334816204251391 | 11.788050682767386 | 20.13779293459246 | 31.976135995673406 | 46.219029855893844 | 62.81487181458606 | 81.64391993566802 | 102.53318732730021 | 125.15128234502819 | 149.17306867293883 | 174.11902785011813 | 203.95099129175526 | 233.6559584307571 | 262.22218541344336 | 288.25789251084956 | 310.7655272736321 | 330.5934014159384 | 347.572747985915 | 361.81327468403026 | 373.5255569449164 | 382.9842048290881 | ENERGY STAR (3.0) | ENERGY STAR (3.0) | ENERGY STAR (3.0) | ENERGY STAR (3.0) | ENERGY STAR (3.0) | ENERGY STAR (3.0) | ENERGY STAR (3.0) | ENERGY STAR (3.0) | ENERGY STAR (3.0) | ENERGY STAR (3.0) | ENERGY STAR (3.0) | ENERGY STAR (3.0) | ENERGY STAR (3.0) | ENERGY STAR (3.0) | ENERGY STAR (3.0) | ENERGY STAR (3.0) | ENERGY STAR (3.0) | ENERGY STAR (3.0) | ENERGY STAR (3.0) | ENERGY STAR (3.0) | ENERGY STAR (3.0) | ENERGY STAR (3.0) | ENERGY STAR (3.0) | ENERGY STAR (3.0) | ENERGY STAR (3.0) | ENERGY STAR (3.0) | ENERGY STAR (3.0) | ENERGY STAR (3.0) | 5192.8212 | 5192.8212 | 5192.8212 | 5192.8212 | 5192.8212 | 5192.8212 | 5192.8212 | 5192.8212 | 5192.8212 | 5192.8212 | 5192.8212 | 5192.8212 | 5192.8212 | 5192.8212 | 5192.8212 | 5192.8212 | 5192.8212 | 5192.8212 | 5192.8212 | 5192.8212 | 5192.8212 | 5192.8212 | 5192.8212 | 5192.8212 | 5192.8212 | 5192.8212 | 5192.8212 | 5192.8212 | 517.2742 | 517.2742 | 517.2742 | 517.2742 | 517.2742 | 517.2742 | 517.2742 | 517.2742 | 517.2742 | 517.2742 | 517.2742 | 517.2742 | 517.2742 | 517.2742 | 517.2742 | 517.2742 | 517.2742 | 517.2742 | 517.2742 | 517.2742 | 517.2742 | 517.2742 | 517.2742 | 517.2742 | 517.2742 | 517.2742 | 517.2742 | 517.2742 | 0 | 0 | 0 | 63.9456 | 181.4632 | 435.6631 | 909.489 | 1685.6924 | 2820.3151 | 4318.3369 | 6122.5787 | 7366.1692 | 8583.0718 | 9738.046 | 10803.5544 | 11697.6731 | 12423.637 | 12901.6026 | 15428.5564 | 15362.8762 | 14773.9402 | 13465.2007 | 11640.545 | 10254.6209 | 8781.4135 | 7364.945 | 6057.3823 | 4891.843 | 0 | 0 | 0 | 63.9456 | 245.4088 | 681.0719 | 1590.5609 | 3276.2533 | 6096.5684 | 10414.9053 | 16537.484 | 23903.6532 | 32486.725 | 42215.6359 | 52985.4369 | 64655.8865 | 77052.9148 | 89971.02 | 105546.8828 | 121325.2467 | 136937.4701 | 151935.5737 | 166010.9664 | 178941.6423 | 190516.5123 | 200646.1643 | 209292.7653 | 216474.3653 | 0 | 0 | 0 | 0.12364 | 0.35087 | 0.8423785446205385 | 1.7585471474051844 | 3.2593790320923235 | 5.453234478515996 | 8.349742251825077 | 11.838343061080945 | 14.242893860220434 | 16.595841958692215 | 18.82904812108197 | 20.889267391632185 | 22.618095017728002 | 24.021786327910608 | 24.945959177179304 | 29.83196344163711 | 29.704967139001848 | 28.566226982686263 | 26.03570709740627 | 22.507634762782487 | 19.827874142306325 | 16.979346569976624 | 14.240526698115278 | 11.712282260886106 | 9.458647884171748 | 0 | 0
Oven_Office_New_ENERGY STAR (3.0) | Oven_Office_New | Oven_Office_Commercial_New_Standard_ENERGY STAR (3.0) | Commercial | Office | New | Food Preparation | Natural Gas | Oven | EQ | Standard | 15 | 9 | 12 | 518.476 | 0 | 0 | 0.023893 | 1 | LO3Slow | 0.996 | n/a | A | WCE19 | 0.18970832345269148 | 0.11382499407161488 | 1 units | 0.0321 | 2336.8624854727145 | 2336.8625 | 636.8286100500471 | 636.8286 | IL TRM v12 - 4.2.1 - Combination Oven - CI-FSE-CBOV-V05-240101 | IL TRM v12 - 4.2.1 - Combination Oven - CI-FSE-CBOV-V05-240101 | IL TRM v12 - 4.2.1 - Combination Oven - CI-FSE-CBOV-V05-240101 | 0 | 0 | 5192.4985 | Standard | Standard | Standard | Standard | Standard | Standard | Standard | Standard | Standard | Standard | Standard | Standard | Standard | Standard | Standard | Standard | Standard | Standard | Standard | Standard | Standard | Standard | Standard | Standard | Standard | Standard | Standard | Standard | 0 | 0 | 0 | 0 | 0 | 0 | 0 | 0 | 0 | 0 | 0 | 0 | 0 | 0 | 0 | 0 | 0 | 0 | 0 | 0 | 0 | 0 | 0 | 0 | 0 | 0 | 0 | 0 | 0 | 0 | 0 | 0 | 0 | 0 | 0 | 0 | 0 | 0 | 0 | 0 | 0 | 0 | 0 | 0 | 0 | 0 | 0 | 0 | 0 | 0 | 0 | 0 | 0 | 0 | 0 | 0 | 0 | 0 | 0 | 0 | 0 | 0 | 0 | 0 | 0 | 0 | 0 | 0 | 0 | 0 | 0 | 0 | 0 | 0 | 0 | 0 | 0 | 0 | 0 | 0 | 0 | 0 | 0 | 0 | 0 | 0 | 0 | 0 | 0 | 0 | 0 | 0 | 0 | 0 | 0 | 0 | 0 | 0 | 0 | 0 | 0 | 0 | 0 | 0 | 0 | 0 | 0 | 0 | 0 | 0 | 0 | 0 | ENERGY STAR (3.0) | ENERGY STAR (3.0) | ENERGY STAR (3.0) | ENERGY STAR (3.0) | ENERGY STAR (3.0) | ENERGY STAR (3.0) | ENERGY STAR (3.0) | ENERGY STAR (3.0) | ENERGY STAR (3.0) | ENERGY STAR (3.0) | ENERGY STAR (3.0) | ENERGY STAR (3.0) | ENERGY STAR (3.0) | ENERGY STAR (3.0) | ENERGY STAR (3.0) | ENERGY STAR (3.0) | ENERGY STAR (3.0) | ENERGY STAR (3.0) | ENERGY STAR (3.0) | ENERGY STAR (3.0) | ENERGY STAR (3.0) | ENERGY STAR (3.0) | ENERGY STAR (3.0) | ENERGY STAR (3.0) | ENERGY STAR (3.0) | ENERGY STAR (3.0) | ENERGY STAR (3.0) | ENERGY STAR (3.0) | 5192.4985 | 5192.4985 | 5192.4985 | 5192.4985 | 5192.4985 | 5192.4985 | 5192.4985 | 5192.4985 | 5192.4985 | 5192.4985 | 5192.4985 | 5192.4985 | 5192.4985 | 5192.4985 | 5192.4985 | 5192.4985 | 5192.4985 | 5192.4985 | 5192.4985 | 5192.4985 | 5192.4985 | 5192.4985 | 5192.4985 | 5192.4985 | 5192.4985 | 5192.4985 | 5192.4985 | 5192.4985 | 518.476 | 518.476 | 518.476 | 518.476 | 518.476 | 518.476 | 518.476 | 518.476 | 518.476 | 518.476 | 518.476 | 518.476 | 518.476 | 518.476 | 518.476 | 518.476 | 518.476 | 518.476 | 518.476 | 518.476 | 518.476 | 518.476 | 518.476 | 518.476 | 518.476 | 518.476 | 518.476 | 518.476 | 0 | 0 | 0 | 0 | 0 | 0 | 0 | 0 | 0 | 0 | 0 | 0 | 0 | 0 | 0 | 0 | 0 | 0 | 0 | 0 | 0 | 0 | 0 | 0 | 0 | 0 | 0 | 0 | 0 | 0 | 0 | 0 | 0 | 0 | 0 | 0 | 0 | 0 | 0 | 0 | 0 | 0 | 0 | 0 | 0 | 0 | 0 | 0 | 0 | 0 | 0 | 0 | 0 | 0 | 0 | 0 | 0 | 0 | 0 | 0 | 0 | 0 | 0 | 0 | 0 | 0 | 0 | 0 | 0 | 0 | 0 | 0 | 0 | 0 | 0 | 0 | 0 | 0 | 0 | 0 | 0 | 0 | 0 | 0 | 0 | 0 | 0 | 0 | 0 | 0 | 0 | 0 | 0 | 0 | 0 | 0 | 0 | 0 | 0 | 0 | 0 | 0 | 0 | 0 | 0 | 0 | 0 | 0 | 0 | 0 | 0 | 0 | ENERGY STAR (3.0) | ENERGY STAR (3.0) | ENERGY STAR (3.0) | ENERGY STAR (3.0) | ENERGY STAR (3.0) | ENERGY STAR (3.0) | ENERGY STAR (3.0) | ENERGY STAR (3.0) | ENERGY STAR (3.0) | ENERGY STAR (3.0) | ENERGY STAR (3.0) | ENERGY STAR (3.0) | ENERGY STAR (3.0) | ENERGY STAR (3.0) | ENERGY STAR (3.0) | ENERGY STAR (3.0) | ENERGY STAR (3.0) | ENERGY STAR (3.0) | ENERGY STAR (3.0) | ENERGY STAR (3.0) | ENERGY STAR (3.0) | ENERGY STAR (3.0) | ENERGY STAR (3.0) | ENERGY STAR (3.0) | ENERGY STAR (3.0) | ENERGY STAR (3.0) | ENERGY STAR (3.0) | ENERGY STAR (3.0) | 5192.4985 | 5192.4985 | 5192.4985 | 5192.4985 | 5192.4985 | 5192.4985 | 5192.4985 | 5192.4985 | 5192.4985 | 5192.4985 | 5192.4985 | 5192.4985 | 5192.4985 | 5192.4985 | 5192.4985 | 5192.4985 | 5192.4985 | 5192.4985 | 5192.4985 | 5192.4985 | 5192.4985 | 5192.4985 | 5192.4985 | 5192.4985 | 5192.4985 | 5192.4985 | 5192.4985 | 5192.4985 | 518.476 | 518.476 | 518.476 | 518.476 | 518.476 | 518.476 | 518.476 | 518.476 | 518.476 | 518.476 | 518.476 | 518.476 | 518.476 | 518.476 | 518.476 | 518.476 | 518.476 | 518.476 | 518.476 | 518.476 | 518.476 | 518.476 | 518.476 | 518.476 | 518.476 | 518.476 | 518.476 | 518.476 | 0 | 0 | 0 | 0 | 0 | 0 | 0 | 0 | 0 | 0 | 0 | 0 | 0 | 0 | 0 | 0 | 0 | 0 | 0 | 0 | 0 | 0 | 0 | 0 | 0 | 0 | 0 | 0 | 0 | 0 | 0 | 0 | 0 | 0 | 0 | 0 | 0 | 0 | 0 | 0 | 0 | 0 | 0 | 0 | 0 | 0 | 0 | 0 | 0 | 0 | 0 | 0 | 0 | 0 | 0 | 0 | 0 | 0 | 0 | 0 | 0 | 0 | 0 | 0 | 0 | 0 | 0 | 0 | 0 | 0 | 0 | 0 | 0 | 0 | 0 | 0 | 0 | 0 | 0 | 0 | 0 | 0 | 0 | 0 | 0 | 0
Oven_Office_Existing_ENERGY STAR (3.0) | Oven_Office_Existing | Oven_Office_Commercial_Existing_Standard_ENERGY STAR (3.0) | Commercial | Office | Existing | Food Preparation | Natural Gas | Oven | EQ | Standard | 15 | 9 | 12 | 518.476 | 0 | 0 | 0.023893 | 1 | LO3Slow | 0.996 | n/a | A | WCE5 | 0.18970832345269148 | 0.11382499407161488 | 1 units | 0.0321 | 2336.8624854727145 | 2336.8625 | 636.8286100500471 | 636.8286 | IL TRM v12 - 4.2.1 - Combination Oven - CI-FSE-CBOV-V05-240101 | IL TRM v12 - 4.2.1 - Combination Oven - CI-FSE-CBOV-V05-240101 | IL TRM v12 - 4.2.1 - Combination Oven - CI-FSE-CBOV-V05-240101 | 0 | 0 | 5192.4985 | Standard | Standard | Standard | Standard | Standard | Standard | Standard | Standard | Standard | Standard | Standard | Standard | Standard | Standard | Standard | Standard | Standard | Standard | Standard | Standard | Standard | Standard | Standard | Standard | Standard | Standard | Standard | Standard | 0 | 0 | 0 | 264.3451 | 291.6716 | 315.0942 | 335.1708 | 352.3792 | 367.1294 | 379.7723 | 390.6091 | 362.7036 | 344.0979 | 332.7047 | 326.8428 | 60.8193 | 34.9224 | 15.1833 | 57.2646 | 49.084 | 42.072 | 30.7482 | 17.2468 | 40.266 | 53.0101 | 58.4233 | 58.7496 | 55.6832 | 0 | 0 | 0 | 264.3451 | 556.0167 | 871.1109 | 1206.2817 | 1558.6609 | 1925.7903 | 2305.5626 | 2696.1717 | 3058.8753 | 3402.9732 | 3697.9143 | 3950.721 | 4167.4124 | 4353.1479 | 4512.3498 | 4705.7018 | 4882.269 | 4965.8821 | 5037.5505 | 5098.9806 | 5151.6349 | 5196.7672 | 5235.452 | 5268.6104 | 5297.0319 | 0 | 0 | 0 | 0.5111258969647027 | 0.5639630320421737 | 0.6092520049657203 | 0.6480711246144746 | 0.6813446557419782 | 0.7098648252798385 | 0.7343106848837186 | 0.7552642788299018 | 0.7013072905791198 | 0.6653323308831962 | 0.6433028403234117 | 0.6319685819975204 | 0.11759745974256025 | 0.06752429150897656 | 0.02935779461269094 | 0.11072433256731602 | 0.09490657077198483 | 0.08134848923313025 | 0.05945338910936562 | 0.03334766944887022 | 0.07785644184191158 | 0.1024980041652326 | 0.11296462461284576 | 0.11359562448241152 | 0.1076666282386753 | 0 | 0 | 0 | 0.5111258969647027 | 1.0750889290068764 | 1.6843409339725968 | 2.3324120585870713 | 3.0137567143290496 | 3.723621539608888 | 4.457932224492606 | 5.213196503322508 | 5.914503793901629 | 6.5798361247848245 | 7.2231389651082365 | 7.855107547105757 | 7.972705006848318 | 8.040229298357296 | 8.069587092969986 | 8.180311425537303 | 8.275217996309287 | 8.356566485542418 | 8.416019874651782 | 8.449367544100651 | 8.527223985942564 | 8.629721990107797 | 8.742686614720641 | 8.856282239203054 | 8.96394886744173 | ENERGY STAR (3.0) | ENERGY STAR (3.0) | ENERGY STAR (3.0) | ENERGY STAR (3.0) | ENERGY STAR (3.0) | ENERGY STAR (3.0) | ENERGY STAR (3.0) | ENERGY STAR (3.0) | ENERGY STAR (3.0) | ENERGY STAR (3.0) | ENERGY STAR (3.0) | ENERGY STAR (3.0) | ENERGY STAR (3.0) | ENERGY STAR (3.0) | ENERGY STAR (3.0) | ENERGY STAR (3.0) | ENERGY STAR (3.0) | ENERGY STAR (3.0) | ENERGY STAR (3.0) | ENERGY STAR (3.0) | ENERGY STAR (3.0) | ENERGY STAR (3.0) | ENERGY STAR (3.0) | ENERGY STAR (3.0) | ENERGY STAR (3.0) | ENERGY STAR (3.0) | ENERGY STAR (3.0) | ENERGY STAR (3.0) | 5192.4985 | 5192.4985 | 5192.4985 | 5192.4985 | 5192.4985 | 5192.4985 | 5192.4985 | 5192.4985 | 5192.4985 | 5192.4985 | 5192.4985 | 5192.4985 | 5192.4985 | 5192.4985 | 5192.4985 | 5192.4985 | 5192.4985 | 5192.4985 | 5192.4985 | 5192.4985 | 5192.4985 | 5192.4985 | 5192.4985 | 5192.4985 | 5192.4985 | 5192.4985 | 5192.4985 | 5192.4985 | 518.476 | 518.476 | 518.476 | 518.476 | 518.476 | 518.476 | 518.476 | 518.476 | 518.476 | 518.476 | 518.476 | 518.476 | 518.476 | 518.476 | 518.476 | 518.476 | 518.476 | 518.476 | 518.476 | 518.476 | 518.476 | 518.476 | 518.476 | 518.476 | 518.476 | 518.476 | 518.476 | 518.476 | 0 | 0 | 0 | 1.243 | 3.5274 | 8.4687 | 17.6792 | 32.7676 | 54.8231 | 83.9426 | 119.0146 | 143.1883 | 166.8432 | 189.2943 | 210.0063 | 227.3868 | 241.4985 | 250.7895 | 299.9101 | 298.6333 | 287.1852 | 261.7451 | 226.2763 | 199.3358 | 170.6987 | 143.1645 | 117.7472 | 95.0907 | 0 | 0 | 0 | 1.243 | 4.7704 | 13.2391 | 30.9183 | 63.6859 | 118.509 | 202.4515 | 321.4661 | 464.6544 | 631.4975 | 820.6143 | 1029.9645 | 1256.8221 | 1497.8034 | 1748.9137 | 2051.6872 | 2358.397 | 2661.8773 | 2953.4199 | 3227.0263 | 3478.381 | 3703.3807 | 3900.2873 | 4068.3654 | 4207.9659 | 0 | 0 | 0 | 0.002403437784221847 | 0.006820416973716691 | 0.01637468780439198 | 0.03418375350601485 | 0.0633578744704794 | 0.10600342646436971 | 0.16230757952455485 | 0.230121212113508 | 0.27686239385080746 | 0.32260048960177284 | 0.36601096574162917 | 0.4060588130892235 | 0.43966485971245395 | 0.4669507006503095 | 0.4849153579658489 | 0.5798926041841335 | 0.5774239696002581 | 0.5552884170401061 | 0.5060985684039074 | 0.4375176632993005 | 0.3854267787070694 | 0.3300552951893913 | 0.27681637945418996 | 0.22767076241871834 | 0.18386318970737195 | 0 | 0 | 0 | 0.002403437784221847 | 0.009223854757938538 | 0.025598542562330517 | 0.05978229606834536 | 0.12314017053882476 | 0.22914359700319448 | 0.39145117652774936 | 0.6215723886412573 | 0.8984347824920648 | 1.2210352720938376 | 1.5870462378354666 | 1.9931050509246904 | 2.4327699106371443 | 2.899720611287454 | 3.384635969253303 | 3.9645285734374363 | 4.541952543037694 | 5.097240960077801 | 5.603339528481707 | 6.040857191781008 | 6.426283970488077 | 6.756339265677469 | 7.033155645131659 | 7.260826407550377 | 7.444689597257749 | ENERGY STAR (3.0) | ENERGY STAR (3.0) | ENERGY STAR (3.0) | ENERGY STAR (3.0) | ENERGY STAR (3.0) | ENERGY STAR (3.0) | ENERGY STAR (3.0) | ENERGY STAR (3.0) | ENERGY STAR (3.0) | ENERGY STAR (3.0) | ENERGY STAR (3.0) | ENERGY STAR (3.0) | ENERGY STAR (3.0) | ENERGY STAR (3.0) | ENERGY STAR (3.0) | ENERGY STAR (3.0) | ENERGY STAR (3.0) | ENERGY STAR (3.0) | ENERGY STAR (3.0) | ENERGY STAR (3.0) | ENERGY STAR (3.0) | ENERGY STAR (3.0) | ENERGY STAR (3.0) | ENERGY STAR (3.0) | ENERGY STAR (3.0) | ENERGY STAR (3.0) | ENERGY STAR (3.0) | ENERGY STAR (3.0) | 5192.4985 | 5192.4985 | 5192.4985 | 5192.4985 | 5192.4985 | 5192.4985 | 5192.4985 | 5192.4985 | 5192.4985 | 5192.4985 | 5192.4985 | 5192.4985 | 5192.4985 | 5192.4985 | 5192.4985 | 5192.4985 | 5192.4985 | 5192.4985 | 5192.4985 | 5192.4985 | 5192.4985 | 5192.4985 | 5192.4985 | 5192.4985 | 5192.4985 | 5192.4985 | 5192.4985 | 5192.4985 | 518.476 | 518.476 | 518.476 | 518.476 | 518.476 | 518.476 | 518.476 | 518.476 | 518.476 | 518.476 | 518.476 | 518.476 | 518.476 | 518.476 | 518.476 | 518.476 | 518.476 | 518.476 | 518.476 | 518.476 | 518.476 | 518.476 | 518.476 | 518.476 | 518.476 | 518.476 | 518.476 | 518.476 | 0 | 0 | 0 | 1.243 | 3.5274 | 8.4687 | 17.6792 | 32.7676 | 54.8231 | 83.9426 | 119.0146 | 143.1883 | 166.8432 | 189.2943 | 210.0063 | 227.3868 | 241.4985 | 250.7895 | 299.9101 | 298.6333 | 287.1852 | 261.7451 | 226.2763 | 199.3358 | 170.6987 | 143.1645 | 117.7472 | 95.0907 | 0 | 0 | 0 | 1.243 | 4.7704 | 13.2391 | 30.9183 | 63.6859 | 118.509 | 202.4515 | 321.4661 | 464.6544 | 631.4975 | 820.6143 | 1029.9645 | 1256.8221 | 1497.8034 | 1748.9137 | 2051.6872 | 2358.397 | 2661.8773 | 2953.4199 | 3227.0263 | 3478.381 | 3703.3807 | 3900.2873 | 4068.3654 | 4207.9659 | 0 | 0 | 0 | 0.0024034 | 0.0068204 | 0.01637468780439198 | 0.03418375350601485 | 0.0633578744704794 | 0.10600342646436971 | 0.16230757952455485 | 0.230121212113508 | 0.27686239385080746 | 0.32260048960177307 | 0.36601096574162917 | 0.40605881308922365 | 0.43966485971245395 | 0.46695070065030975 | 0.4849153579658487 | 0.5798926041841335 | 0.5774239696002577 | 0.5552884170401061 | 0.5060985684039071 | 0.4375176632993005 | 0.3854267787070694 | 0.33005529518939153 | 0.2768163794541896 | 0.22767076241871814 | 0.18386318970737195 | 0 | 0
Oven_Warehouse_New_ENERGY STAR (3.0) | Oven_Warehouse_New | Oven_Warehouse_Commercial_New_Standard_ENERGY STAR (3.0) | Commercial | Warehouse | New | Food Preparation | Natural Gas | Oven | EQ | Standard | 15 | 9 | 12 | 491.6872 | 0 | 0 | 0.0030557 | 1 | LO3Slow | 0.996 | n/a | A | WCE215 | 0.18970832345269148 | 0.11382499407161488 | 1 units | 0.0321 | 2336.862485472711 | 2336.8625 | 636.8286100500471 | 636.8286 | IL TRM v12 - 4.2.1 - Combination Oven - CI-FSE-CBOV-V05-240101 | IL TRM v12 - 4.2.1 - Combination Oven - CI-FSE-CBOV-V05-240101 | IL TRM v12 - 4.2.1 - Combination Oven - CI-FSE-CBOV-V05-240101 | 0 | 0 | 5203.6891 | Standard | Standard | Standard | Standard | Standard | Standard | Standard | Standard | Standard | Standard | Standard | Standard | Standard | Standard | Standard | Standard | Standard | Standard | Standard | Standard | Standard | Standard | Standard | Standard | Standard | Standard | Standard | Standard | 0 | 0 | 0 | 0 | 0 | 0 | 0 | 0 | 0 | 0 | 0 | 0 | 0 | 0 | 0 | 0 | 0 | 0 | 0 | 0 | 0 | 0 | 0 | 0 | 0 | 0 | 0 | 0 | 0 | 0 | 0 | 0 | 0 | 0 | 0 | 0 | 0 | 0 | 0 | 0 | 0 | 0 | 0 | 0 | 0 | 0 | 0 | 0 | 0 | 0 | 0 | 0 | 0 | 0 | 0 | 0 | 0 | 0 | 0 | 0 | 0 | 0 | 0 | 0 | 0 | 0 | 0 | 0 | 0 | 0 | 0 | 0 | 0 | 0 | 0 | 0 | 0 | 0 | 0 | 0 | 0 | 0 | 0 | 0 | 0 | 0 | 0 | 0 | 0 | 0 | 0 | 0 | 0 | 0 | 0 | 0 | 0 | 0 | 0 | 0 | 0 | 0 | 0 | 0 | 0 | 0 | 0 | 0 | 0 | 0 | 0 | 0 | ENERGY STAR (3.0) | ENERGY STAR (3.0) | ENERGY STAR (3.0) | ENERGY STAR (3.0) | ENERGY STAR (3.0) | ENERGY STAR (3.0) | ENERGY STAR (3.0) | ENERGY STAR (3.0) | ENERGY STAR (3.0) | ENERGY STAR (3.0) | ENERGY STAR (3.0) | ENERGY STAR (3.0) | ENERGY STAR (3.0) | ENERGY STAR (3.0) | ENERGY STAR (3.0) | ENERGY STAR (3.0) | ENERGY STAR (3.0) | ENERGY STAR (3.0) | ENERGY STAR (3.0) | ENERGY STAR (3.0) | ENERGY STAR (3.0) | ENERGY STAR (3.0) | ENERGY STAR (3.0) | ENERGY STAR (3.0) | ENERGY STAR (3.0) | ENERGY STAR (3.0) | ENERGY STAR (3.0) | ENERGY STAR (3.0) | 5203.6891 | 5203.6891 | 5203.6891 | 5203.6891 | 5203.6891 | 5203.6891 | 5203.6891 | 5203.6891 | 5203.6891 | 5203.6891 | 5203.6891 | 5203.6891 | 5203.6891 | 5203.6891 | 5203.6891 | 5203.6891 | 5203.6891 | 5203.6891 | 5203.6891 | 5203.6891 | 5203.6891 | 5203.6891 | 5203.6891 | 5203.6891 | 5203.6891 | 5203.6891 | 5203.6891 | 5203.6891 | 491.6872 | 491.6872 | 491.6872 | 491.6872 | 491.6872 | 491.6872 | 491.6872 | 491.6872 | 491.6872 | 491.6872 | 491.6872 | 491.6872 | 491.6872 | 491.6872 | 491.6872 | 491.6872 | 491.6872 | 491.6872 | 491.6872 | 491.6872 | 491.6872 | 491.6872 | 491.6872 | 491.6872 | 491.6872 | 491.6872 | 491.6872 | 491.6872 | 0 | 0 | 0 | 0 | 0 | 0 | 0 | 0 | 0 | 0 | 0 | 0 | 0 | 0 | 0 | 0 | 0 | 0 | 0 | 0 | 0 | 0 | 0 | 0 | 0 | 0 | 0 | 0 | 0 | 0 | 0 | 0 | 0 | 0 | 0 | 0 | 0 | 0 | 0 | 0 | 0 | 0 | 0 | 0 | 0 | 0 | 0 | 0 | 0 | 0 | 0 | 0 | 0 | 0 | 0 | 0 | 0 | 0 | 0 | 0 | 0 | 0 | 0 | 0 | 0 | 0 | 0 | 0 | 0 | 0 | 0 | 0 | 0 | 0 | 0 | 0 | 0 | 0 | 0 | 0 | 0 | 0 | 0 | 0 | 0 | 0 | 0 | 0 | 0 | 0 | 0 | 0 | 0 | 0 | 0 | 0 | 0 | 0 | 0 | 0 | 0 | 0 | 0 | 0 | 0 | 0 | 0 | 0 | 0 | 0 | 0 | 0 | ENERGY STAR (3.0) | ENERGY STAR (3.0) | ENERGY STAR (3.0) | ENERGY STAR (3.0) | ENERGY STAR (3.0) | ENERGY STAR (3.0) | ENERGY STAR (3.0) | ENERGY STAR (3.0) | ENERGY STAR (3.0) | ENERGY STAR (3.0) | ENERGY STAR (3.0) | ENERGY STAR (3.0) | ENERGY STAR (3.0) | ENERGY STAR (3.0) | ENERGY STAR (3.0) | ENERGY STAR (3.0) | ENERGY STAR (3.0) | ENERGY STAR (3.0) | ENERGY STAR (3.0) | ENERGY STAR (3.0) | ENERGY STAR (3.0) | ENERGY STAR (3.0) | ENERGY STAR (3.0) | ENERGY STAR (3.0) | ENERGY STAR (3.0) | ENERGY STAR (3.0) | ENERGY STAR (3.0) | ENERGY STAR (3.0) | 5203.6891 | 5203.6891 | 5203.6891 | 5203.6891 | 5203.6891 | 5203.6891 | 5203.6891 | 5203.6891 | 5203.6891 | 5203.6891 | 5203.6891 | 5203.6891 | 5203.6891 | 5203.6891 | 5203.6891 | 5203.6891 | 5203.6891 | 5203.6891 | 5203.6891 | 5203.6891 | 5203.6891 | 5203.6891 | 5203.6891 | 5203.6891 | 5203.6891 | 5203.6891 | 5203.6891 | 5203.6891 | 491.6872 | 491.6872 | 491.6872 | 491.6872 | 491.6872 | 491.6872 | 491.6872 | 491.6872 | 491.6872 | 491.6872 | 491.6872 | 491.6872 | 491.6872 | 491.6872 | 491.6872 | 491.6872 | 491.6872 | 491.6872 | 491.6872 | 491.6872 | 491.6872 | 491.6872 | 491.6872 | 491.6872 | 491.6872 | 491.6872 | 491.6872 | 491.6872 | 0 | 0 | 0 | 0 | 0 | 0 | 0 | 0 | 0 | 0 | 0 | 0 | 0 | 0 | 0 | 0 | 0 | 0 | 0 | 0 | 0 | 0 | 0 | 0 | 0 | 0 | 0 | 0 | 0 | 0 | 0 | 0 | 0 | 0 | 0 | 0 | 0 | 0 | 0 | 0 | 0 | 0 | 0 | 0 | 0 | 0 | 0 | 0 | 0 | 0 | 0 | 0 | 0 | 0 | 0 | 0 | 0 | 0 | 0 | 0 | 0 | 0 | 0 | 0 | 0 | 0 | 0 | 0 | 0 | 0 | 0 | 0 | 0 | 0 | 0 | 0 | 0 | 0 | 0 | 0 | 0 | 0 | 0 | 0 | 0 | 0
Oven_Warehouse_Existing_ENERGY STAR (3.0) | Oven_Warehouse_Existing | Oven_Warehouse_Commercial_Existing_Standard_ENERGY STAR (3.0) | Commercial | Warehouse | Existing | Food Preparation | Natural Gas | Oven | EQ | Standard | 15 | 9 | 12 | 491.6872 | 0 | 0 | 0.0030557 | 1 | LO3Slow | 0.996 | n/a | A | WCE201 | 0.18970832345269148 | 0.11382499407161488 | 1 units | 0.0321 | 2336.862485472711 | 2336.8625 | 636.8286100500471 | 636.8286 | IL TRM v12 - 4.2.1 - Combination Oven - CI-FSE-CBOV-V05-240101 | IL TRM v12 - 4.2.1 - Combination Oven - CI-FSE-CBOV-V05-240101 | IL TRM v12 - 4.2.1 - Combination Oven - CI-FSE-CBOV-V05-240101 | 0 | 0 | 5203.6891 | Standard | Standard | Standard | Standard | Standard | Standard | Standard | Standard | Standard | Standard | Standard | Standard | Standard | Standard | Standard | Standard | Standard | Standard | Standard | Standard | Standard | Standard | Standard | Standard | Standard | Standard | Standard | Standard | 0 | 0 | 0 | 4.4121 | 4.8682 | 5.2591 | 5.5942 | 5.8814 | 6.1276 | 6.3387 | 6.5195 | 6.0538 | 5.7432 | 5.5531 | 5.4552 | 1.0151 | 0.58288 | 0.25342 | 0.95579 | 0.81924 | 0.70221 | 0.51321 | 0.28786 | 0.67207 | 0.88477 | 0.97512 | 0.98057 | 0.92939 | 0 | 0 | 0 | 4.4121 | 9.2803 | 14.5394 | 20.1336 | 26.0151 | 32.1427 | 38.4814 | 45.0009 | 51.0547 | 56.7979 | 61.7207 | 65.9402 | 69.5569 | 72.6569 | 75.3141 | 78.5413 | 81.4883 | 82.8839 | 84.0801 | 85.1054 | 85.9842 | 86.7375 | 87.3832 | 87.9366 | 88.411 | 0 | 0 | 0 | 0.008531032570897192 | 0.009412919642117002 | 0.0101688228460197 | 0.010816739877936295 | 0.011372097333864803 | 0.011848118010374956 | 0.012256135733097945 | 0.012605865209717645 | 0.011705287041152018 | 0.011104840938293267 | 0.010737154028665255 | 0.010547977687729788 | 0.001962780139445446 | 0.001127025520739015 | 0.0004900011984090007 | 0.0018480630567381676 | 0.0015840540486327138 | 0.0013577606131137518 | 0.000992316769614295 | 0.000556594874024693 | 0.0012994760100237613 | 0.0017107601418324193 | 0.0018854550271357334 | 0.0018959868363660364 | 0.0017970279294344737 | 0 | 0 | 0 | 0.008531032570897192 | 0.017943952213014196 | 0.028112775059033892 | 0.03892951493697019 | 0.05030161227083499 | 0.062149730281209944 | 0.07440586601430789 | 0.08701173122402554 | 0.09871701826517756 | 0.10982185920347083 | 0.12055901323213608 | 0.13110699091986588 | 0.13306977105931134 | 0.13419679658005035 | 0.13468679777845935 | 0.1365348608351975 | 0.1381189148838302 | 0.13947667549694398 | 0.14046899226655826 | 0.14102558714058297 | 0.14232506315060672 | 0.14403582329243914 | 0.14592127831957488 | 0.14781726515594093 | 0.14961429308537538 | ENERGY STAR (3.0) | ENERGY STAR (3.0) | ENERGY STAR (3.0) | ENERGY STAR (3.0) | ENERGY STAR (3.0) | ENERGY STAR (3.0) | ENERGY STAR (3.0) | ENERGY STAR (3.0) | ENERGY STAR (3.0) | ENERGY STAR (3.0) | ENERGY STAR (3.0) | ENERGY STAR (3.0) | ENERGY STAR (3.0) | ENERGY STAR (3.0) | ENERGY STAR (3.0) | ENERGY STAR (3.0) | ENERGY STAR (3.0) | ENERGY STAR (3.0) | ENERGY STAR (3.0) | ENERGY STAR (3.0) | ENERGY STAR (3.0) | ENERGY STAR (3.0) | ENERGY STAR (3.0) | ENERGY STAR (3.0) | ENERGY STAR (3.0) | ENERGY STAR (3.0) | ENERGY STAR (3.0) | ENERGY STAR (3.0) | 5203.6891 | 5203.6891 | 5203.6891 | 5203.6891 | 5203.6891 | 5203.6891 | 5203.6891 | 5203.6891 | 5203.6891 | 5203.6891 | 5203.6891 | 5203.6891 | 5203.6891 | 5203.6891 | 5203.6891 | 5203.6891 | 5203.6891 | 5203.6891 | 5203.6891 | 5203.6891 | 5203.6891 | 5203.6891 | 5203.6891 | 5203.6891 | 5203.6891 | 5203.6891 | 5203.6891 | 5203.6891 | 491.6872 | 491.6872 | 491.6872 | 491.6872 | 491.6872 | 491.6872 | 491.6872 | 491.6872 | 491.6872 | 491.6872 | 491.6872 | 491.6872 | 491.6872 | 491.6872 | 491.6872 | 491.6872 | 491.6872 | 491.6872 | 491.6872 | 491.6872 | 491.6872 | 491.6872 | 491.6872 | 491.6872 | 491.6872 | 491.6872 | 491.6872 | 491.6872 | 0 | 0 | 0 | 0.020747 | 0.058875 | 0.14135 | 0.29508 | 0.54691 | 0.91503 | 1.4011 | 1.9864 | 2.3899 | 2.7847 | 3.1594 | 3.5051 | 3.7952 | 4.0308 | 4.1858 | 5.0057 | 4.9844 | 4.7933 | 4.3687 | 3.7767 | 3.327 | 2.8491 | 2.3895 | 1.9653 | 1.5871 | 0 | 0 | 0 | 0.020747 | 0.079621 | 0.22097 | 0.51605 | 1.063 | 1.978 | 3.3791 | 5.3655 | 7.7554 | 10.5401 | 13.6966 | 17.1908 | 20.9772 | 24.9993 | 29.1905 | 34.244 | 39.3632 | 44.4285 | 49.2946 | 53.8612 | 58.0565 | 61.8119 | 65.0984 | 67.9037 | 70.2338 | 0 | 0 | 0 | 4.0114981731668435E-05 | 0.00011383731424176885 | 0.00027330447513440706 | 0.000570549675309199 | 0.0010574852378646006 | 0.0017692679810678705 | 0.002709021897834077 | 0.003840876714431573 | 0.004621018253279613 | 0.005384417617114328 | 0.006108967455161073 | 0.006777392772965375 | 0.007338300134584875 | 0.007793719042426362 | 0.008093561170547789 | 0.009678794839579159 | 0.009637591679720213 | 0.009268134524473585 | 0.008447123099764083 | 0.00730246199246468 | 0.00643303034021981 | 0.005508843300992514 | 0.004620250242269777 | 0.0037999770725160825 | 0.003068799427494018 | 0 | 0 | 0 | 4.0114981731668435E-05 | 0.00015395229597343728 | 0.00042725677110784434 | 0.0009978064464170433 | 0.002055291684281644 | 0.003824559665349514 | 0.006533581563183591 | 0.010374458277615165 | 0.014995476530894777 | 0.020379894148009108 | 0.026488861603170176 | 0.033266254376135555 | 0.040604554510720425 | 0.048398273553146784 | 0.056491834723694574 | 0.06617062956327373 | 0.07580822124299395 | 0.08507635576746753 | 0.09352347886723161 | 0.10082594085969629 | 0.1072589711999161 | 0.11276781450090861 | 0.1173880647431784 | 0.12118804181569448 | 0.1242568412431885 | ENERGY STAR (3.0) | ENERGY STAR (3.0) | ENERGY STAR (3.0) | ENERGY STAR (3.0) | ENERGY STAR (3.0) | ENERGY STAR (3.0) | ENERGY STAR (3.0) | ENERGY STAR (3.0) | ENERGY STAR (3.0) | ENERGY STAR (3.0) | ENERGY STAR (3.0) | ENERGY STAR (3.0) | ENERGY STAR (3.0) | ENERGY STAR (3.0) | ENERGY STAR (3.0) | ENERGY STAR (3.0) | ENERGY STAR (3.0) | ENERGY STAR (3.0) | ENERGY STAR (3.0) | ENERGY STAR (3.0) | ENERGY STAR (3.0) | ENERGY STAR (3.0) | ENERGY STAR (3.0) | ENERGY STAR (3.0) | ENERGY STAR (3.0) | ENERGY STAR (3.0) | ENERGY STAR (3.0) | ENERGY STAR (3.0) | 5203.6891 | 5203.6891 | 5203.6891 | 5203.6891 | 5203.6891 | 5203.6891 | 5203.6891 | 5203.6891 | 5203.6891 | 5203.6891 | 5203.6891 | 5203.6891 | 5203.6891 | 5203.6891 | 5203.6891 | 5203.6891 | 5203.6891 | 5203.6891 | 5203.6891 | 5203.6891 | 5203.6891 | 5203.6891 | 5203.6891 | 5203.6891 | 5203.6891 | 5203.6891 | 5203.6891 | 5203.6891 | 491.6872 | 491.6872 | 491.6872 | 491.6872 | 491.6872 | 491.6872 | 491.6872 | 491.6872 | 491.6872 | 491.6872 | 491.6872 | 491.6872 | 491.6872 | 491.6872 | 491.6872 | 491.6872 | 491.6872 | 491.6872 | 491.6872 | 491.6872 | 491.6872 | 491.6872 | 491.6872 | 491.6872 | 491.6872 | 491.6872 | 491.6872 | 491.6872 | 0 | 0 | 0 | 0.020747 | 0.058875 | 0.14135 | 0.29508 | 0.54691 | 0.91503 | 1.4011 | 1.9864 | 2.3899 | 2.7847 | 3.1594 | 3.5051 | 3.7952 | 4.0308 | 4.1858 | 5.0057 | 4.9844 | 4.7933 | 4.3687 | 3.7767 | 3.327 | 2.8491 | 2.3895 | 1.9653 | 1.5871 | 0 | 0 | 0 | 0.020747 | 0.079621 | 0.22097 | 0.51605 | 1.063 | 1.978 | 3.3791 | 5.3655 | 7.7554 | 10.5401 | 13.6966 | 17.1908 | 20.9772 | 24.9993 | 29.1905 | 34.244 | 39.3632 | 44.4285 | 49.2946 | 53.8612 | 58.0565 | 61.8119 | 65.0984 | 67.9037 | 70.2338 | 0 | 0 | 0 | 4.0115e-05 | 0.00011384 | 0.00027330447513440706 | 0.000570549675309199 | 0.0010574852378646006 | 0.0017692679810678705 | 0.002709021897834077 | 0.003840876714431573 | 0.004621018253279613 | 0.005384417617114328 | 0.006108967455161066 | 0.006777392772965375 | 0.007338300134584875 | 0.007793719042426366 | 0.008093561170547789 | 0.009678794839579159 | 0.009637591679720227 | 0.009268134524473589 | 0.008447123099764073 | 0.007302461992464685 | 0.006433030340219806 | 0.005508843300992514 | 0.00462025024226978 | 0.003799977072516074 | 0.003068799427494009 | 0 | 0
Oven_Miscellaneous_New_ENERGY STAR (3.0) | Oven_Miscellaneous_New | Oven_Miscellaneous_Commercial_New_Standard_ENERGY STAR (3.0) | Commercial | Miscellaneous | New | Food Preparation | Natural Gas | Oven | EQ | Standard | 15 | 9 | 12 | 518.6336 | 0 | 0 | 0.025471 | 1 | LO3Slow | 0.996 | n/a | A | WCE243 | 0.18970832345269148 | 0.11382499407161488 | 1 units | 0.0321 | 2336.8624854727136 | 2336.8625 | 636.8286100500477 | 636.8286 | IL TRM v12 - 4.2.1 - Combination Oven - CI-FSE-CBOV-V05-240101 | IL TRM v12 - 4.2.1 - Combination Oven - CI-FSE-CBOV-V05-240101 | IL TRM v12 - 4.2.1 - Combination Oven - CI-FSE-CBOV-V05-240101 | 0 | 0 | 5192.9854 | Standard | Standard | Standard | Standard | Standard | Standard | Standard | Standard | Standard | Standard | Standard | Standard | Standard | Standard | Standard | Standard | Standard | Standard | Standard | Standard | Standard | Standard | Standard | Standard | Standard | Standard | Standard | Standard | 0 | 0 | 0 | 0 | 0 | 0 | 0 | 0 | 0 | 0 | 0 | 0 | 0 | 0 | 0 | 0 | 0 | 0 | 0 | 0 | 0 | 0 | 0 | 0 | 0 | 0 | 0 | 0 | 0 | 0 | 0 | 0 | 0 | 0 | 0 | 0 | 0 | 0 | 0 | 0 | 0 | 0 | 0 | 0 | 0 | 0 | 0 | 0 | 0 | 0 | 0 | 0 | 0 | 0 | 0 | 0 | 0 | 0 | 0 | 0 | 0 | 0 | 0 | 0 | 0 | 0 | 0 | 0 | 0 | 0 | 0 | 0 | 0 | 0 | 0 | 0 | 0 | 0 | 0 | 0 | 0 | 0 | 0 | 0 | 0 | 0 | 0 | 0 | 0 | 0 | 0 | 0 | 0 | 0 | 0 | 0 | 0 | 0 | 0 | 0 | 0 | 0 | 0 | 0 | 0 | 0 | 0 | 0 | 0 | 0 | 0 | 0 | ENERGY STAR (3.0) | ENERGY STAR (3.0) | ENERGY STAR (3.0) | ENERGY STAR (3.0) | ENERGY STAR (3.0) | ENERGY STAR (3.0) | ENERGY STAR (3.0) | ENERGY STAR (3.0) | ENERGY STAR (3.0) | ENERGY STAR (3.0) | ENERGY STAR (3.0) | ENERGY STAR (3.0) | ENERGY STAR (3.0) | ENERGY STAR (3.0) | ENERGY STAR (3.0) | ENERGY STAR (3.0) | ENERGY STAR (3.0) | ENERGY STAR (3.0) | ENERGY STAR (3.0) | ENERGY STAR (3.0) | ENERGY STAR (3.0) | ENERGY STAR (3.0) | ENERGY STAR (3.0) | ENERGY STAR (3.0) | ENERGY STAR (3.0) | ENERGY STAR (3.0) | ENERGY STAR (3.0) | ENERGY STAR (3.0) | 5192.9854 | 5192.9854 | 5192.9854 | 5192.9854 | 5192.9854 | 5192.9854 | 5192.9854 | 5192.9854 | 5192.9854 | 5192.9854 | 5192.9854 | 5192.9854 | 5192.9854 | 5192.9854 | 5192.9854 | 5192.9854 | 5192.9854 | 5192.9854 | 5192.9854 | 5192.9854 | 5192.9854 | 5192.9854 | 5192.9854 | 5192.9854 | 5192.9854 | 5192.9854 | 5192.9854 | 5192.9854 | 518.6336 | 518.6336 | 518.6336 | 518.6336 | 518.6336 | 518.6336 | 518.6336 | 518.6336 | 518.6336 | 518.6336 | 518.6336 | 518.6336 | 518.6336 | 518.6336 | 518.6336 | 518.6336 | 518.6336 | 518.6336 | 518.6336 | 518.6336 | 518.6336 | 518.6336 | 518.6336 | 518.6336 | 518.6336 | 518.6336 | 518.6336 | 518.6336 | 0 | 0 | 0 | 0 | 0 | 0 | 0 | 0 | 0 | 0 | 0 | 0 | 0 | 0 | 0 | 0 | 0 | 0 | 0 | 0 | 0 | 0 | 0 | 0 | 0 | 0 | 0 | 0 | 0 | 0 | 0 | 0 | 0 | 0 | 0 | 0 | 0 | 0 | 0 | 0 | 0 | 0 | 0 | 0 | 0 | 0 | 0 | 0 | 0 | 0 | 0 | 0 | 0 | 0 | 0 | 0 | 0 | 0 | 0 | 0 | 0 | 0 | 0 | 0 | 0 | 0 | 0 | 0 | 0 | 0 | 0 | 0 | 0 | 0 | 0 | 0 | 0 | 0 | 0 | 0 | 0 | 0 | 0 | 0 | 0 | 0 | 0 | 0 | 0 | 0 | 0 | 0 | 0 | 0 | 0 | 0 | 0 | 0 | 0 | 0 | 0 | 0 | 0 | 0 | 0 | 0 | 0 | 0 | 0 | 0 | 0 | 0 | ENERGY STAR (3.0) | ENERGY STAR (3.0) | ENERGY STAR (3.0) | ENERGY STAR (3.0) | ENERGY STAR (3.0) | ENERGY STAR (3.0) | ENERGY STAR (3.0) | ENERGY STAR (3.0) | ENERGY STAR (3.0) | ENERGY STAR (3.0) | ENERGY STAR (3.0) | ENERGY STAR (3.0) | ENERGY STAR (3.0) | ENERGY STAR (3.0) | ENERGY STAR (3.0) | ENERGY STAR (3.0) | ENERGY STAR (3.0) | ENERGY STAR (3.0) | ENERGY STAR (3.0) | ENERGY STAR (3.0) | ENERGY STAR (3.0) | ENERGY STAR (3.0) | ENERGY STAR (3.0) | ENERGY STAR (3.0) | ENERGY STAR (3.0) | ENERGY STAR (3.0) | ENERGY STAR (3.0) | ENERGY STAR (3.0) | 5192.9854 | 5192.9854 | 5192.9854 | 5192.9854 | 5192.9854 | 5192.9854 | 5192.9854 | 5192.9854 | 5192.9854 | 5192.9854 | 5192.9854 | 5192.9854 | 5192.9854 | 5192.9854 | 5192.9854 | 5192.9854 | 5192.9854 | 5192.9854 | 5192.9854 | 5192.9854 | 5192.9854 | 5192.9854 | 5192.9854 | 5192.9854 | 5192.9854 | 5192.9854 | 5192.9854 | 5192.9854 | 518.6336 | 518.6336 | 518.6336 | 518.6336 | 518.6336 | 518.6336 | 518.6336 | 518.6336 | 518.6336 | 518.6336 | 518.6336 | 518.6336 | 518.6336 | 518.6336 | 518.6336 | 518.6336 | 518.6336 | 518.6336 | 518.6336 | 518.6336 | 518.6336 | 518.6336 | 518.6336 | 518.6336 | 518.6336 | 518.6336 | 518.6336 | 518.6336 | 0 | 0 | 0 | 0 | 0 | 0 | 0 | 0 | 0 | 0 | 0 | 0 | 0 | 0 | 0 | 0 | 0 | 0 | 0 | 0 | 0 | 0 | 0 | 0 | 0 | 0 | 0 | 0 | 0 | 0 | 0 | 0 | 0 | 0 | 0 | 0 | 0 | 0 | 0 | 0 | 0 | 0 | 0 | 0 | 0 | 0 | 0 | 0 | 0 | 0 | 0 | 0 | 0 | 0 | 0 | 0 | 0 | 0 | 0 | 0 | 0 | 0 | 0 | 0 | 0 | 0 | 0 | 0 | 0 | 0 | 0 | 0 | 0 | 0 | 0 | 0 | 0 | 0 | 0 | 0 | 0 | 0 | 0 | 0 | 0 | 0
Oven_Miscellaneous_Existing_ENERGY STAR (3.0) | Oven_Miscellaneous_Existing | Oven_Miscellaneous_Commercial_Existing_Standard_ENERGY STAR (3.0) | Commercial | Miscellaneous | Existing | Food Preparation | Natural Gas | Oven | EQ | Standard | 15 | 9 | 12 | 518.6336 | 0 | 0 | 0.025471 | 1 | LO3Slow | 0.996 | n/a | A | WCE229 | 0.18970832345269148 | 0.11382499407161488 | 1 units | 0.0321 | 2336.8624854727136 | 2336.8625 | 636.8286100500477 | 636.8286 | IL TRM v12 - 4.2.1 - Combination Oven - CI-FSE-CBOV-V05-240101 | IL TRM v12 - 4.2.1 - Combination Oven - CI-FSE-CBOV-V05-240101 | IL TRM v12 - 4.2.1 - Combination Oven - CI-FSE-CBOV-V05-240101 | 0 | 0 | 5192.9854 | Standard | Standard | Standard | Standard | Standard | Standard | Standard | Standard | Standard | Standard | Standard | Standard | Standard | Standard | Standard | Standard | Standard | Standard | Standard | Standard | Standard | Standard | Standard | Standard | Standard | Standard | Standard | Standard | 0 | 0 | 0 | 323.8436 | 357.3207 | 386.0152 | 410.6106 | 431.6923 | 449.7624 | 465.251 | 478.527 | 444.3404 | 421.5471 | 407.5895 | 400.4082 | 74.5084 | 42.7826 | 18.6008 | 70.1537 | 60.1317 | 51.5415 | 37.669 | 21.1287 | 49.329 | 64.9416 | 71.5731 | 71.9729 | 68.2164 | 0 | 0 | 0 | 323.8436 | 681.1643 | 1067.1795 | 1477.7902 | 1909.4825 | 2359.2449 | 2824.4959 | 3303.0229 | 3747.3634 | 4168.9105 | 4530.2366 | 4839.9446 | 5105.4087 | 5332.9493 | 5527.9842 | 5764.8557 | 5981.1644 | 6083.5971 | 6171.3965 | 6246.6532 | 6311.1589 | 6366.4495 | 6413.8414 | 6454.4631 | 6489.2817 | 0 | 0 | 0 | 0.6261695175482828 | 0.6908991733465258 | 0.746381735459306 | 0.79393821727026 | 0.8347009159653636 | 0.869640371989738 | 0.8995884771534876 | 0.9252582815795588 | 0.8591567173622331 | 0.815084555708152 | 0.788096693113885 | 0.7742113331471197 | 0.1440661587862914 | 0.08272258026457523 | 0.035965612773832534 | 0.13564603616497978 | 0.11626803099855426 | 0.09965831228447518 | 0.07283508856878085 | 0.04085352398335042 | 0.09538027894043938 | 0.1255681353634049 | 0.13839057053048007 | 0.13916359511453066 | 0.13190010731331991 | 0 | 0 | 0 | 0.6261695175482828 | 1.3170686908948086 | 2.0634504263541147 | 2.8573886436243745 | 3.692089559589738 | 4.5617299315794755 | 5.461318408732963 | 6.386576690312522 | 7.245733407674756 | 8.060817963382908 | 8.848914656496794 | 9.623125989643913 | 9.767192148430203 | 9.849914728694777 | 9.885880341468612 | 10.02152637763359 | 10.137794408632145 | 10.23745272091662 | 10.3102878094854 | 10.35114133346875 | 10.44652161240919 | 10.572089747772596 | 10.710480318303075 | 10.849643913417607 | 10.981544020730928 | ENERGY STAR (3.0) | ENERGY STAR (3.0) | ENERGY STAR (3.0) | ENERGY STAR (3.0) | ENERGY STAR (3.0) | ENERGY STAR (3.0) | ENERGY STAR (3.0) | ENERGY STAR (3.0) | ENERGY STAR (3.0) | ENERGY STAR (3.0) | ENERGY STAR (3.0) | ENERGY STAR (3.0) | ENERGY STAR (3.0) | ENERGY STAR (3.0) | ENERGY STAR (3.0) | ENERGY STAR (3.0) | ENERGY STAR (3.0) | ENERGY STAR (3.0) | ENERGY STAR (3.0) | ENERGY STAR (3.0) | ENERGY STAR (3.0) | ENERGY STAR (3.0) | ENERGY STAR (3.0) | ENERGY STAR (3.0) | ENERGY STAR (3.0) | ENERGY STAR (3.0) | ENERGY STAR (3.0) | ENERGY STAR (3.0) | 5192.9854 | 5192.9854 | 5192.9854 | 5192.9854 | 5192.9854 | 5192.9854 | 5192.9854 | 5192.9854 | 5192.9854 | 5192.9854 | 5192.9854 | 5192.9854 | 5192.9854 | 5192.9854 | 5192.9854 | 5192.9854 | 5192.9854 | 5192.9854 | 5192.9854 | 5192.9854 | 5192.9854 | 5192.9854 | 5192.9854 | 5192.9854 | 5192.9854 | 5192.9854 | 5192.9854 | 5192.9854 | 518.6336 | 518.6336 | 518.6336 | 518.6336 | 518.6336 | 518.6336 | 518.6336 | 518.6336 | 518.6336 | 518.6336 | 518.6336 | 518.6336 | 518.6336 | 518.6336 | 518.6336 | 518.6336 | 518.6336 | 518.6336 | 518.6336 | 518.6336 | 518.6336 | 518.6336 | 518.6336 | 518.6336 | 518.6336 | 518.6336 | 518.6336 | 518.6336 | 0 | 0 | 0 | 1.5228 | 4.3213 | 10.3748 | 21.6584 | 40.1428 | 67.1626 | 102.8363 | 145.8022 | 175.4169 | 204.3961 | 231.9004 | 257.2743 | 278.5667 | 295.8547 | 307.2369 | 367.4135 | 365.8494 | 351.8245 | 320.6584 | 277.2063 | 244.2021 | 209.1193 | 175.3878 | 144.2496 | 116.4937 | 0 | 0 | 0 | 1.5228 | 5.8441 | 16.2189 | 37.8774 | 78.0202 | 145.1828 | 248.0191 | 393.8213 | 569.2382 | 773.6343 | 1005.3172 | 1261.7877 | 1539.7061 | 1834.9272 | 2142.5571 | 2513.4785 | 2889.2223 | 3261.0095 | 3618.1722 | 3953.3617 | 4261.2909 | 4536.9333 | 4778.1594 | 4984.0683 | 5155.0899 | 0 | 0 | 0 | 0.0029444007567228504 | 0.008355548469118542 | 0.020060283431868442 | 0.04187779286465888 | 0.07761839093980498 | 0.12986255402402944 | 0.19883958016773812 | 0.28191662606501094 | 0.3391782584571229 | 0.39521103143934794 | 0.44839228690391353 | 0.4974540570106669 | 0.538624113401346 | 0.5720514195844567 | 0.5940595410101028 | 0.7104141550019554 | 0.7073898830259746 | 0.6802720861200358 | 0.6200106437401576 | 0.5359936285245478 | 0.4721781884001486 | 0.40434375597147565 | 0.3391218871937967 | 0.27891463201173583 | 0.22524690194264232 | 0 | 0 | 0 | 0.0029444007567228504 | 0.011299949225841393 | 0.03136023265770983 | 0.07323802552236872 | 0.15085641646217368 | 0.2807189704862031 | 0.47955855065394126 | 0.7614751767189522 | 1.100653435176075 | 1.495864466615423 | 1.9442567535193365 | 2.4417108105300036 | 2.9803349239313492 | 3.5523863435158063 | 4.146445884525909 | 4.856860039527864 | 5.564249922553839 | 6.244522008673875 | 6.864532652414032 | 7.400526280938579 | 7.8727044693387285 | 8.277048225310205 | 8.616170112504001 | 8.895084744515737 | 9.120331646458379 | ENERGY STAR (3.0) | ENERGY STAR (3.0) | ENERGY STAR (3.0) | ENERGY STAR (3.0) | ENERGY STAR (3.0) | ENERGY STAR (3.0) | ENERGY STAR (3.0) | ENERGY STAR (3.0) | ENERGY STAR (3.0) | ENERGY STAR (3.0) | ENERGY STAR (3.0) | ENERGY STAR (3.0) | ENERGY STAR (3.0) | ENERGY STAR (3.0) | ENERGY STAR (3.0) | ENERGY STAR (3.0) | ENERGY STAR (3.0) | ENERGY STAR (3.0) | ENERGY STAR (3.0) | ENERGY STAR (3.0) | ENERGY STAR (3.0) | ENERGY STAR (3.0) | ENERGY STAR (3.0) | ENERGY STAR (3.0) | ENERGY STAR (3.0) | ENERGY STAR (3.0) | ENERGY STAR (3.0) | ENERGY STAR (3.0) | 5192.9854 | 5192.9854 | 5192.9854 | 5192.9854 | 5192.9854 | 5192.9854 | 5192.9854 | 5192.9854 | 5192.9854 | 5192.9854 | 5192.9854 | 5192.9854 | 5192.9854 | 5192.9854 | 5192.9854 | 5192.9854 | 5192.9854 | 5192.9854 | 5192.9854 | 5192.9854 | 5192.9854 | 5192.9854 | 5192.9854 | 5192.9854 | 5192.9854 | 5192.9854 | 5192.9854 | 5192.9854 | 518.6336 | 518.6336 | 518.6336 | 518.6336 | 518.6336 | 518.6336 | 518.6336 | 518.6336 | 518.6336 | 518.6336 | 518.6336 | 518.6336 | 518.6336 | 518.6336 | 518.6336 | 518.6336 | 518.6336 | 518.6336 | 518.6336 | 518.6336 | 518.6336 | 518.6336 | 518.6336 | 518.6336 | 518.6336 | 518.6336 | 518.6336 | 518.6336 | 0 | 0 | 0 | 1.5228 | 4.3213 | 10.3748 | 21.6584 | 40.1428 | 67.1626 | 102.8363 | 145.8022 | 175.4169 | 204.3961 | 231.9004 | 257.2743 | 278.5667 | 295.8547 | 307.2369 | 367.4135 | 365.8494 | 351.8245 | 320.6584 | 277.2063 | 244.2021 | 209.1193 | 175.3878 | 144.2496 | 116.4937 | 0 | 0 | 0 | 1.5228 | 5.8441 | 16.2189 | 37.8774 | 78.0202 | 145.1828 | 248.0191 | 393.8213 | 569.2382 | 773.6343 | 1005.3172 | 1261.7877 | 1539.7061 | 1834.9272 | 2142.5571 | 2513.4785 | 2889.2223 | 3261.0095 | 3618.1722 | 3953.3617 | 4261.2909 | 4536.9333 | 4778.1594 | 4984.0683 | 5155.0899 | 0 | 0 | 0 | 0.0029444 | 0.0083555 | 0.020060283431868442 | 0.04187779286465888 | 0.07761839093980498 | 0.12986255402402944 | 0.19883958016773812 | 0.28191662606501094 | 0.3391782584571229 | 0.3952110314393477 | 0.44839228690391375 | 0.4974540570106671 | 0.5386241134013462 | 0.5720514195844572 | 0.5940595410101028 | 0.7104141550019558 | 0.7073898830259755 | 0.6802720861200358 | 0.6200106437401585 | 0.5359936285245482 | 0.4721781884001486 | 0.4043437559714752 | 0.33912188719379627 | 0.27891463201173605 | 0.2252469019426421 | 0 | 0
Gas Boiler - Insulate Hot Water Lines_Education_Existing_Installing pipe wrap insulation to a length of pipe | Gas Boiler - Insulate Hot Water Lines_Education_Existing | Gas Boiler - Insulate Hot Water Lines_Commercial_Existing_bare pipe_Installing pipe wrap insulation to a length of pipe | Commercial | Education | Existing | Space Heating | Natural Gas | Gas Boiler - Insulate Hot Water Lines | NEQ | bare pipe | 15 | 15 | 15 | 1.3933 | 0 | 0 | 0.3 | 0.4 | Retro5Med | 8.35569166605469E-06 | TBD | A | WCM428 | 0.7 | 0.42 | boiler pipe | 0.0321 | 1918.4040293519158 | 1918.404 | 1513.107403432497 | 1513.1074 | IL TRM v13 - 4.4.14 - Pipe Insulation - CI-HVC-PINS-V09-250101 | IL TRM v13 - 4.4.14 - Pipe Insulation - CI-HVC-PINS-V09-250101 | IL TRM v13 - 4.4.14 - Pipe Insulation - CI-HVC-PINS-V09-250101 | 0 | 0 | 21.9977 | bare pipe | bare pipe | bare pipe | bare pipe | bare pipe | bare pipe | bare pipe | bare pipe | bare pipe | bare pipe | bare pipe | bare pipe | bare pipe | bare pipe | bare pipe | bare pipe | bare pipe | bare pipe | bare pipe | bare pipe | bare pipe | bare pipe | bare pipe | bare pipe | bare pipe | bare pipe | bare pipe | bare pipe | 0 | 0 | 0 | 5218.1793 | 6324.3054 | 7630.0385 | 8721.1682 | 9780.7186 | 11224.9946 | 12069.3081 | 12068.3127 | 11120.98 | 9342.182 | 7064.2925 | 4569.9631 | 2595.3472 | 1223.2921 | 507.1851 | 180.9269 | 55.5219 | 11.907 | 1.0804 | 0.71096 | 0 | 0 | 0 | 0 | 0 | 0 | 0 | 0 | 5218.1793 | 11475.0601 | 18943.3904 | 27373.4671 | 36694.976 | 47246.5799 | 58377.0745 | 69208.0323 | 78795.7757 | 86347.287 | 91439.8449 | 93949.6463 | 94485.1073 | 93718.3395 | 92349.2247 | 90775.6177 | 89238.4834 | 87817.8058 | 86567.0495 | 85446.712 | 84506.1303 | 83638.7692 | 82838.8684 | 82101.1334 | 81420.692 | 0 | 0 | 0 | 72.18168798427283 | 88.62760117526301 | 108.45424764267318 | 125.89829299582465 | 143.60294603244168 | 167.88910539947167 | 184.1769558584203 | 188.1497701074309 | 177.30857830274286 | 152.41174160843048 | 117.94264052029216 | 78.0569416574113 | 45.32338547849689 | 21.822370785942947 | 9.232541486360475 | 3.357287813221989 | 1.0486656678649795 | 0.22856150021416113 | 0.021039346351114475 | 0.01402623090074298 | 0 | 0 | 0 | 0 | 0 | 0 | 0 | 0 | 72.18168798427283 | 160.80928915953584 | 269.26353680220905 | 395.1618297980337 | 538.7647758304754 | 706.653881229947 | 890.8308370883675 | 1078.9806071957985 | 1256.2891854985412 | 1408.700927106972 | 1526.6435676272638 | 1604.700509284675 | 1650.023894763172 | 1671.846265549115 | 1681.0788070354756 | 1684.4360948486974 | 1685.4847605165623 | 1685.7133220167766 | 1685.7343613631276 | 1685.7483875940284 | 1685.7483875940284 | 1685.7483875940284 | 1685.7483875940284 | 1685.7483875940284 | 1685.7483875940284 | Installing pipe wrap insulation to a length of pipe | Installing pipe wrap insulation to a length of pipe | Installing pipe wrap insulation to a length of pipe | Installing pipe wrap insulation to a length of pipe | Installing pipe wrap insulation to a length of pipe | Installing pipe wrap insulation to a length of pipe | Installing pipe wrap insulation to a length of pipe | Installing pipe wrap insulation to a length of pipe | Installing pipe wrap insulation to a length of pipe | Installing pipe wrap insulation to a length of pipe | Installing pipe wrap insulation to a length of pipe | Installing pipe wrap insulation to a length of pipe | Installing pipe wrap insulation to a length of pipe | Installing pipe wrap insulation to a length of pipe | Installing pipe wrap insulation to a length of pipe | Installing pipe wrap insulation to a length of pipe | Installing pipe wrap insulation to a length of pipe | Installing pipe wrap insulation to a length of pipe | Installing pipe wrap insulation to a length of pipe | Installing pipe wrap insulation to a length of pipe | Installing pipe wrap insulation to a length of pipe | Installing pipe wrap insulation to a length of pipe | Installing pipe wrap insulation to a length of pipe | Installing pipe wrap insulation to a length of pipe | Installing pipe wrap insulation to a length of pipe | Installing pipe wrap insulation to a length of pipe | Installing pipe wrap insulation to a length of pipe | Installing pipe wrap insulation to a length of pipe | 21.9977 | 21.9977 | 21.9977 | 21.9977 | 21.9977 | 21.9977 | 21.9977 | 21.9977 | 21.9977 | 21.9977 | 21.9977 | 21.9977 | 21.9977 | 21.9977 | 21.9977 | 21.9977 | 21.9977 | 21.9977 | 21.9977 | 21.9977 | 21.9977 | 21.9977 | 21.9977 | 21.9977 | 21.9977 | 21.9977 | 21.9977 | 21.9977 | 1.3933 | 1.3933 | 1.3933 | 1.3933 | 1.3933 | 1.3933 | 1.3933 | 1.3933 | 1.3933 | 1.3933 | 1.3933 | 1.3933 | 1.3933 | 1.3933 | 1.3933 | 1.3933 | 1.3933 | 1.3933 | 1.3933 | 1.3933 | 1.3933 | 1.3933 | 1.3933 | 1.3933 | 1.3933 | 1.3933 | 1.3933 | 1.3933 | 0 | 0 | 0 | 0 | 0 | 0 | 0 | 0 | 0 | 0 | 0 | 0 | 0 | 0 | 0 | 0 | 0 | 0 | 0 | 0 | 0 | 0 | 0 | 0 | 0 | 0 | 0 | 0 | 0 | 0 | 0 | 0 | 0 | 0 | 0 | 0 | 0 | 0 | 0 | 0 | 0 | 0 | 0 | 0 | 0 | 0 | 0 | 0 | 0 | 0 | 0 | 0 | 0 | 0 | 0 | 0 | 0 | 0 | 0 | 0 | 0 | 0 | 0 | 0 | 0 | 0 | 0 | 0 | 0 | 0 | 0 | 0 | 0 | 0 | 0 | 0 | 0 | 0 | 0 | 0 | 0 | 0 | 0 | 0 | 0 | 0 | 0 | 0 | 0 | 0 | 0 | 0 | 0 | 0 | 0 | 0 | 0 | 0 | 0 | 0 | 0 | 0 | 0 | 0 | 0 | 0 | 0 | 0 | 0 | 0 | 0 | 0 | Installing pipe wrap insulation to a length of pipe | Installing pipe wrap insulation to a length of pipe | Installing pipe wrap insulation to a length of pipe | Installing pipe wrap insulation to a length of pipe | Installing pipe wrap insulation to a length of pipe | Installing pipe wrap insulation to a length of pipe | Installing pipe wrap insulation to a length of pipe | Installing pipe wrap insulation to a length of pipe | Installing pipe wrap insulation to a length of pipe | Installing pipe wrap insulation to a length of pipe | Installing pipe wrap insulation to a length of pipe | Installing pipe wrap insulation to a length of pipe | Installing pipe wrap insulation to a length of pipe | Installing pipe wrap insulation to a length of pipe | Installing pipe wrap insulation to a length of pipe | Installing pipe wrap insulation to a length of pipe | Installing pipe wrap insulation to a length of pipe | Installing pipe wrap insulation to a length of pipe | Installing pipe wrap insulation to a length of pipe | Installing pipe wrap insulation to a length of pipe | Installing pipe wrap insulation to a length of pipe | Installing pipe wrap insulation to a length of pipe | Installing pipe wrap insulation to a length of pipe | Installing pipe wrap insulation to a length of pipe | Installing pipe wrap insulation to a length of pipe | Installing pipe wrap insulation to a length of pipe | Installing pipe wrap insulation to a length of pipe | Installing pipe wrap insulation to a length of pipe | 21.9977 | 21.9977 | 21.9977 | 21.9977 | 21.9977 | 21.9977 | 21.9977 | 21.9977 | 21.9977 | 21.9977 | 21.9977 | 21.9977 | 21.9977 | 21.9977 | 21.9977 | 21.9977 | 21.9977 | 21.9977 | 21.9977 | 21.9977 | 21.9977 | 21.9977 | 21.9977 | 21.9977 | 21.9977 | 21.9977 | 21.9977 | 21.9977 | 1.3933 | 1.3933 | 1.3933 | 1.3933 | 1.3933 | 1.3933 | 1.3933 | 1.3933 | 1.3933 | 1.3933 | 1.3933 | 1.3933 | 1.3933 | 1.3933 | 1.3933 | 1.3933 | 1.3933 | 1.3933 | 1.3933 | 1.3933 | 1.3933 | 1.3933 | 1.3933 | 1.3933 | 1.3933 | 1.3933 | 1.3933 | 1.3933 | 0 | 0 | 0 | 4458.588 | 5434.2731 | 6596.3473 | 7589.2849 | 8571.44 | 9911.6057 | 10743.1376 | 10834.0533 | 10073.048 | 8540.7175 | 6520.051 | 4259.0643 | 2442.7608 | 1162.9163 | 487.0294 | 175.5113 | 54.396 | 11.7778 | 1.0783 | 0.71557 | 2.3481e-17 | 2.3409e-17 | 2.3343e-17 | 2.3282e-17 | 2.3226e-17 | 0 | 0 | 0 | 4458.588 | 9860.1517 | 16377.0053 | 23820.7813 | 32158.0447 | 41718.4581 | 51962.6258 | 62129.9374 | 71370.8352 | 78939.5651 | 84395.2103 | 87558.1663 | 88930.1125 | 89092.8534 | 88679.2511 | 88058.4527 | 87428.9082 | 86865.2711 | 86397.9823 | 86001.4177 | 85714.8808 | 85451.9824 | 85210.8268 | 84989.5322 | 84786.38 | 0 | 0 | 0 | 61.3544 | 75.3335 | 92.18611049627222 | 107.01354904645098 | 122.06250412757544 | 142.70573958955092 | 156.55041247965727 | 159.9273045913163 | 150.7122915573314 | 129.54998036716592 | 100.25124444224834 | 66.34840040879962 | 38.52487765672235 | 18.549015168051508 | 7.847660263406405 | 2.8536946412386923 | 0.8913658176852328 | 0.1942772751820369 | 0.017883444398447298 | 0.011922296265631535 | 3.925231146709437E-19 | 3.925231146709437E-19 | 3.925231146709437E-19 | 3.925231146709437E-19 | 3.925231146709437E-19 | 0 | 0
Range_Warehouse_Existing_High Efficiency | Range_Warehouse_Existing | Range_Commercial_Existing_Typical_High Efficiency | Commercial | Warehouse | Existing | Food Preparation | Natural Gas | Range | EQ | Typical | 15 | 9 | 12 | 235.3176 | 0 | 0 | 0.010836 | 1 | LO3Slow | 0.996 | n/a | A | WCE207 | 1 | 0.6 | 1 units | 0.0321 | 308.1091358995643 | 308.1091 | 308.1091358995643 | 308.1091 | IL TRM v13 - 4.2.25 - Efficient Cooktops - CI-FSE-INDC-V01-240101 | IL TRM v13 - 4.2.25 - Efficient Cooktops - CI-FSE-INDC-V01-240101 | IL TRM v13 - 4.2.25 - Efficient Cooktops - CI-FSE-INDC-V01-240101 | 0 | 0 | 504.252 | Typical | Typical | Typical | Typical | Typical | Typical | Typical | Typical | Typical | Typical | Typical | Typical | Typical | Typical | Typical | Typical | Typical | Typical | Typical | Typical | Typical | Typical | Typical | Typical | Typical | Typical | Typical | Typical | 0 | 0 | 0 | 20.9907 | 23.1605 | 25.0204 | 26.6147 | 27.9811 | 29.1524 | 30.1563 | 31.0168 | 28.8009 | 0 | 0 | 0 | 0 | 0 | 0 | 0 | 0 | 0 | 0 | 0 | 0 | 0 | 0 | 0 | 0 | 0 | 0 | 0 | 20.9907 | 44.1512 | 69.1716 | 95.7863 | 123.7674 | 152.9198 | 183.0761 | 214.0929 | 242.8938 | 242.8938 | 239.8951 | 234.0162 | 225.4028 | 214.2177 | 200.6333 | 184.8248 | 166.9666 | 141.1129 | 114.2059 | 90.6009 | 69.9036 | 51.7648 | 35.8761 | 21.9647 | 9.7899 | 0 | 0 | 0 | 0.08015841350925293 | 0.08844471038314555 | 0.09554725056076782 | 0.10163514214158689 | 0.10685333492514609 | 0.11132607159676827 | 0.11515984588673013 | 0.11844593813526888 | 0.10998401788899585 | 0 | 0 | 0 | 0 | 0 | 0 | 0 | 0 | 0 | 0 | 0 | 0 | 0 | 0 | 0 | 0 | 0 | 0 | 0 | 0.08015841350925293 | 0.16860312389239848 | 0.2641503744531663 | 0.36578551659475317 | 0.4726388515198993 | 0.5839649231166676 | 0.6991247690033977 | 0.8175707071386666 | 0.9275547250276625 | 0.9275547250276625 | 0.9275547250276625 | 0.9275547250276625 | 0.9275547250276625 | 0.9275547250276625 | 0.9275547250276625 | 0.9275547250276625 | 0.9275547250276625 | 0.9275547250276625 | 0.9275547250276625 | 0.9275547250276625 | 0.9275547250276625 | 0.9275547250276625 | 0.9275547250276625 | 0.9275547250276625 | 0.9275547250276625 | High Efficiency | High Efficiency | High Efficiency | High Efficiency | High Efficiency | High Efficiency | High Efficiency | High Efficiency | High Efficiency | High Efficiency | High Efficiency | High Efficiency | High Efficiency | High Efficiency | High Efficiency | High Efficiency | High Efficiency | High Efficiency | High Efficiency | High Efficiency | High Efficiency | High Efficiency | High Efficiency | High Efficiency | High Efficiency | High Efficiency | High Efficiency | High Efficiency | 504.252 | 504.252 | 504.252 | 504.252 | 504.252 | 504.252 | 504.252 | 504.252 | 504.252 | 504.252 | 504.252 | 504.252 | 504.252 | 504.252 | 504.252 | 504.252 | 504.252 | 504.252 | 504.252 | 504.252 | 504.252 | 504.252 | 504.252 | 504.252 | 504.252 | 504.252 | 504.252 | 504.252 | 235.3176 | 235.3176 | 235.3176 | 235.3176 | 235.3176 | 235.3176 | 235.3176 | 235.3176 | 235.3176 | 235.3176 | 235.3176 | 235.3176 | 235.3176 | 235.3176 | 235.3176 | 235.3176 | 235.3176 | 235.3176 | 235.3176 | 235.3176 | 235.3176 | 235.3176 | 235.3176 | 235.3176 | 235.3176 | 235.3176 | 235.3176 | 235.3176 | 0 | 0 | 0 | 0.098703 | 0.2801 | 0.67247 | 1.4038 | 2.6019 | 4.3533 | 6.6656 | 9.4505 | 11.37 | 0 | 0 | 0 | 0 | 0 | 0 | 0 | 0 | 0 | 0 | 0 | 0 | 0 | 0 | 0 | 0 | 0 | 0 | 0 | 0.098703 | 0.3788 | 1.0513 | 2.4551 | 5.0571 | 9.4104 | 16.0759 | 25.5264 | 36.8965 | 36.8965 | 36.8824 | 36.8303 | 36.6895 | 36.3684 | 35.7214 | 34.5449 | 32.5843 | 29.5249 | 25.2255 | 21.4259 | 17.956 | 14.6328 | 11.274 | 7.7214 | 3.8649 | 0 | 0 | 0 | 0.0003769242781386967 | 0.0010696264997162904 | 0.0025679954858558555 | 0.005360940357562721 | 0.00993623436228034 | 0.01662421439099069 | 0.025454233785602326 | 0.03608925195805315 | 0.04341953789319987 | 0 | 2.1643812186951162E-17 | 0 | 0 | 0 | 0 | 0 | 0 | 0 | 0 | 0 | 0 | 0 | 0 | 0 | 0 | 0 | 0 | 0 | 0.0003769242781386967 | 0.001446550777854987 | 0.004014546263710842 | 0.009375486621273563 | 0.019311720983553902 | 0.03593593537454459 | 0.06139016916014692 | 0.09747942111820007 | 0.14089895901139995 | 0.14089895901139995 | 0.14089895901139995 | 0.14089895901139995 | 0.14089895901139995 | 0.14089895901139995 | 0.14089895901139995 | 0.14089895901139995 | 0.14089895901139995 | 0.14089895901139995 | 0.14089895901139995 | 0.14089895901139995 | 0.14089895901139995 | 0.14089895901139995 | 0.14089895901139995 | 0.14089895901139995 | 0.14089895901139995 | High Efficiency | High Efficiency | High Efficiency | High Efficiency | High Efficiency | High Efficiency | High Efficiency | High Efficiency | High Efficiency | High Efficiency | High Efficiency | High Efficiency | High Efficiency | High Efficiency | High Efficiency | High Efficiency | High Efficiency | High Efficiency | High Efficiency | High Efficiency | High Efficiency | High Efficiency | High Efficiency | High Efficiency | High Efficiency | High Efficiency | High Efficiency | High Efficiency | 504.252 | 504.252 | 504.252 | 504.252 | 504.252 | 504.252 | 504.252 | 504.252 | 504.252 | 504.252 | 504.252 | 504.252 | 504.252 | 504.252 | 504.252 | 504.252 | 504.252 | 504.252 | 504.252 | 504.252 | 504.252 | 504.252 | 504.252 | 504.252 | 504.252 | 504.252 | 504.252 | 504.252 | 235.3176 | 235.3176 | 235.3176 | 235.3176 | 235.3176 | 235.3176 | 235.3176 | 235.3176 | 235.3176 | 235.3176 | 235.3176 | 235.3176 | 235.3176 | 235.3176 | 235.3176 | 235.3176 | 235.3176 | 235.3176 | 235.3176 | 235.3176 | 235.3176 | 235.3176 | 235.3176 | 235.3176 | 235.3176 | 235.3176 | 235.3176 | 235.3176 | 0 | 0 | 0 | 0.098703 | 0.2801 | 0.67247 | 1.4038 | 2.6019 | 4.3533 | 6.6656 | 9.4505 | 11.37 | 0 | 0 | 0 | 0 | 0 | 0 | 0 | 0 | 0 | 0 | 0 | 0 | 0 | 0 | 0 | 0 | 0 | 0 | 0 | 0.098703 | 0.3788 | 1.0513 | 2.4551 | 5.0571 | 9.4104 | 16.0759 | 25.5264 | 36.8965 | 36.8965 | 36.8824 | 36.8303 | 36.6895 | 36.3684 | 35.7214 | 34.5449 | 32.5843 | 29.5249 | 25.2255 | 21.4259 | 17.956 | 14.6328 | 11.274 | 7.7214 | 3.8649 | 0 | 0 | 0 | 0.00037692 | 0.0010696 | 0.0025679954858558555 | 0.005360940357562721 | 0.00993623436228034 | 0.01662421439099069 | 0.025454233785602326 | 0.03608925195805315 | 0.04341953789319987 | 0 | 2.1643812186951162E-17 | 0 | 0 | 0 | 0 | 0 | 0 | 0 | 0 | 0 | 0 | 2.1643812186951162E-17 | 0 | 0 | 0 | 0 | 0
Range_Warehouse_New_High Efficiency | Range_Warehouse_New | Range_Commercial_New_Typical_High Efficiency | Commercial | Warehouse | New | Food Preparation | Natural Gas | Range | EQ | Typical | 15 | 9 | 12 | 235.3176 | 0 | 0 | 0.010836 | 1 | LO3Slow | 0.996 | n/a | A | WCE221 | 1 | 0.6 | 1 units | 0.0321 | 308.1091358995642 | 308.1091 | 308.1091358995642 | 308.1091 | IL TRM v13 - 4.2.25 - Efficient Cooktops - CI-FSE-INDC-V01-240101 | IL TRM v13 - 4.2.25 - Efficient Cooktops - CI-FSE-INDC-V01-240101 | IL TRM v13 - 4.2.25 - Efficient Cooktops - CI-FSE-INDC-V01-240101 | 0 | 0 | 504.252 | Typical | Typical | Typical | Typical | Typical | Typical | Typical | Typical | Typical | Typical | Typical | Typical | Typical | Typical | Typical | Typical | Typical | Typical | Typical | Typical | Typical | Typical | Typical | Typical | Typical | Typical | Typical | Typical | 0 | 0 | 0 | 0 | 0 | 0 | 0 | 0 | 0 | 0 | 0 | 0 | 0 | 0 | 0 | 0 | 0 | 0 | 0 | 0 | 0 | 0 | 0 | 0 | 0 | 0 | 0 | 0 | 0 | 0 | 0 | 0 | 0 | 0 | 0 | 0 | 0 | 0 | 0 | 0 | 0 | 0 | 0 | 0 | 0 | 0 | 0 | 0 | 0 | 0 | 0 | 0 | 0 | 0 | 0 | 0 | 0 | 0 | 0 | 0 | 0 | 0 | 0 | 0 | 0 | 0 | 0 | 0 | 0 | 0 | 0 | 0 | 0 | 0 | 0 | 0 | 0 | 0 | 0 | 0 | 0 | 0 | 0 | 0 | 0 | 0 | 0 | 0 | 0 | 0 | 0 | 0 | 0 | 0 | 0 | 0 | 0 | 0 | 0 | 0 | 0 | 0 | 0 | 0 | 0 | 0 | 0 | 0 | 0 | 0 | 0 | 0 | High Efficiency | High Efficiency | High Efficiency | High Efficiency | High Efficiency | High Efficiency | High Efficiency | High Efficiency | High Efficiency | High Efficiency | High Efficiency | High Efficiency | High Efficiency | High Efficiency | High Efficiency | High Efficiency | High Efficiency | High Efficiency | High Efficiency | High Efficiency | High Efficiency | High Efficiency | High Efficiency | High Efficiency | High Efficiency | High Efficiency | High Efficiency | High Efficiency | 504.252 | 504.252 | 504.252 | 504.252 | 504.252 | 504.252 | 504.252 | 504.252 | 504.252 | 504.252 | 504.252 | 504.252 | 504.252 | 504.252 | 504.252 | 504.252 | 504.252 | 504.252 | 504.252 | 504.252 | 504.252 | 504.252 | 504.252 | 504.252 | 504.252 | 504.252 | 504.252 | 504.252 | 235.3176 | 235.3176 | 235.3176 | 235.3176 | 235.3176 | 235.3176 | 235.3176 | 235.3176 | 235.3176 | 235.3176 | 235.3176 | 235.3176 | 235.3176 | 235.3176 | 235.3176 | 235.3176 | 235.3176 | 235.3176 | 235.3176 | 235.3176 | 235.3176 | 235.3176 | 235.3176 | 235.3176 | 235.3176 | 235.3176 | 235.3176 | 235.3176 | 0 | 0 | 0 | 0 | 0 | 0 | 0 | 0 | 0 | 0 | 0 | 0 | 0 | 0 | 0 | 0 | 0 | 0 | 0 | 0 | 0 | 0 | 0 | 0 | 0 | 0 | 0 | 0 | 0 | 0 | 0 | 0 | 0 | 0 | 0 | 0 | 0 | 0 | 0 | 0 | 0 | 0 | 0 | 0 | 0 | 0 | 0 | 0 | 0 | 0 | 0 | 0 | 0 | 0 | 0 | 0 | 0 | 0 | 0 | 0 | 0 | 0 | 0 | 0 | 0 | 0 | 0 | 0 | 0 | 0 | 0 | 0 | 0 | 0 | 0 | 0 | 0 | 0 | 0 | 0 | 0 | 0 | 0 | 0 | 0 | 0 | 0 | 0 | 0 | 0 | 0 | 0 | 0 | 0 | 0 | 0 | 0 | 0 | 0 | 0 | 0 | 0 | 0 | 0 | 0 | 0 | 0 | 0 | 0 | 0 | 0 | 0 | High Efficiency | High Efficiency | High Efficiency | High Efficiency | High Efficiency | High Efficiency | High Efficiency | High Efficiency | High Efficiency | High Efficiency | High Efficiency | High Efficiency | High Efficiency | High Efficiency | High Efficiency | High Efficiency | High Efficiency | High Efficiency | High Efficiency | High Efficiency | High Efficiency | High Efficiency | High Efficiency | High Efficiency | High Efficiency | High Efficiency | High Efficiency | High Efficiency | 504.252 | 504.252 | 504.252 | 504.252 | 504.252 | 504.252 | 504.252 | 504.252 | 504.252 | 504.252 | 504.252 | 504.252 | 504.252 | 504.252 | 504.252 | 504.252 | 504.252 | 504.252 | 504.252 | 504.252 | 504.252 | 504.252 | 504.252 | 504.252 | 504.252 | 504.252 | 504.252 | 504.252 | 235.3176 | 235.3176 | 235.3176 | 235.3176 | 235.3176 | 235.3176 | 235.3176 | 235.3176 | 235.3176 | 235.3176 | 235.3176 | 235.3176 | 235.3176 | 235.3176 | 235.3176 | 235.3176 | 235.3176 | 235.3176 | 235.3176 | 235.3176 | 235.3176 | 235.3176 | 235.3176 | 235.3176 | 235.3176 | 235.3176 | 235.3176 | 235.3176 | 0 | 0 | 0 | 0 | 0 | 0 | 0 | 0 | 0 | 0 | 0 | 0 | 0 | 0 | 0 | 0 | 0 | 0 | 0 | 0 | 0 | 0 | 0 | 0 | 0 | 0 | 0 | 0 | 0 | 0 | 0 | 0 | 0 | 0 | 0 | 0 | 0 | 0 | 0 | 0 | 0 | 0 | 0 | 0 | 0 | 0 | 0 | 0 | 0 | 0 | 0 | 0 | 0 | 0 | 0 | 0 | 0 | 0 | 0 | 0 | 0 | 0 | 0 | 0 | 0 | 0 | 0 | 0 | 0 | 0 | 0 | 0 | 0 | 0 | 0 | 0 | 0 | 0 | 0 | 0 | 0 | 0 | 0 | 0 | 0 | 0
Gas Boiler - Stack Economizer_Miscellaneous_Existing_Boiler with an economizer installed on a exhaust stack | Gas Boiler - Stack Economizer_Miscellaneous_Existing | Gas Boiler - Stack Economizer_Commercial_Existing_The baseline boiler does not have an economizer installed._Boiler with an economizer installed on a exhaust stack | Commercial | Miscellaneous | Existing | Space Heating | Natural Gas | Gas Boiler - Stack Economizer | NEQ | The baseline boiler does not have an economizer installed. | 15 | 15 | 15 | 0.60977 | 0 | 0 | 0 | 0 | Retro1Slow | 0.012666666666666666 | TBD | A | WCM824 | 0.7 | 0.42 | kBtuh heat | 0.0321 | 396.3418380250368 | 396.3418 | 312.60764689298657 | 312.6076 | IL TRM v13 - 4.4.28 - Stack Economizer for Boilers Serving HVAC Loads - CI-HVC-BECO-V03-250101 | Efficiency Maine TRM - 2023.1 - Boiler Stack Heat Exchanger (Boiler Economizer) - AF2. ¦ GDS Associates, Inc. (2009). Natural Gas Energy Efficiency Potential in Massachusetts. Prepared for GasNetworks. | IL TRM v13 - 4.4.28 - Stack Economizer for Boilers Serving HVAC Loads - CI-HVC-BECO-V03-250101 | 0 | 0 | 1.9889 | The baseline boiler does not have an economizer installed. | The baseline boiler does not have an economizer installed. | The baseline boiler does not have an economizer installed. | The baseline boiler does not have an economizer installed. | The baseline boiler does not have an economizer installed. | The baseline boiler does not have an economizer installed. | The baseline boiler does not have an economizer installed. | The baseline boiler does not have an economizer installed. | The baseline boiler does not have an economizer installed. | The baseline boiler does not have an economizer installed. | The baseline boiler does not have an economizer installed. | The baseline boiler does not have an economizer installed. | The baseline boiler does not have an economizer installed. | The baseline boiler does not have an economizer installed. | The baseline boiler does not have an economizer installed. | The baseline boiler does not have an economizer installed. | The baseline boiler does not have an economizer installed. | The baseline boiler does not have an economizer installed. | The baseline boiler does not have an economizer installed. | The baseline boiler does not have an economizer installed. | The baseline boiler does not have an economizer installed. | The baseline boiler does not have an economizer installed. | The baseline boiler does not have an economizer installed. | The baseline boiler does not have an economizer installed. | The baseline boiler does not have an economizer installed. | The baseline boiler does not have an economizer installed. | The baseline boiler does not have an economizer installed. | The baseline boiler does not have an economizer installed. | 0 | 0 | 0 | 0 | 0 | 0 | 0 | 0 | 0 | 0 | 0 | 0 | 0 | 0 | 0 | 0 | 0 | 0 | 0 | 0 | 0 | 0 | 0 | 0 | 0 | 0 | 0 | 0 | 0 | 0 | 0 | 0 | 0 | 0 | 0 | 0 | 0 | 0 | 0 | 0 | 0 | 0 | 0 | 0 | 0 | 0 | 0 | 0 | 0 | 0 | 0 | 0 | 0 | 0 | 0 | 0 | 0 | 0 | 0 | 0 | 0 | 0 | 0 | 0 | 0 | 0 | 0 | 0 | 0 | 0 | 0 | 0 | 0 | 0 | 0 | 0 | 0 | 0 | 0 | 0 | 0 | 0 | 0 | 0 | 0 | 0 | 0 | 0 | 0 | 0 | 0 | 0 | 0 | 0 | 0 | 0 | 0 | 0 | 0 | 0 | 0 | 0 | 0 | 0 | 0 | 0 | 0 | 0 | 0 | 0 | 0 | 0 | Boiler with an economizer installed on a exhaust stack | Boiler with an economizer installed on a exhaust stack | Boiler with an economizer installed on a exhaust stack | Boiler with an economizer installed on a exhaust stack | Boiler with an economizer installed on a exhaust stack | Boiler with an economizer installed on a exhaust stack | Boiler with an economizer installed on a exhaust stack | Boiler with an economizer installed on a exhaust stack | Boiler with an economizer installed on a exhaust stack | Boiler with an economizer installed on a exhaust stack | Boiler with an economizer installed on a exhaust stack | Boiler with an economizer installed on a exhaust stack | Boiler with an economizer installed on a exhaust stack | Boiler with an economizer installed on a exhaust stack | Boiler with an economizer installed on a exhaust stack | Boiler with an economizer installed on a exhaust stack | Boiler with an economizer installed on a exhaust stack | Boiler with an economizer installed on a exhaust stack | Boiler with an economizer installed on a exhaust stack | Boiler with an economizer installed on a exhaust stack | Boiler with an economizer installed on a exhaust stack | Boiler with an economizer installed on a exhaust stack | Boiler with an economizer installed on a exhaust stack | Boiler with an economizer installed on a exhaust stack | Boiler with an economizer installed on a exhaust stack | Boiler with an economizer installed on a exhaust stack | Boiler with an economizer installed on a exhaust stack | Boiler with an economizer installed on a exhaust stack | 1.9889 | 1.9889 | 1.9889 | 1.9889 | 1.9889 | 1.9889 | 1.9889 | 1.9889 | 1.9889 | 1.9889 | 1.9889 | 1.9889 | 1.9889 | 1.9889 | 1.9889 | 1.9889 | 1.9889 | 1.9889 | 1.9889 | 1.9889 | 1.9889 | 1.9889 | 1.9889 | 1.9889 | 1.9889 | 1.9889 | 1.9889 | 1.9889 | 0.6098 | 0.6098 | 0.6098 | 0.6098 | 0.6098 | 0.6098 | 0.6098 | 0.6098 | 0.6098 | 0.6098 | 0.6098 | 0.6098 | 0.6098 | 0.6098 | 0.6098 | 0.6098 | 0.6098 | 0.6098 | 0.6098 | 0.6098 | 0.6098 | 0.6098 | 0.6098 | 0.6098 | 0.6098 | 0.6098 | 0.6098 | 0.6098 | 0 | 0 | 0 | 0 | 0 | 0 | 0 | 0 | 0 | 0 | 0 | 0 | 0 | 0 | 0 | 0 | 0 | 0 | 0 | 0 | 0 | 0 | 0 | 0 | 0 | 0 | 0 | 0 | 0 | 0 | 0 | 0 | 0 | 0 | 0 | 0 | 0 | 0 | 0 | 0 | 0 | 0 | 0 | 0 | 0 | 0 | 0 | 0 | 0 | 0 | 0 | 0 | 0 | 0 | 0 | 0 | 0 | 0 | 0 | 0 | 0 | 0 | 0 | 0 | 0 | 0 | 0 | 0 | 0 | 0 | 0 | 0 | 0 | 0 | 0 | 0 | 0 | 0 | 0 | 0 | 0 | 0 | 0 | 0 | 0 | 0 | 0 | 0 | 0 | 0 | 0 | 0 | 0 | 0 | 0 | 0 | 0 | 0 | 0 | 0 | 0 | 0 | 0 | 0 | 0 | 0 | 0 | 0 | 0 | 0 | 0 | 0 | Boiler with an economizer installed on a exhaust stack | Boiler with an economizer installed on a exhaust stack | Boiler with an economizer installed on a exhaust stack | Boiler with an economizer installed on a exhaust stack | Boiler with an economizer installed on a exhaust stack | Boiler with an economizer installed on a exhaust stack | Boiler with an economizer installed on a exhaust stack | Boiler with an economizer installed on a exhaust stack | Boiler with an economizer installed on a exhaust stack | Boiler with an economizer installed on a exhaust stack | Boiler with an economizer installed on a exhaust stack | Boiler with an economizer installed on a exhaust stack | Boiler with an economizer installed on a exhaust stack | Boiler with an economizer installed on a exhaust stack | Boiler with an economizer installed on a exhaust stack | Boiler with an economizer installed on a exhaust stack | Boiler with an economizer installed on a exhaust stack | Boiler with an economizer installed on a exhaust stack | Boiler with an economizer installed on a exhaust stack | Boiler with an economizer installed on a exhaust stack | Boiler with an economizer installed on a exhaust stack | Boiler with an economizer installed on a exhaust stack | Boiler with an economizer installed on a exhaust stack | Boiler with an economizer installed on a exhaust stack | Boiler with an economizer installed on a exhaust stack | Boiler with an economizer installed on a exhaust stack | Boiler with an economizer installed on a exhaust stack | Boiler with an economizer installed on a exhaust stack | 1.9889 | 1.9889 | 1.9889 | 1.9889 | 1.9889 | 1.9889 | 1.9889 | 1.9889 | 1.9889 | 1.9889 | 1.9889 | 1.9889 | 1.9889 | 1.9889 | 1.9889 | 1.9889 | 1.9889 | 1.9889 | 1.9889 | 1.9889 | 1.9889 | 1.9889 | 1.9889 | 1.9889 | 1.9889 | 1.9889 | 1.9889 | 1.9889 | 0.6098 | 0.6098 | 0.6098 | 0.6098 | 0.6098 | 0.6098 | 0.6098 | 0.6098 | 0.6098 | 0.6098 | 0.6098 | 0.6098 | 0.6098 | 0.6098 | 0.6098 | 0.6098 | 0.6098 | 0.6098 | 0.6098 | 0.6098 | 0.6098 | 0.6098 | 0.6098 | 0.6098 | 0.6098 | 0.6098 | 0.6098 | 0.6098 | 0 | 0 | 0 | 0 | 0 | 0 | 0 | 0 | 0 | 0 | 0 | 0 | 0 | 0 | 0 | 0 | 0 | 0 | 0 | 0 | 0 | 0 | 0 | 0 | 0 | 0 | 0 | 0 | 0 | 0 | 0 | 0 | 0 | 0 | 0 | 0 | 0 | 0 | 0 | 0 | 0 | 0 | 0 | 0 | 0 | 0 | 0 | 0 | 0 | 0 | 0 | 0 | 0 | 0 | 0 | 0 | 0 | 0 | 0 | 0 | 0 | 0 | 0 | 0 | 0 | 0 | 0 | 0 | 0 | 0 | 0 | 0 | 0 | 0 | 0 | 0 | 0 | 0 | 0 | 0 | 0 | 0 | 0 | 0 | 0 | 0
Gas Boiler - Stack Economizer_Healthcare_Existing_Boiler with an economizer installed on a exhaust stack | Gas Boiler - Stack Economizer_Healthcare_Existing | Gas Boiler - Stack Economizer_Commercial_Existing_The baseline boiler does not have an economizer installed._Boiler with an economizer installed on a exhaust stack | Commercial | Healthcare | Existing | Space Heating | Natural Gas | Gas Boiler - Stack Economizer | NEQ | The baseline boiler does not have an economizer installed. | 15 | 15 | 15 | 0.49215 | 0 | 0 | 0 | 0 | Retro1Slow | 0.012666666666666666 | TBD | A | WCM524 | 0.7 | 0.42 | kBtuh heat | 0.0321 | 493.4485050506892 | 493.4485 | 389.1988208850504 | 389.1988 | IL TRM v13 - 4.4.28 - Stack Economizer for Boilers Serving HVAC Loads - CI-HVC-BECO-V03-250101 | Efficiency Maine TRM - 2023.1 - Boiler Stack Heat Exchanger (Boiler Economizer) - AF2. ¦ GDS Associates, Inc. (2009). Natural Gas Energy Efficiency Potential in Massachusetts. Prepared for GasNetworks. | IL TRM v13 - 4.4.28 - Stack Economizer for Boilers Serving HVAC Loads - CI-HVC-BECO-V03-250101 | 0 | 0 | 1.9889 | The baseline boiler does not have an economizer installed. | The baseline boiler does not have an economizer installed. | The baseline boiler does not have an economizer installed. | The baseline boiler does not have an economizer installed. | The baseline boiler does not have an economizer installed. | The baseline boiler does not have an economizer installed. | The baseline boiler does not have an economizer installed. | The baseline boiler does not have an economizer installed. | The baseline boiler does not have an economizer installed. | The baseline boiler does not have an economizer installed. | The baseline boiler does not have an economizer installed. | The baseline boiler does not have an economizer installed. | The baseline boiler does not have an economizer installed. | The baseline boiler does not have an economizer installed. | The baseline boiler does not have an economizer installed. | The baseline boiler does not have an economizer installed. | The baseline boiler does not have an economizer installed. | The baseline boiler does not have an economizer installed. | The baseline boiler does not have an economizer installed. | The baseline boiler does not have an economizer installed. | The baseline boiler does not have an economizer installed. | The baseline boiler does not have an economizer installed. | The baseline boiler does not have an economizer installed. | The baseline boiler does not have an economizer installed. | The baseline boiler does not have an economizer installed. | The baseline boiler does not have an economizer installed. | The baseline boiler does not have an economizer installed. | The baseline boiler does not have an economizer installed. | 0 | 0 | 0 | 0 | 0 | 0 | 0 | 0 | 0 | 0 | 0 | 0 | 0 | 0 | 0 | 0 | 0 | 0 | 0 | 0 | 0 | 0 | 0 | 0 | 0 | 0 | 0 | 0 | 0 | 0 | 0 | 0 | 0 | 0 | 0 | 0 | 0 | 0 | 0 | 0 | 0 | 0 | 0 | 0 | 0 | 0 | 0 | 0 | 0 | 0 | 0 | 0 | 0 | 0 | 0 | 0 | 0 | 0 | 0 | 0 | 0 | 0 | 0 | 0 | 0 | 0 | 0 | 0 | 0 | 0 | 0 | 0 | 0 | 0 | 0 | 0 | 0 | 0 | 0 | 0 | 0 | 0 | 0 | 0 | 0 | 0 | 0 | 0 | 0 | 0 | 0 | 0 | 0 | 0 | 0 | 0 | 0 | 0 | 0 | 0 | 0 | 0 | 0 | 0 | 0 | 0 | 0 | 0 | 0 | 0 | 0 | 0 | Boiler with an economizer installed on a exhaust stack | Boiler with an economizer installed on a exhaust stack | Boiler with an economizer installed on a exhaust stack | Boiler with an economizer installed on a exhaust stack | Boiler with an economizer installed on a exhaust stack | Boiler with an economizer installed on a exhaust stack | Boiler with an economizer installed on a exhaust stack | Boiler with an economizer installed on a exhaust stack | Boiler with an economizer installed on a exhaust stack | Boiler with an economizer installed on a exhaust stack | Boiler with an economizer installed on a exhaust stack | Boiler with an economizer installed on a exhaust stack | Boiler with an economizer installed on a exhaust stack | Boiler with an economizer installed on a exhaust stack | Boiler with an economizer installed on a exhaust stack | Boiler with an economizer installed on a exhaust stack | Boiler with an economizer installed on a exhaust stack | Boiler with an economizer installed on a exhaust stack | Boiler with an economizer installed on a exhaust stack | Boiler with an economizer installed on a exhaust stack | Boiler with an economizer installed on a exhaust stack | Boiler with an economizer installed on a exhaust stack | Boiler with an economizer installed on a exhaust stack | Boiler with an economizer installed on a exhaust stack | Boiler with an economizer installed on a exhaust stack | Boiler with an economizer installed on a exhaust stack | Boiler with an economizer installed on a exhaust stack | Boiler with an economizer installed on a exhaust stack | 1.9889 | 1.9889 | 1.9889 | 1.9889 | 1.9889 | 1.9889 | 1.9889 | 1.9889 | 1.9889 | 1.9889 | 1.9889 | 1.9889 | 1.9889 | 1.9889 | 1.9889 | 1.9889 | 1.9889 | 1.9889 | 1.9889 | 1.9889 | 1.9889 | 1.9889 | 1.9889 | 1.9889 | 1.9889 | 1.9889 | 1.9889 | 1.9889 | 0.4921 | 0.4921 | 0.4921 | 0.4921 | 0.4921 | 0.4921 | 0.4921 | 0.4921 | 0.4921 | 0.4921 | 0.4921 | 0.4921 | 0.4921 | 0.4921 | 0.4921 | 0.4921 | 0.4921 | 0.4921 | 0.4921 | 0.4921 | 0.4921 | 0.4921 | 0.4921 | 0.4921 | 0.4921 | 0.4921 | 0.4921 | 0.4921 | 0 | 0 | 0 | 0 | 0 | 0 | 0 | 0 | 0 | 0 | 0 | 0 | 0 | 0 | 0 | 0 | 0 | 0 | 0 | 0 | 0 | 0 | 0 | 0 | 0 | 0 | 0 | 0 | 0 | 0 | 0 | 0 | 0 | 0 | 0 | 0 | 0 | 0 | 0 | 0 | 0 | 0 | 0 | 0 | 0 | 0 | 0 | 0 | 0 | 0 | 0 | 0 | 0 | 0 | 0 | 0 | 0 | 0 | 0 | 0 | 0 | 0 | 0 | 0 | 0 | 0 | 0 | 0 | 0 | 0 | 0 | 0 | 0 | 0 | 0 | 0 | 0 | 0 | 0 | 0 | 0 | 0 | 0 | 0 | 0 | 0 | 0 | 0 | 0 | 0 | 0 | 0 | 0 | 0 | 0 | 0 | 0 | 0 | 0 | 0 | 0 | 0 | 0 | 0 | 0 | 0 | 0 | 0 | 0 | 0 | 0 | 0 | Boiler with an economizer installed on a exhaust stack | Boiler with an economizer installed on a exhaust stack | Boiler with an economizer installed on a exhaust stack | Boiler with an economizer installed on a exhaust stack | Boiler with an economizer installed on a exhaust stack | Boiler with an economizer installed on a exhaust stack | Boiler with an economizer installed on a exhaust stack | Boiler with an economizer installed on a exhaust stack | Boiler with an economizer installed on a exhaust stack | Boiler with an economizer installed on a exhaust stack | Boiler with an economizer installed on a exhaust stack | Boiler with an economizer installed on a exhaust stack | Boiler with an economizer installed on a exhaust stack | Boiler with an economizer installed on a exhaust stack | Boiler with an economizer installed on a exhaust stack | Boiler with an economizer installed on a exhaust stack | Boiler with an economizer installed on a exhaust stack | Boiler with an economizer installed on a exhaust stack | Boiler with an economizer installed on a exhaust stack | Boiler with an economizer installed on a exhaust stack | Boiler with an economizer installed on a exhaust stack | Boiler with an economizer installed on a exhaust stack | Boiler with an economizer installed on a exhaust stack | Boiler with an economizer installed on a exhaust stack | Boiler with an economizer installed on a exhaust stack | Boiler with an economizer installed on a exhaust stack | Boiler with an economizer installed on a exhaust stack | Boiler with an economizer installed on a exhaust stack | 1.9889 | 1.9889 | 1.9889 | 1.9889 | 1.9889 | 1.9889 | 1.9889 | 1.9889 | 1.9889 | 1.9889 | 1.9889 | 1.9889 | 1.9889 | 1.9889 | 1.9889 | 1.9889 | 1.9889 | 1.9889 | 1.9889 | 1.9889 | 1.9889 | 1.9889 | 1.9889 | 1.9889 | 1.9889 | 1.9889 | 1.9889 | 1.9889 | 0.4921 | 0.4921 | 0.4921 | 0.4921 | 0.4921 | 0.4921 | 0.4921 | 0.4921 | 0.4921 | 0.4921 | 0.4921 | 0.4921 | 0.4921 | 0.4921 | 0.4921 | 0.4921 | 0.4921 | 0.4921 | 0.4921 | 0.4921 | 0.4921 | 0.4921 | 0.4921 | 0.4921 | 0.4921 | 0.4921 | 0.4921 | 0.4921 | 0 | 0 | 0 | 0 | 0 | 0 | 0 | 0 | 0 | 0 | 0 | 0 | 0 | 0 | 0 | 0 | 0 | 0 | 0 | 0 | 0 | 0 | 0 | 0 | 0 | 0 | 0 | 0 | 0 | 0 | 0 | 0 | 0 | 0 | 0 | 0 | 0 | 0 | 0 | 0 | 0 | 0 | 0 | 0 | 0 | 0 | 0 | 0 | 0 | 0 | 0 | 0 | 0 | 0 | 0 | 0 | 0 | 0 | 0 | 0 | 0 | 0 | 0 | 0 | 0 | 0 | 0 | 0 | 0 | 0 | 0 | 0 | 0 | 0 | 0 | 0 | 0 | 0 | 0 | 0 | 0 | 0 | 0 | 0 | 0 | 0
Range_Miscellaneous_Existing_High Efficiency | Range_Miscellaneous_Existing | Range_Commercial_Existing_Typical_High Efficiency | Commercial | Miscellaneous | Existing | Food Preparation | Natural Gas | Range | EQ | Typical | 15 | 9 | 12 | 198.9585 | 0 | 0 | 0.14985 | 1 | LO3Slow | 0.996 | n/a | A | WCE235 | 1 | 0.6 | 1 units | 0.0321 | 0 | 0 | 0 | 0 | IL TRM v13 - 4.2.25 - Efficient Cooktops - CI-FSE-INDC-V01-240101 | IL TRM v13 - 4.2.25 - Efficient Cooktops - CI-FSE-INDC-V01-240101 | IL TRM v13 - 4.2.25 - Efficient Cooktops - CI-FSE-INDC-V01-240101 | 0 | 0 | 526.4111 | Typical | Typical | Typical | Typical | Typical | Typical | Typical | Typical | Typical | Typical | Typical | Typical | Typical | Typical | Typical | Typical | Typical | Typical | Typical | Typical | Typical | Typical | Typical | Typical | Typical | Typical | Typical | Typical | 0 | 0 | 0 | 0 | 0 | 0 | 0 | 0 | 0 | 0 | 0 | 0 | 0 | 0 | 0 | 0 | 0 | 0 | 0 | 0 | 0 | 0 | 0 | 0 | 0 | 0 | 0 | 0 | 0 | 0 | 0 | 0 | 0 | 0 | 0 | 0 | 0 | 0 | 0 | 0 | 0 | 0 | 0 | 0 | 0 | 0 | 0 | 0 | 0 | 0 | 0 | 0 | 0 | 0 | -2.9104e-11 | 0 | 0 | 0 | 0 | 0 | 0 | 0 | 0 | 0 | 0 | 0 | 0 | 0 | 2.8085929481001997E-15 | 0 | 0 | 0 | 0 | 0 | 0 | 0 | 2.8085929481001997E-15 | 2.8085929481001997E-15 | 2.8085929481001997E-15 | 5.6171858962003994E-15 | 0 | 0 | 0 | 0 | 0 | 0 | 0 | 0 | 0 | 0 | 0 | 0 | 0 | 0 | 0 | 0 | 2.8085929481001997E-15 | 2.8085929481001997E-15 | 2.8085929481001997E-15 | 2.8085929481001997E-15 | 2.8085929481001997E-15 | 2.8085929481001997E-15 | 2.8085929481001997E-15 | 2.8085929481001997E-15 | 5.6171858962003994E-15 | 8.4257788443006E-15 | 1.1234371792400799E-14 | 1.68515576886012E-14 | 1.68515576886012E-14 | 1.68515576886012E-14 | 1.68515576886012E-14 | 1.68515576886012E-14 | High Efficiency | High Efficiency | High Efficiency | High Efficiency | High Efficiency | High Efficiency | High Efficiency | High Efficiency | High Efficiency | High Efficiency | High Efficiency | High Efficiency | High Efficiency | High Efficiency | High Efficiency | High Efficiency | High Efficiency | High Efficiency | High Efficiency | High Efficiency | High Efficiency | High Efficiency | High Efficiency | High Efficiency | High Efficiency | High Efficiency | High Efficiency | High Efficiency | 526.4111 | 526.4111 | 526.4111 | 526.4111 | 526.4111 | 526.4111 | 526.4111 | 526.4111 | 526.4111 | 526.4111 | 526.4111 | 526.4111 | 526.4111 | 526.4111 | 526.4111 | 526.4111 | 526.4111 | 526.4111 | 526.4111 | 526.4111 | 526.4111 | 526.4111 | 526.4111 | 526.4111 | 526.4111 | 526.4111 | 526.4111 | 526.4111 | 198.9585 | 198.9585 | 198.9585 | 198.9585 | 198.9585 | 198.9585 | 198.9585 | 198.9585 | 198.9585 | 198.9585 | 198.9585 | 198.9585 | 198.9585 | 198.9585 | 198.9585 | 198.9585 | 198.9585 | 198.9585 | 198.9585 | 198.9585 | 198.9585 | 198.9585 | 198.9585 | 198.9585 | 198.9585 | 198.9585 | 198.9585 | 198.9585 | 0 | 0 | 0 | 0 | 0 | 0 | 0 | 0 | 0 | 0 | 0 | 0 | 0 | 0 | 0 | 0 | 0 | 0 | 0 | 0 | 0 | 0 | 0 | 0 | 0 | 0 | 0 | 0 | 0 | 0 | 0 | 0 | 0 | 0 | 0 | 0 | 0 | 0 | 0 | 0 | 0 | 0 | 0 | 0 | 0 | -2.9104e-11 | -5.8208e-11 | 0 | 2.9104e-11 | 2.9104e-11 | 2.9104e-11 | 2.9104e-11 | 0 | 0 | 0 | 0 | 0 | 0 | 0 | 0 | 0 | 0 | 0 | 0 | 0 | 0 | 0 | 0 | 0 | 0 | 0 | 0 | 2.8085929481001997E-15 | 5.6171858962003994E-15 | 0 | 0 | 0 | 2.8085929481001997E-15 | 0 | 0 | 0 | 0 | 2.8085929481001997E-15 | 0 | 0 | 0 | 0 | 0 | 0 | 0 | 0 | 0 | 0 | 0 | 0 | 0 | 0 | 0 | 0 | 0 | 2.8085929481001997E-15 | 8.4257788443006E-15 | 8.4257788443006E-15 | 8.4257788443006E-15 | 8.4257788443006E-15 | 1.1234371792400799E-14 | 1.1234371792400799E-14 | 1.1234371792400799E-14 | 1.1234371792400799E-14 | 1.1234371792400799E-14 | 1.4042964740500998E-14 | 1.4042964740500998E-14 | High Efficiency | High Efficiency | High Efficiency | High Efficiency | High Efficiency | High Efficiency | High Efficiency | High Efficiency | High Efficiency | High Efficiency | High Efficiency | High Efficiency | High Efficiency | High Efficiency | High Efficiency | High Efficiency | High Efficiency | High Efficiency | High Efficiency | High Efficiency | High Efficiency | High Efficiency | High Efficiency | High Efficiency | High Efficiency | High Efficiency | High Efficiency | High Efficiency | 526.4111 | 526.4111 | 526.4111 | 526.4111 | 526.4111 | 526.4111 | 526.4111 | 526.4111 | 526.4111 | 526.4111 | 526.4111 | 526.4111 | 526.4111 | 526.4111 | 526.4111 | 526.4111 | 526.4111 | 526.4111 | 526.4111 | 526.4111 | 526.4111 | 526.4111 | 526.4111 | 526.4111 | 526.4111 | 526.4111 | 526.4111 | 526.4111 | 198.9585 | 198.9585 | 198.9585 | 198.9585 | 198.9585 | 198.9585 | 198.9585 | 198.9585 | 198.9585 | 198.9585 | 198.9585 | 198.9585 | 198.9585 | 198.9585 | 198.9585 | 198.9585 | 198.9585 | 198.9585 | 198.9585 | 198.9585 | 198.9585 | 198.9585 | 198.9585 | 198.9585 | 198.9585 | 198.9585 | 198.9585 | 198.9585 | 0 | 0 | 0 | 0 | 0 | 0 | 0 | 0 | 0 | 0 | 0 | 0 | 0 | 0 | 0 | 0 | 0 | 0 | 0 | 0 | 0 | 0 | 0 | 0 | 0 | 0 | 0 | 0 | 0 | 0 | 0 | 0 | 0 | 0 | 0 | 0 | 0 | 0 | 0 | 0 | 0 | 0 | 0 | 0 | 0 | -2.9104e-11 | -5.8208e-11 | 0 | 2.9104e-11 | 2.9104e-11 | 2.9104e-11 | 2.9104e-11 | 0 | 0 | 0 | 0 | 0 | 0 | 0 | 0 | 0 | 0 | 0 | 0 | 0 | 0 | 0 | 0 | 0 | 0 | 0 | 0 | 0 | 5.6171858962003994E-15 | 0 | 0 | 0 | 2.8085929481001997E-15 | 0 | 0 | 0 | 0 | 0 | 0 | 0 | 0
Range_Miscellaneous_New_High Efficiency | Range_Miscellaneous_New | Range_Commercial_New_Typical_High Efficiency | Commercial | Miscellaneous | New | Food Preparation | Natural Gas | Range | EQ | Typical | 15 | 9 | 12 | 198.9585 | 0 | 0 | 0.14985 | 1 | LO3Slow | 0.996 | n/a | A | WCE249 | 1 | 0.6 | 1 units | 0.0321 | 0 | 0 | 0 | 0 | IL TRM v13 - 4.2.25 - Efficient Cooktops - CI-FSE-INDC-V01-240101 | IL TRM v13 - 4.2.25 - Efficient Cooktops - CI-FSE-INDC-V01-240101 | IL TRM v13 - 4.2.25 - Efficient Cooktops - CI-FSE-INDC-V01-240101 | 0 | 0 | 526.4111 | Typical | Typical | Typical | Typical | Typical | Typical | Typical | Typical | Typical | Typical | Typical | Typical | Typical | Typical | Typical | Typical | Typical | Typical | Typical | Typical | Typical | Typical | Typical | Typical | Typical | Typical | Typical | Typical | 0 | 0 | 0 | 0 | 0 | 0 | 0 | 0 | 0 | 0 | 0 | 0 | 0 | 0 | 0 | 0 | 0 | 0 | 0 | 0 | 0 | 0 | 0 | 0 | 0 | 0 | 0 | 0 | 0 | 0 | 0 | 0 | 0 | 0 | 0 | 0 | 0 | 0 | 0 | 0 | 0 | 0 | 0 | 0 | 0 | 0 | 0 | 0 | 0 | 0 | 0 | 0 | 0 | 0 | 0 | 0 | 0 | 0 | 0 | 0 | 0 | 0 | 0 | 0 | 0 | 0 | 0 | 0 | 0 | 0 | 0 | 0 | 0 | 0 | 0 | 0 | 0 | 0 | 0 | 0 | 0 | 0 | 0 | 0 | 0 | 0 | 0 | 0 | 0 | 0 | 0 | 0 | 0 | 0 | 0 | 0 | 0 | 0 | 0 | 0 | 0 | 0 | 0 | 0 | 0 | 0 | 0 | 0 | 0 | 0 | 0 | 0 | High Efficiency | High Efficiency | High Efficiency | High Efficiency | High Efficiency | High Efficiency | High Efficiency | High Efficiency | High Efficiency | High Efficiency | High Efficiency | High Efficiency | High Efficiency | High Efficiency | High Efficiency | High Efficiency | High Efficiency | High Efficiency | High Efficiency | High Efficiency | High Efficiency | High Efficiency | High Efficiency | High Efficiency | High Efficiency | High Efficiency | High Efficiency | High Efficiency | 526.4111 | 526.4111 | 526.4111 | 526.4111 | 526.4111 | 526.4111 | 526.4111 | 526.4111 | 526.4111 | 526.4111 | 526.4111 | 526.4111 | 526.4111 | 526.4111 | 526.4111 | 526.4111 | 526.4111 | 526.4111 | 526.4111 | 526.4111 | 526.4111 | 526.4111 | 526.4111 | 526.4111 | 526.4111 | 526.4111 | 526.4111 | 526.4111 | 198.9585 | 198.9585 | 198.9585 | 198.9585 | 198.9585 | 198.9585 | 198.9585 | 198.9585 | 198.9585 | 198.9585 | 198.9585 | 198.9585 | 198.9585 | 198.9585 | 198.9585 | 198.9585 | 198.9585 | 198.9585 | 198.9585 | 198.9585 | 198.9585 | 198.9585 | 198.9585 | 198.9585 | 198.9585 | 198.9585 | 198.9585 | 198.9585 | 0 | 0 | 0 | 0 | 0 | 0 | 0 | 0 | 0 | 0 | 0 | 0 | 0 | 0 | 0 | 0 | 0 | 0 | 0 | 0 | 0 | 0 | 0 | 0 | 0 | 0 | 0 | 0 | 0 | 0 | 0 | 0 | 0 | 0 | 0 | 0 | 0 | 0 | 0 | 0 | 0 | 0 | 0 | 0 | 0 | 0 | 0 | 0 | 0 | 0 | 0 | 0 | 0 | 0 | 0 | 0 | 0 | 0 | 0 | 0 | 0 | 0 | 0 | 0 | 0 | 0 | 0 | 0 | 0 | 0 | 0 | 0 | 0 | 0 | 0 | 0 | 0 | 0 | 0 | 0 | 0 | 0 | 0 | 0 | 0 | 0 | 0 | 0 | 0 | 0 | 0 | 0 | 0 | 0 | 0 | 0 | 0 | 0 | 0 | 0 | 0 | 0 | 0 | 0 | 0 | 0 | 0 | 0 | 0 | 0 | 0 | 0 | High Efficiency | High Efficiency | High Efficiency | High Efficiency | High Efficiency | High Efficiency | High Efficiency | High Efficiency | High Efficiency | High Efficiency | High Efficiency | High Efficiency | High Efficiency | High Efficiency | High Efficiency | High Efficiency | High Efficiency | High Efficiency | High Efficiency | High Efficiency | High Efficiency | High Efficiency | High Efficiency | High Efficiency | High Efficiency | High Efficiency | High Efficiency | High Efficiency | 526.4111 | 526.4111 | 526.4111 | 526.4111 | 526.4111 | 526.4111 | 526.4111 | 526.4111 | 526.4111 | 526.4111 | 526.4111 | 526.4111 | 526.4111 | 526.4111 | 526.4111 | 526.4111 | 526.4111 | 526.4111 | 526.4111 | 526.4111 | 526.4111 | 526.4111 | 526.4111 | 526.4111 | 526.4111 | 526.4111 | 526.4111 | 526.4111 | 198.9585 | 198.9585 | 198.9585 | 198.9585 | 198.9585 | 198.9585 | 198.9585 | 198.9585 | 198.9585 | 198.9585 | 198.9585 | 198.9585 | 198.9585 | 198.9585 | 198.9585 | 198.9585 | 198.9585 | 198.9585 | 198.9585 | 198.9585 | 198.9585 | 198.9585 | 198.9585 | 198.9585 | 198.9585 | 198.9585 | 198.9585 | 198.9585 | 0 | 0 | 0 | 0 | 0 | 0 | 0 | 0 | 0 | 0 | 0 | 0 | 0 | 0 | 0 | 0 | 0 | 0 | 0 | 0 | 0 | 0 | 0 | 0 | 0 | 0 | 0 | 0 | 0 | 0 | 0 | 0 | 0 | 0 | 0 | 0 | 0 | 0 | 0 | 0 | 0 | 0 | 0 | 0 | 0 | 0 | 0 | 0 | 0 | 0 | 0 | 0 | 0 | 0 | 0 | 0 | 0 | 0 | 0 | 0 | 0 | 0 | 0 | 0 | 0 | 0 | 0 | 0 | 0 | 0 | 0 | 0 | 0 | 0 | 0 | 0 | 0 | 0 | 0 | 0 | 0 | 0 | 0 | 0 | 0 | 0
Range_Lodging_Existing_High Efficiency | Range_Lodging_Existing | Range_Commercial_Existing_Typical_High Efficiency | Commercial | Lodging | Existing | Food Preparation | Natural Gas | Range | EQ | Typical | 15 | 9 | 12 | 199.382 | 0 | 0 | 0.18321 | 1 | LO3Slow | 0.996 | n/a | A | WCE179 | 1 | 0.6 | 1 units | 0.0321 | 0 | 0 | 0 | 0 | IL TRM v13 - 4.2.25 - Efficient Cooktops - CI-FSE-INDC-V01-240101 | IL TRM v13 - 4.2.25 - Efficient Cooktops - CI-FSE-INDC-V01-240101 | IL TRM v13 - 4.2.25 - Efficient Cooktops - CI-FSE-INDC-V01-240101 | 0 | 0 | 525.0393 | Typical | Typical | Typical | Typical | Typical | Typical | Typical | Typical | Typical | Typical | Typical | Typical | Typical | Typical | Typical | Typical | Typical | Typical | Typical | Typical | Typical | Typical | Typical | Typical | Typical | Typical | Typical | Typical | 0 | 0 | 0 | 0 | 0 | 0 | 0 | 0 | 0 | 0 | 0 | 0 | 0 | 0 | 0 | 0 | 0 | 0 | 0 | 0 | 0 | 0 | 0 | 0 | 0 | 0 | 0 | 0 | 0 | 0 | 0 | 0 | 0 | 0 | 0 | 0 | 0 | 0 | 0 | 0 | 0 | 0 | 0 | 1.1642e-10 | 1.1642e-10 | 0 | -5.8208e-11 | -5.8208e-11 | -5.8208e-11 | -5.8208e-11 | -1.1642e-10 | 0 | 0 | 0 | 0 | 0 | 0 | 0 | 0 | 0 | 0 | 0 | 0 | 0 | 0 | 0 | 0 | 0 | 0 | 0 | 0 | 0 | 5.254927046284413E-15 | 0 | 1.0509854092568826E-14 | 0 | 0 | 0 | 0 | 0 | 0 | 5.254927046284413E-15 | 0 | 0 | 0 | 0 | 0 | 0 | 0 | 0 | 0 | 0 | 0 | 0 | 0 | 0 | 0 | 0 | 0 | 0 | 5.254927046284413E-15 | 5.254927046284413E-15 | 1.576478113885324E-14 | 1.576478113885324E-14 | 1.576478113885324E-14 | 1.576478113885324E-14 | 1.576478113885324E-14 | 1.576478113885324E-14 | 1.576478113885324E-14 | 2.1019708185137653E-14 | 2.1019708185137653E-14 | 2.1019708185137653E-14 | High Efficiency | High Efficiency | High Efficiency | High Efficiency | High Efficiency | High Efficiency | High Efficiency | High Efficiency | High Efficiency | High Efficiency | High Efficiency | High Efficiency | High Efficiency | High Efficiency | High Efficiency | High Efficiency | High Efficiency | High Efficiency | High Efficiency | High Efficiency | High Efficiency | High Efficiency | High Efficiency | High Efficiency | High Efficiency | High Efficiency | High Efficiency | High Efficiency | 525.0393 | 525.0393 | 525.0393 | 525.0393 | 525.0393 | 525.0393 | 525.0393 | 525.0393 | 525.0393 | 525.0393 | 525.0393 | 525.0393 | 525.0393 | 525.0393 | 525.0393 | 525.0393 | 525.0393 | 525.0393 | 525.0393 | 525.0393 | 525.0393 | 525.0393 | 525.0393 | 525.0393 | 525.0393 | 525.0393 | 525.0393 | 525.0393 | 199.382 | 199.382 | 199.382 | 199.382 | 199.382 | 199.382 | 199.382 | 199.382 | 199.382 | 199.382 | 199.382 | 199.382 | 199.382 | 199.382 | 199.382 | 199.382 | 199.382 | 199.382 | 199.382 | 199.382 | 199.382 | 199.382 | 199.382 | 199.382 | 199.382 | 199.382 | 199.382 | 199.382 | 0 | 0 | 0 | 0 | 0 | 0 | 0 | 0 | 0 | 0 | 0 | 0 | 0 | 0 | 0 | 0 | 0 | 0 | 0 | 0 | 0 | 0 | 0 | 0 | 0 | 0 | 0 | 0 | 0 | 0 | 0 | 0 | 0 | 0 | 0 | 0 | 0 | 0 | 0 | 0 | 0 | 0 | 0 | 0 | 0 | 0 | 0 | 0 | 0 | 0 | 0 | 0 | 0 | -5.8208e-11 | 0 | 0 | 0 | 0 | 0 | 0 | 0 | 0 | 0 | 0 | 0 | 0 | 0 | 0 | 0 | 0 | 0 | 0 | 0 | 5.254927046284413E-15 | 1.0509854092568826E-14 | 0 | 0 | 0 | 0 | 0 | 0 | 0 | 0 | 0 | 0 | 0 | 0 | 0 | 0 | 0 | 0 | 0 | 0 | 0 | 0 | 0 | 0 | 0 | 0 | 0 | 0 | 5.254927046284413E-15 | 1.576478113885324E-14 | 1.576478113885324E-14 | 1.576478113885324E-14 | 1.576478113885324E-14 | 1.576478113885324E-14 | 1.576478113885324E-14 | 1.576478113885324E-14 | 1.576478113885324E-14 | 1.576478113885324E-14 | 1.576478113885324E-14 | High Efficiency | High Efficiency | High Efficiency | High Efficiency | High Efficiency | High Efficiency | High Efficiency | High Efficiency | High Efficiency | High Efficiency | High Efficiency | High Efficiency | High Efficiency | High Efficiency | High Efficiency | High Efficiency | High Efficiency | High Efficiency | High Efficiency | High Efficiency | High Efficiency | High Efficiency | High Efficiency | High Efficiency | High Efficiency | High Efficiency | High Efficiency | High Efficiency | 525.0393 | 525.0393 | 525.0393 | 525.0393 | 525.0393 | 525.0393 | 525.0393 | 525.0393 | 525.0393 | 525.0393 | 525.0393 | 525.0393 | 525.0393 | 525.0393 | 525.0393 | 525.0393 | 525.0393 | 525.0393 | 525.0393 | 525.0393 | 525.0393 | 525.0393 | 525.0393 | 525.0393 | 525.0393 | 525.0393 | 525.0393 | 525.0393 | 199.382 | 199.382 | 199.382 | 199.382 | 199.382 | 199.382 | 199.382 | 199.382 | 199.382 | 199.382 | 199.382 | 199.382 | 199.382 | 199.382 | 199.382 | 199.382 | 199.382 | 199.382 | 199.382 | 199.382 | 199.382 | 199.382 | 199.382 | 199.382 | 199.382 | 199.382 | 199.382 | 199.382 | 0 | 0 | 0 | 0 | 0 | 0 | 0 | 0 | 0 | 0 | 0 | 0 | 0 | 0 | 0 | 0 | 0 | 0 | 0 | 0 | 0 | 0 | 0 | 0 | 0 | 0 | 0 | 0 | 0 | 0 | 0 | 0 | 0 | 0 | 0 | 0 | 0 | 0 | 0 | 0 | 0 | 0 | 0 | 0 | 0 | 0 | 5.8208e-11 | 5.8208e-11 | 5.8208e-11 | 5.8208e-11 | 0 | -5.8208e-11 | 0 | -5.8208e-11 | 0 | 0 | 0 | 0 | 0 | 0 | 0 | 0 | 0 | 0 | 0 | 0 | 0 | 0 | 0 | 0 | 0 | 0 | 0 | 5.254927046284413E-15 | 0 | 0 | 0 | 0 | 0 | 5.254927046284413E-15 | 5.254927046284413E-15 | 0 | 0 | 0 | 0 | 0
Range_Lodging_New_High Efficiency | Range_Lodging_New | Range_Commercial_New_Typical_High Efficiency | Commercial | Lodging | New | Food Preparation | Natural Gas | Range | EQ | Typical | 15 | 9 | 12 | 199.382 | 0 | 0 | 0.18321 | 1 | LO3Slow | 0.996 | n/a | A | WCE193 | 1 | 0.6 | 1 units | 0.0321 | 0 | 0 | 0 | 0 | IL TRM v13 - 4.2.25 - Efficient Cooktops - CI-FSE-INDC-V01-240101 | IL TRM v13 - 4.2.25 - Efficient Cooktops - CI-FSE-INDC-V01-240101 | IL TRM v13 - 4.2.25 - Efficient Cooktops - CI-FSE-INDC-V01-240101 | 0 | 0 | 525.0393 | Typical | Typical | Typical | Typical | Typical | Typical | Typical | Typical | Typical | Typical | Typical | Typical | Typical | Typical | Typical | Typical | Typical | Typical | Typical | Typical | Typical | Typical | Typical | Typical | Typical | Typical | Typical | Typical | 0 | 0 | 0 | 0 | 0 | 0 | 0 | 0 | 0 | 0 | 0 | 0 | 0 | 0 | 0 | 0 | 0 | 0 | 0 | 0 | 0 | 0 | 0 | 0 | 0 | 0 | 0 | 0 | 0 | 0 | 0 | 0 | 0 | 0 | 0 | 0 | 0 | 0 | 0 | 0 | 0 | 0 | 0 | 0 | 0 | 0 | 0 | 0 | 0 | 0 | 0 | 0 | 0 | 0 | 0 | 0 | 0 | 0 | 0 | 0 | 0 | 0 | 0 | 0 | 0 | 0 | 0 | 0 | 0 | 0 | 0 | 0 | 0 | 0 | 0 | 0 | 0 | 0 | 0 | 0 | 0 | 0 | 0 | 0 | 0 | 0 | 0 | 0 | 0 | 0 | 0 | 0 | 0 | 0 | 0 | 0 | 0 | 0 | 0 | 0 | 0 | 0 | 0 | 0 | 0 | 0 | 0 | 0 | 0 | 0 | 0 | 0 | High Efficiency | High Efficiency | High Efficiency | High Efficiency | High Efficiency | High Efficiency | High Efficiency | High Efficiency | High Efficiency | High Efficiency | High Efficiency | High Efficiency | High Efficiency | High Efficiency | High Efficiency | High Efficiency | High Efficiency | High Efficiency | High Efficiency | High Efficiency | High Efficiency | High Efficiency | High Efficiency | High Efficiency | High Efficiency | High Efficiency | High Efficiency | High Efficiency | 525.0393 | 525.0393 | 525.0393 | 525.0393 | 525.0393 | 525.0393 | 525.0393 | 525.0393 | 525.0393 | 525.0393 | 525.0393 | 525.0393 | 525.0393 | 525.0393 | 525.0393 | 525.0393 | 525.0393 | 525.0393 | 525.0393 | 525.0393 | 525.0393 | 525.0393 | 525.0393 | 525.0393 | 525.0393 | 525.0393 | 525.0393 | 525.0393 | 199.382 | 199.382 | 199.382 | 199.382 | 199.382 | 199.382 | 199.382 | 199.382 | 199.382 | 199.382 | 199.382 | 199.382 | 199.382 | 199.382 | 199.382 | 199.382 | 199.382 | 199.382 | 199.382 | 199.382 | 199.382 | 199.382 | 199.382 | 199.382 | 199.382 | 199.382 | 199.382 | 199.382 | 0 | 0 | 0 | 0 | 0 | 0 | 0 | 0 | 0 | 0 | 0 | 0 | 0 | 0 | 0 | 0 | 0 | 0 | 0 | 0 | 0 | 0 | 0 | 0 | 0 | 0 | 0 | 0 | 0 | 0 | 0 | 0 | 0 | 0 | 0 | 0 | 0 | 0 | 0 | 0 | 0 | 0 | 0 | 0 | 0 | 0 | 0 | 0 | 0 | 0 | 0 | 0 | 0 | 0 | 0 | 0 | 0 | 0 | 0 | 0 | 0 | 0 | 0 | 0 | 0 | 0 | 0 | 0 | 0 | 0 | 0 | 0 | 0 | 0 | 0 | 0 | 0 | 0 | 0 | 0 | 0 | 0 | 0 | 0 | 0 | 0 | 0 | 0 | 0 | 0 | 0 | 0 | 0 | 0 | 0 | 0 | 0 | 0 | 0 | 0 | 0 | 0 | 0 | 0 | 0 | 0 | 0 | 0 | 0 | 0 | 0 | 0 | High Efficiency | High Efficiency | High Efficiency | High Efficiency | High Efficiency | High Efficiency | High Efficiency | High Efficiency | High Efficiency | High Efficiency | High Efficiency | High Efficiency | High Efficiency | High Efficiency | High Efficiency | High Efficiency | High Efficiency | High Efficiency | High Efficiency | High Efficiency | High Efficiency | High Efficiency | High Efficiency | High Efficiency | High Efficiency | High Efficiency | High Efficiency | High Efficiency | 525.0393 | 525.0393 | 525.0393 | 525.0393 | 525.0393 | 525.0393 | 525.0393 | 525.0393 | 525.0393 | 525.0393 | 525.0393 | 525.0393 | 525.0393 | 525.0393 | 525.0393 | 525.0393 | 525.0393 | 525.0393 | 525.0393 | 525.0393 | 525.0393 | 525.0393 | 525.0393 | 525.0393 | 525.0393 | 525.0393 | 525.0393 | 525.0393 | 199.382 | 199.382 | 199.382 | 199.382 | 199.382 | 199.382 | 199.382 | 199.382 | 199.382 | 199.382 | 199.382 | 199.382 | 199.382 | 199.382 | 199.382 | 199.382 | 199.382 | 199.382 | 199.382 | 199.382 | 199.382 | 199.382 | 199.382 | 199.382 | 199.382 | 199.382 | 199.382 | 199.382 | 0 | 0 | 0 | 0 | 0 | 0 | 0 | 0 | 0 | 0 | 0 | 0 | 0 | 0 | 0 | 0 | 0 | 0 | 0 | 0 | 0 | 0 | 0 | 0 | 0 | 0 | 0 | 0 | 0 | 0 | 0 | 0 | 0 | 0 | 0 | 0 | 0 | 0 | 0 | 0 | 0 | 0 | 0 | 0 | 0 | 0 | 0 | 0 | 0 | 0 | 0 | 0 | 0 | 0 | 0 | 0 | 0 | 0 | 0 | 0 | 0 | 0 | 0 | 0 | 0 | 0 | 0 | 0 | 0 | 0 | 0 | 0 | 0 | 0 | 0 | 0 | 0 | 0 | 0 | 0 | 0 | 0 | 0 | 0 | 0 | 0
Range_Education_Existing_High Efficiency | Range_Education_Existing | Range_Commercial_Existing_Typical_High Efficiency | Commercial | Education | Existing | Food Preparation | Natural Gas | Range | EQ | Typical | 15 | 9 | 12 | 202.5909 | 0 | 0 | 0.11499 | 1 | LO3Slow | 0.996 | n/a | A | WCE123 | 1 | 0.6 | 1 units | 0.0321 | 0 | 0 | 0 | 0 | IL TRM v13 - 4.2.25 - Efficient Cooktops - CI-FSE-INDC-V01-240101 | IL TRM v13 - 4.2.25 - Efficient Cooktops - CI-FSE-INDC-V01-240101 | IL TRM v13 - 4.2.25 - Efficient Cooktops - CI-FSE-INDC-V01-240101 | 0 | 0 | 526.7363 | Typical | Typical | Typical | Typical | Typical | Typical | Typical | Typical | Typical | Typical | Typical | Typical | Typical | Typical | Typical | Typical | Typical | Typical | Typical | Typical | Typical | Typical | Typical | Typical | Typical | Typical | Typical | Typical | 0 | 0 | 0 | 0 | 0 | 0 | 0 | 0 | 0 | 0 | 0 | 0 | 0 | 0 | 0 | 0 | 0 | 0 | 0 | 0 | 0 | 0 | 0 | 0 | 0 | 0 | 0 | 0 | 0 | 0 | 0 | 0 | 0 | 0 | 0 | 0 | 0 | 0 | 0 | 0 | 0 | 0 | 0 | 0 | 0 | 0 | 0 | 1.4552e-11 | 0 | 0 | 0 | 0 | 0 | 0 | 0 | 0 | 0 | 0 | 0 | 0 | 0 | 0 | 0 | 0 | 0 | 0 | 0 | 0 | 0 | 0 | 3.447795212182666E-15 | 0 | 0 | 1.723897606091333E-15 | 0 | 0 | 0 | 0 | 0 | 0 | 0 | 3.447795212182666E-15 | 0 | 6.895590424365332E-15 | 0 | 0 | 0 | 0 | 0 | 0 | 0 | 0 | 0 | 0 | 0 | 0 | 0 | 0 | 3.447795212182666E-15 | 3.447795212182666E-15 | 3.447795212182666E-15 | 5.171692818273999E-15 | 5.171692818273999E-15 | 5.171692818273999E-15 | 5.171692818273999E-15 | 5.171692818273999E-15 | 5.171692818273999E-15 | 5.171692818273999E-15 | 5.171692818273999E-15 | 8.619488030456665E-15 | 8.619488030456665E-15 | 1.5515078454821998E-14 | High Efficiency | High Efficiency | High Efficiency | High Efficiency | High Efficiency | High Efficiency | High Efficiency | High Efficiency | High Efficiency | High Efficiency | High Efficiency | High Efficiency | High Efficiency | High Efficiency | High Efficiency | High Efficiency | High Efficiency | High Efficiency | High Efficiency | High Efficiency | High Efficiency | High Efficiency | High Efficiency | High Efficiency | High Efficiency | High Efficiency | High Efficiency | High Efficiency | 526.7363 | 526.7363 | 526.7363 | 526.7363 | 526.7363 | 526.7363 | 526.7363 | 526.7363 | 526.7363 | 526.7363 | 526.7363 | 526.7363 | 526.7363 | 526.7363 | 526.7363 | 526.7363 | 526.7363 | 526.7363 | 526.7363 | 526.7363 | 526.7363 | 526.7363 | 526.7363 | 526.7363 | 526.7363 | 526.7363 | 526.7363 | 526.7363 | 202.5909 | 202.5909 | 202.5909 | 202.5909 | 202.5909 | 202.5909 | 202.5909 | 202.5909 | 202.5909 | 202.5909 | 202.5909 | 202.5909 | 202.5909 | 202.5909 | 202.5909 | 202.5909 | 202.5909 | 202.5909 | 202.5909 | 202.5909 | 202.5909 | 202.5909 | 202.5909 | 202.5909 | 202.5909 | 202.5909 | 202.5909 | 202.5909 | 0 | 0 | 0 | 0 | 0 | 0 | 0 | 0 | 0 | 0 | 0 | 0 | 0 | 0 | 0 | 0 | 0 | 0 | 0 | 0 | 0 | 0 | 0 | 0 | 0 | 0 | 0 | 0 | 0 | 0 | 0 | 0 | 0 | 0 | 0 | 0 | 0 | 0 | 0 | 0 | 0 | 0 | 0 | 0 | 0 | 0 | 0 | 1.4552e-11 | 0 | 0 | 0 | 0 | 0 | -1.4552e-11 | -1.4552e-11 | -1.4552e-11 | 0 | 0 | 0 | 0 | 0 | 0 | 0 | 0 | 0 | 0 | 0 | 0 | 0 | 0 | 0 | 0 | 0 | 0 | 0 | 0 | 0 | 0 | 0 | 3.447795212182666E-15 | 0 | 0 | 0 | 0 | 0 | 0 | 0 | 0 | 0 | 0 | 0 | 0 | 0 | 0 | 0 | 0 | 0 | 0 | 0 | 0 | 0 | 0 | 0 | 0 | 0 | 0 | 0 | 3.447795212182666E-15 | 3.447795212182666E-15 | 3.447795212182666E-15 | 3.447795212182666E-15 | 3.447795212182666E-15 | High Efficiency | High Efficiency | High Efficiency | High Efficiency | High Efficiency | High Efficiency | High Efficiency | High Efficiency | High Efficiency | High Efficiency | High Efficiency | High Efficiency | High Efficiency | High Efficiency | High Efficiency | High Efficiency | High Efficiency | High Efficiency | High Efficiency | High Efficiency | High Efficiency | High Efficiency | High Efficiency | High Efficiency | High Efficiency | High Efficiency | High Efficiency | High Efficiency | 526.7363 | 526.7363 | 526.7363 | 526.7363 | 526.7363 | 526.7363 | 526.7363 | 526.7363 | 526.7363 | 526.7363 | 526.7363 | 526.7363 | 526.7363 | 526.7363 | 526.7363 | 526.7363 | 526.7363 | 526.7363 | 526.7363 | 526.7363 | 526.7363 | 526.7363 | 526.7363 | 526.7363 | 526.7363 | 526.7363 | 526.7363 | 526.7363 | 202.5909 | 202.5909 | 202.5909 | 202.5909 | 202.5909 | 202.5909 | 202.5909 | 202.5909 | 202.5909 | 202.5909 | 202.5909 | 202.5909 | 202.5909 | 202.5909 | 202.5909 | 202.5909 | 202.5909 | 202.5909 | 202.5909 | 202.5909 | 202.5909 | 202.5909 | 202.5909 | 202.5909 | 202.5909 | 202.5909 | 202.5909 | 202.5909 | 0 | 0 | 0 | 0 | 0 | 0 | 0 | 0 | 0 | 0 | 0 | 0 | 0 | 0 | 0 | 0 | 0 | 0 | 0 | 0 | 0 | 0 | 0 | 0 | 0 | 0 | 0 | 0 | 0 | 0 | 0 | 0 | 0 | 0 | 0 | 0 | 0 | 0 | 0 | 0 | 0 | 0 | 0 | 0 | 0 | 0 | 0 | 1.4552e-11 | 0 | 0 | 1.4552e-11 | 0 | 0 | -1.4552e-11 | 0 | 0 | 0 | 0 | 0 | 0 | 0 | 0 | 0 | 0 | 0 | 0 | 0 | 0 | 0 | 0 | 0 | 0 | 0 | 1.723897606091333E-15 | 0 | 0 | 1.723897606091333E-15 | 0 | 0 | 3.447795212182666E-15 | 0 | 0 | 0 | 0 | 0 | 0
Range_Education_New_High Efficiency | Range_Education_New | Range_Commercial_New_Typical_High Efficiency | Commercial | Education | New | Food Preparation | Natural Gas | Range | EQ | Typical | 15 | 9 | 12 | 202.5909 | 0 | 0 | 0.11499 | 1 | LO3Slow | 0.996 | n/a | A | WCE137 | 1 | 0.6 | 1 units | 0.0321 | 0 | 0 | 0 | 0 | IL TRM v13 - 4.2.25 - Efficient Cooktops - CI-FSE-INDC-V01-240101 | IL TRM v13 - 4.2.25 - Efficient Cooktops - CI-FSE-INDC-V01-240101 | IL TRM v13 - 4.2.25 - Efficient Cooktops - CI-FSE-INDC-V01-240101 | 0 | 0 | 526.7363 | Typical | Typical | Typical | Typical | Typical | Typical | Typical | Typical | Typical | Typical | Typical | Typical | Typical | Typical | Typical | Typical | Typical | Typical | Typical | Typical | Typical | Typical | Typical | Typical | Typical | Typical | Typical | Typical | 0 | 0 | 0 | 0 | 0 | 0 | 0 | 0 | 0 | 0 | 0 | 0 | 0 | 0 | 0 | 0 | 0 | 0 | 0 | 0 | 0 | 0 | 0 | 0 | 0 | 0 | 0 | 0 | 0 | 0 | 0 | 0 | 0 | 0 | 0 | 0 | 0 | 0 | 0 | 0 | 0 | 0 | 0 | 0 | 0 | 0 | 0 | 0 | 0 | 0 | 0 | 0 | 0 | 0 | 0 | 0 | 0 | 0 | 0 | 0 | 0 | 0 | 0 | 0 | 0 | 0 | 0 | 0 | 0 | 0 | 0 | 0 | 0 | 0 | 0 | 0 | 0 | 0 | 0 | 0 | 0 | 0 | 0 | 0 | 0 | 0 | 0 | 0 | 0 | 0 | 0 | 0 | 0 | 0 | 0 | 0 | 0 | 0 | 0 | 0 | 0 | 0 | 0 | 0 | 0 | 0 | 0 | 0 | 0 | 0 | 0 | 0 | High Efficiency | High Efficiency | High Efficiency | High Efficiency | High Efficiency | High Efficiency | High Efficiency | High Efficiency | High Efficiency | High Efficiency | High Efficiency | High Efficiency | High Efficiency | High Efficiency | High Efficiency | High Efficiency | High Efficiency | High Efficiency | High Efficiency | High Efficiency | High Efficiency | High Efficiency | High Efficiency | High Efficiency | High Efficiency | High Efficiency | High Efficiency | High Efficiency | 526.7363 | 526.7363 | 526.7363 | 526.7363 | 526.7363 | 526.7363 | 526.7363 | 526.7363 | 526.7363 | 526.7363 | 526.7363 | 526.7363 | 526.7363 | 526.7363 | 526.7363 | 526.7363 | 526.7363 | 526.7363 | 526.7363 | 526.7363 | 526.7363 | 526.7363 | 526.7363 | 526.7363 | 526.7363 | 526.7363 | 526.7363 | 526.7363 | 202.5909 | 202.5909 | 202.5909 | 202.5909 | 202.5909 | 202.5909 | 202.5909 | 202.5909 | 202.5909 | 202.5909 | 202.5909 | 202.5909 | 202.5909 | 202.5909 | 202.5909 | 202.5909 | 202.5909 | 202.5909 | 202.5909 | 202.5909 | 202.5909 | 202.5909 | 202.5909 | 202.5909 | 202.5909 | 202.5909 | 202.5909 | 202.5909 | 0 | 0 | 0 | 0 | 0 | 0 | 0 | 0 | 0 | 0 | 0 | 0 | 0 | 0 | 0 | 0 | 0 | 0 | 0 | 0 | 0 | 0 | 0 | 0 | 0 | 0 | 0 | 0 | 0 | 0 | 0 | 0 | 0 | 0 | 0 | 0 | 0 | 0 | 0 | 0 | 0 | 0 | 0 | 0 | 0 | 0 | 0 | 0 | 0 | 0 | 0 | 0 | 0 | 0 | 0 | 0 | 0 | 0 | 0 | 0 | 0 | 0 | 0 | 0 | 0 | 0 | 0 | 0 | 0 | 0 | 0 | 0 | 0 | 0 | 0 | 0 | 0 | 0 | 0 | 0 | 0 | 0 | 0 | 0 | 0 | 0 | 0 | 0 | 0 | 0 | 0 | 0 | 0 | 0 | 0 | 0 | 0 | 0 | 0 | 0 | 0 | 0 | 0 | 0 | 0 | 0 | 0 | 0 | 0 | 0 | 0 | 0 | High Efficiency | High Efficiency | High Efficiency | High Efficiency | High Efficiency | High Efficiency | High Efficiency | High Efficiency | High Efficiency | High Efficiency | High Efficiency | High Efficiency | High Efficiency | High Efficiency | High Efficiency | High Efficiency | High Efficiency | High Efficiency | High Efficiency | High Efficiency | High Efficiency | High Efficiency | High Efficiency | High Efficiency | High Efficiency | High Efficiency | High Efficiency | High Efficiency | 526.7363 | 526.7363 | 526.7363 | 526.7363 | 526.7363 | 526.7363 | 526.7363 | 526.7363 | 526.7363 | 526.7363 | 526.7363 | 526.7363 | 526.7363 | 526.7363 | 526.7363 | 526.7363 | 526.7363 | 526.7363 | 526.7363 | 526.7363 | 526.7363 | 526.7363 | 526.7363 | 526.7363 | 526.7363 | 526.7363 | 526.7363 | 526.7363 | 202.5909 | 202.5909 | 202.5909 | 202.5909 | 202.5909 | 202.5909 | 202.5909 | 202.5909 | 202.5909 | 202.5909 | 202.5909 | 202.5909 | 202.5909 | 202.5909 | 202.5909 | 202.5909 | 202.5909 | 202.5909 | 202.5909 | 202.5909 | 202.5909 | 202.5909 | 202.5909 | 202.5909 | 202.5909 | 202.5909 | 202.5909 | 202.5909 | 0 | 0 | 0 | 0 | 0 | 0 | 0 | 0 | 0 | 0 | 0 | 0 | 0 | 0 | 0 | 0 | 0 | 0 | 0 | 0 | 0 | 0 | 0 | 0 | 0 | 0 | 0 | 0 | 0 | 0 | 0 | 0 | 0 | 0 | 0 | 0 | 0 | 0 | 0 | 0 | 0 | 0 | 0 | 0 | 0 | 0 | 0 | 0 | 0 | 0 | 0 | 0 | 0 | 0 | 0 | 0 | 0 | 0 | 0 | 0 | 0 | 0 | 0 | 0 | 0 | 0 | 0 | 0 | 0 | 0 | 0 | 0 | 0 | 0 | 0 | 0 | 0 | 0 | 0 | 0 | 0 | 0 | 0 | 0 | 0 | 0
Range_Restaurant_Existing_High Efficiency | Range_Restaurant_Existing | Range_Commercial_Existing_Typical_High Efficiency | Commercial | Restaurant | Existing | Food Preparation | Natural Gas | Range | EQ | Typical | 15 | 9 | 12 | 198.9947 | 0 | 0 | 0.38248 | 1 | LO3Slow | 0.996 | n/a | A | WCE39 | 1 | 0.6 | 1 units | 0.0321 | 0 | 0 | 0 | 0 | IL TRM v13 - 4.2.25 - Efficient Cooktops - CI-FSE-INDC-V01-240101 | IL TRM v13 - 4.2.25 - Efficient Cooktops - CI-FSE-INDC-V01-240101 | IL TRM v13 - 4.2.25 - Efficient Cooktops - CI-FSE-INDC-V01-240101 | 0 | 0 | 524.6076 | Typical | Typical | Typical | Typical | Typical | Typical | Typical | Typical | Typical | Typical | Typical | Typical | Typical | Typical | Typical | Typical | Typical | Typical | Typical | Typical | Typical | Typical | Typical | Typical | Typical | Typical | Typical | Typical | 0 | 0 | 0 | 0 | 0 | 0 | 0 | 0 | 0 | 0 | 0 | 0 | 0 | 0 | 0 | 0 | 0 | 0 | 0 | 0 | 0 | 0 | 0 | 0 | 0 | 0 | 0 | 0 | 0 | 0 | 0 | 0 | 0 | 0 | 0 | 0 | 0 | 0 | 0 | 0 | 0 | 0 | 0 | 0 | 0 | 0 | 0 | 0 | 0 | 0 | 0 | 0 | 9.3132e-10 | 0 | 0 | 0 | 0 | 0 | 0 | 0 | 0 | 0 | 0 | 0 | 0 | 0 | 0 | 0 | 0 | 0 | 0 | 7.09333197889414E-14 | 0 | 0 | 0 | 0 | 0 | 0 | 0 | 0 | 0 | 0 | 0 | 0 | 0 | 0 | 0 | 0 | 0 | 0 | 0 | 0 | 0 | 0 | 0 | 0 | 0 | 0 | 0 | 7.09333197889414E-14 | 7.09333197889414E-14 | 7.09333197889414E-14 | 7.09333197889414E-14 | 7.09333197889414E-14 | 7.09333197889414E-14 | 7.09333197889414E-14 | 7.09333197889414E-14 | 7.09333197889414E-14 | 7.09333197889414E-14 | 7.09333197889414E-14 | 7.09333197889414E-14 | 7.09333197889414E-14 | High Efficiency | High Efficiency | High Efficiency | High Efficiency | High Efficiency | High Efficiency | High Efficiency | High Efficiency | High Efficiency | High Efficiency | High Efficiency | High Efficiency | High Efficiency | High Efficiency | High Efficiency | High Efficiency | High Efficiency | High Efficiency | High Efficiency | High Efficiency | High Efficiency | High Efficiency | High Efficiency | High Efficiency | High Efficiency | High Efficiency | High Efficiency | High Efficiency | 524.6076 | 524.6076 | 524.6076 | 524.6076 | 524.6076 | 524.6076 | 524.6076 | 524.6076 | 524.6076 | 524.6076 | 524.6076 | 524.6076 | 524.6076 | 524.6076 | 524.6076 | 524.6076 | 524.6076 | 524.6076 | 524.6076 | 524.6076 | 524.6076 | 524.6076 | 524.6076 | 524.6076 | 524.6076 | 524.6076 | 524.6076 | 524.6076 | 198.9947 | 198.9947 | 198.9947 | 198.9947 | 198.9947 | 198.9947 | 198.9947 | 198.9947 | 198.9947 | 198.9947 | 198.9947 | 198.9947 | 198.9947 | 198.9947 | 198.9947 | 198.9947 | 198.9947 | 198.9947 | 198.9947 | 198.9947 | 198.9947 | 198.9947 | 198.9947 | 198.9947 | 198.9947 | 198.9947 | 198.9947 | 198.9947 | 0 | 0 | 0 | 0 | 0 | 0 | 0 | 0 | 0 | 0 | 0 | 0 | 0 | 0 | 0 | 0 | 0 | 0 | 0 | 0 | 0 | 0 | 0 | 0 | 0 | 0 | 0 | 0 | 0 | 0 | 0 | 0 | 0 | 0 | 0 | 0 | 0 | 0 | 0 | 0 | 0 | 0 | 0 | 0 | 0 | 0 | 0 | 0 | 0 | 0 | 0 | 0 | 0 | 0 | 9.3132e-10 | 0 | 0 | 0 | 0 | 0 | 0 | 0 | 0 | 0 | 0 | 0 | 0 | 0 | 0 | 0 | 0 | 0 | 0 | 0 | 0 | 0 | 0 | 0 | 7.09333197889414E-14 | 0 | 0 | 0 | 0 | 0 | 0 | 0 | 0 | 0 | 0 | 0 | 0 | 0 | 0 | 0 | 0 | 0 | 0 | 0 | 0 | 0 | 0 | 0 | 0 | 0 | 0 | 0 | 7.09333197889414E-14 | 7.09333197889414E-14 | 7.09333197889414E-14 | 7.09333197889414E-14 | 7.09333197889414E-14 | 7.09333197889414E-14 | High Efficiency | High Efficiency | High Efficiency | High Efficiency | High Efficiency | High Efficiency | High Efficiency | High Efficiency | High Efficiency | High Efficiency | High Efficiency | High Efficiency | High Efficiency | High Efficiency | High Efficiency | High Efficiency | High Efficiency | High Efficiency | High Efficiency | High Efficiency | High Efficiency | High Efficiency | High Efficiency | High Efficiency | High Efficiency | High Efficiency | High Efficiency | High Efficiency | 524.6076 | 524.6076 | 524.6076 | 524.6076 | 524.6076 | 524.6076 | 524.6076 | 524.6076 | 524.6076 | 524.6076 | 524.6076 | 524.6076 | 524.6076 | 524.6076 | 524.6076 | 524.6076 | 524.6076 | 524.6076 | 524.6076 | 524.6076 | 524.6076 | 524.6076 | 524.6076 | 524.6076 | 524.6076 | 524.6076 | 524.6076 | 524.6076 | 198.9947 | 198.9947 | 198.9947 | 198.9947 | 198.9947 | 198.9947 | 198.9947 | 198.9947 | 198.9947 | 198.9947 | 198.9947 | 198.9947 | 198.9947 | 198.9947 | 198.9947 | 198.9947 | 198.9947 | 198.9947 | 198.9947 | 198.9947 | 198.9947 | 198.9947 | 198.9947 | 198.9947 | 198.9947 | 198.9947 | 198.9947 | 198.9947 | 0 | 0 | 0 | 0 | 0 | 0 | 0 | 0 | 0 | 0 | 0 | 0 | 0 | 0 | 0 | 0 | 0 | 0 | 0 | 0 | 0 | 0 | 0 | 0 | 0 | 0 | 0 | 0 | 0 | 0 | 0 | 0 | 0 | 0 | 0 | 0 | 0 | 0 | 0 | 0 | 0 | 0 | 0 | 0 | 0 | 0 | 0 | 0 | 0 | 0 | 0 | 0 | 9.3132e-10 | 0 | 0 | 0 | 0 | 0 | 0 | 0 | 0 | 0 | 0 | 0 | 0 | 0 | 0 | 0 | 0 | 0 | 0 | 0 | 0 | 0 | 0 | 0 | 0 | 0 | 0 | 0 | 0 | 7.09333197889414E-14 | 1.418666395778828E-13 | 0 | 0 | 0
Range_Restaurant_New_High Efficiency | Range_Restaurant_New | Range_Commercial_New_Typical_High Efficiency | Commercial | Restaurant | New | Food Preparation | Natural Gas | Range | EQ | Typical | 15 | 9 | 12 | 198.9947 | 0 | 0 | 0.38248 | 1 | LO3Slow | 0.996 | n/a | A | WCE53 | 1 | 0.6 | 1 units | 0.0321 | 0 | 0 | 0 | 0 | IL TRM v13 - 4.2.25 - Efficient Cooktops - CI-FSE-INDC-V01-240101 | IL TRM v13 - 4.2.25 - Efficient Cooktops - CI-FSE-INDC-V01-240101 | IL TRM v13 - 4.2.25 - Efficient Cooktops - CI-FSE-INDC-V01-240101 | 0 | 0 | 524.6076 | Typical | Typical | Typical | Typical | Typical | Typical | Typical | Typical | Typical | Typical | Typical | Typical | Typical | Typical | Typical | Typical | Typical | Typical | Typical | Typical | Typical | Typical | Typical | Typical | Typical | Typical | Typical | Typical | 0 | 0 | 0 | 0 | 0 | 0 | 0 | 0 | 0 | 0 | 0 | 0 | 0 | 0 | 0 | 0 | 0 | 0 | 0 | 0 | 0 | 0 | 0 | 0 | 0 | 0 | 0 | 0 | 0 | 0 | 0 | 0 | 0 | 0 | 0 | 0 | 0 | 0 | 0 | 0 | 0 | 0 | 0 | 0 | 0 | 0 | 0 | 0 | 0 | 0 | 0 | 0 | 0 | 0 | 0 | 0 | 0 | 0 | 0 | 0 | 0 | 0 | 0 | 0 | 0 | 0 | 0 | 0 | 0 | 0 | 0 | 0 | 0 | 0 | 0 | 0 | 0 | 0 | 0 | 0 | 0 | 0 | 0 | 0 | 0 | 0 | 0 | 0 | 0 | 0 | 0 | 0 | 0 | 0 | 0 | 0 | 0 | 0 | 0 | 0 | 0 | 0 | 0 | 0 | 0 | 0 | 0 | 0 | 0 | 0 | 0 | 0 | High Efficiency | High Efficiency | High Efficiency | High Efficiency | High Efficiency | High Efficiency | High Efficiency | High Efficiency | High Efficiency | High Efficiency | High Efficiency | High Efficiency | High Efficiency | High Efficiency | High Efficiency | High Efficiency | High Efficiency | High Efficiency | High Efficiency | High Efficiency | High Efficiency | High Efficiency | High Efficiency | High Efficiency | High Efficiency | High Efficiency | High Efficiency | High Efficiency | 524.6076 | 524.6076 | 524.6076 | 524.6076 | 524.6076 | 524.6076 | 524.6076 | 524.6076 | 524.6076 | 524.6076 | 524.6076 | 524.6076 | 524.6076 | 524.6076 | 524.6076 | 524.6076 | 524.6076 | 524.6076 | 524.6076 | 524.6076 | 524.6076 | 524.6076 | 524.6076 | 524.6076 | 524.6076 | 524.6076 | 524.6076 | 524.6076 | 198.9947 | 198.9947 | 198.9947 | 198.9947 | 198.9947 | 198.9947 | 198.9947 | 198.9947 | 198.9947 | 198.9947 | 198.9947 | 198.9947 | 198.9947 | 198.9947 | 198.9947 | 198.9947 | 198.9947 | 198.9947 | 198.9947 | 198.9947 | 198.9947 | 198.9947 | 198.9947 | 198.9947 | 198.9947 | 198.9947 | 198.9947 | 198.9947 | 0 | 0 | 0 | 0 | 0 | 0 | 0 | 0 | 0 | 0 | 0 | 0 | 0 | 0 | 0 | 0 | 0 | 0 | 0 | 0 | 0 | 0 | 0 | 0 | 0 | 0 | 0 | 0 | 0 | 0 | 0 | 0 | 0 | 0 | 0 | 0 | 0 | 0 | 0 | 0 | 0 | 0 | 0 | 0 | 0 | 0 | 0 | 0 | 0 | 0 | 0 | 0 | 0 | 0 | 0 | 0 | 0 | 0 | 0 | 0 | 0 | 0 | 0 | 0 | 0 | 0 | 0 | 0 | 0 | 0 | 0 | 0 | 0 | 0 | 0 | 0 | 0 | 0 | 0 | 0 | 0 | 0 | 0 | 0 | 0 | 0 | 0 | 0 | 0 | 0 | 0 | 0 | 0 | 0 | 0 | 0 | 0 | 0 | 0 | 0 | 0 | 0 | 0 | 0 | 0 | 0 | 0 | 0 | 0 | 0 | 0 | 0 | High Efficiency | High Efficiency | High Efficiency | High Efficiency | High Efficiency | High Efficiency | High Efficiency | High Efficiency | High Efficiency | High Efficiency | High Efficiency | High Efficiency | High Efficiency | High Efficiency | High Efficiency | High Efficiency | High Efficiency | High Efficiency | High Efficiency | High Efficiency | High Efficiency | High Efficiency | High Efficiency | High Efficiency | High Efficiency | High Efficiency | High Efficiency | High Efficiency | 524.6076 | 524.6076 | 524.6076 | 524.6076 | 524.6076 | 524.6076 | 524.6076 | 524.6076 | 524.6076 | 524.6076 | 524.6076 | 524.6076 | 524.6076 | 524.6076 | 524.6076 | 524.6076 | 524.6076 | 524.6076 | 524.6076 | 524.6076 | 524.6076 | 524.6076 | 524.6076 | 524.6076 | 524.6076 | 524.6076 | 524.6076 | 524.6076 | 198.9947 | 198.9947 | 198.9947 | 198.9947 | 198.9947 | 198.9947 | 198.9947 | 198.9947 | 198.9947 | 198.9947 | 198.9947 | 198.9947 | 198.9947 | 198.9947 | 198.9947 | 198.9947 | 198.9947 | 198.9947 | 198.9947 | 198.9947 | 198.9947 | 198.9947 | 198.9947 | 198.9947 | 198.9947 | 198.9947 | 198.9947 | 198.9947 | 0 | 0 | 0 | 0 | 0 | 0 | 0 | 0 | 0 | 0 | 0 | 0 | 0 | 0 | 0 | 0 | 0 | 0 | 0 | 0 | 0 | 0 | 0 | 0 | 0 | 0 | 0 | 0 | 0 | 0 | 0 | 0 | 0 | 0 | 0 | 0 | 0 | 0 | 0 | 0 | 0 | 0 | 0 | 0 | 0 | 0 | 0 | 0 | 0 | 0 | 0 | 0 | 0 | 0 | 0 | 0 | 0 | 0 | 0 | 0 | 0 | 0 | 0 | 0 | 0 | 0 | 0 | 0 | 0 | 0 | 0 | 0 | 0 | 0 | 0 | 0 | 0 | 0 | 0 | 0 | 0 | 0 | 0 | 0 | 0 | 0
Range_Retail_Existing_High Efficiency | Range_Retail_Existing | Range_Commercial_Existing_Typical_High Efficiency | Commercial | Retail | Existing | Food Preparation | Natural Gas | Range | EQ | Typical | 15 | 9 | 12 | 198.9681 | 0 | 0 | 0.044059 | 1 | LO3Slow | 0.996 | n/a | A | WCE67 | 1 | 0.6 | 1 units | 0.0321 | 0 | 0 | 0 | 0 | IL TRM v13 - 4.2.25 - Efficient Cooktops - CI-FSE-INDC-V01-240101 | IL TRM v13 - 4.2.25 - Efficient Cooktops - CI-FSE-INDC-V01-240101 | IL TRM v13 - 4.2.25 - Efficient Cooktops - CI-FSE-INDC-V01-240101 | 0 | 0 | 524.5728 | Typical | Typical | Typical | Typical | Typical | Typical | Typical | Typical | Typical | Typical | Typical | Typical | Typical | Typical | Typical | Typical | Typical | Typical | Typical | Typical | Typical | Typical | Typical | Typical | Typical | Typical | Typical | Typical | 0 | 0 | 0 | 0 | 0 | 0 | 0 | 0 | 0 | 0 | 0 | 0 | 0 | 0 | 0 | 0 | 0 | 0 | 0 | 0 | 0 | 0 | 0 | 0 | 0 | 0 | 0 | 0 | 0 | 0 | 0 | 0 | 0 | 0 | 0 | 0 | 0 | 0 | 0 | 0 | 0 | 0 | 0 | 0 | 0 | 0 | 0 | 0 | 0 | 0 | 0 | 0 | 0 | 0 | 0 | 0 | 0 | 0 | 0 | 0 | 0 | 0 | 0 | 0 | 0 | 0 | 0 | 0 | 0 | 1.9293521461231607E-14 | 0 | 0 | 0 | 0 | 0 | 0 | 0 | 0 | 0 | 0 | 0 | 0 | 0 | 0 | 0 | 0 | 0 | 0 | 0 | 0 | 0 | 0 | 0 | 0 | 0 | 0 | 0 | 1.9293521461231607E-14 | 1.9293521461231607E-14 | 1.9293521461231607E-14 | 1.9293521461231607E-14 | 1.9293521461231607E-14 | 1.9293521461231607E-14 | 1.9293521461231607E-14 | 1.9293521461231607E-14 | 1.9293521461231607E-14 | 1.9293521461231607E-14 | 1.9293521461231607E-14 | 1.9293521461231607E-14 | 1.9293521461231607E-14 | 1.9293521461231607E-14 | 1.9293521461231607E-14 | High Efficiency | High Efficiency | High Efficiency | High Efficiency | High Efficiency | High Efficiency | High Efficiency | High Efficiency | High Efficiency | High Efficiency | High Efficiency | High Efficiency | High Efficiency | High Efficiency | High Efficiency | High Efficiency | High Efficiency | High Efficiency | High Efficiency | High Efficiency | High Efficiency | High Efficiency | High Efficiency | High Efficiency | High Efficiency | High Efficiency | High Efficiency | High Efficiency | 524.5728 | 524.5728 | 524.5728 | 524.5728 | 524.5728 | 524.5728 | 524.5728 | 524.5728 | 524.5728 | 524.5728 | 524.5728 | 524.5728 | 524.5728 | 524.5728 | 524.5728 | 524.5728 | 524.5728 | 524.5728 | 524.5728 | 524.5728 | 524.5728 | 524.5728 | 524.5728 | 524.5728 | 524.5728 | 524.5728 | 524.5728 | 524.5728 | 198.9681 | 198.9681 | 198.9681 | 198.9681 | 198.9681 | 198.9681 | 198.9681 | 198.9681 | 198.9681 | 198.9681 | 198.9681 | 198.9681 | 198.9681 | 198.9681 | 198.9681 | 198.9681 | 198.9681 | 198.9681 | 198.9681 | 198.9681 | 198.9681 | 198.9681 | 198.9681 | 198.9681 | 198.9681 | 198.9681 | 198.9681 | 198.9681 | 0 | 0 | 0 | 0 | 0 | 0 | 0 | 0 | 0 | 0 | 0 | 0 | 0 | 0 | 0 | 0 | 0 | 0 | 0 | 0 | 0 | 0 | 0 | 0 | 0 | 0 | 0 | 0 | 0 | 0 | 0 | 0 | 0 | 0 | 0 | 0 | 0 | 0 | 0 | 0 | 0 | 0 | 0 | 0 | 0 | 0 | 0 | 0 | 0 | 0 | 2.3283e-10 | 2.3283e-10 | 0 | 0 | -2.3283e-10 | 0 | 0 | 0 | 0 | 0 | 0 | 0 | 0 | 0 | 0 | 0 | 0 | 0 | 0 | 0 | 0 | 1.9293521461231607E-14 | 0 | 0 | 0 | 0 | 0 | 0 | 3.8587042922463214E-14 | 0 | 0 | 0 | 0 | 0 | 0 | 0 | 0 | 0 | 0 | 0 | 0 | 0 | 0 | 0 | 0 | 0 | 0 | 0 | 0 | 1.9293521461231607E-14 | 1.9293521461231607E-14 | 1.9293521461231607E-14 | 1.9293521461231607E-14 | 1.9293521461231607E-14 | 1.9293521461231607E-14 | 1.9293521461231607E-14 | 5.788056438369483E-14 | 5.788056438369483E-14 | 5.788056438369483E-14 | 5.788056438369483E-14 | 5.788056438369483E-14 | 5.788056438369483E-14 | High Efficiency | High Efficiency | High Efficiency | High Efficiency | High Efficiency | High Efficiency | High Efficiency | High Efficiency | High Efficiency | High Efficiency | High Efficiency | High Efficiency | High Efficiency | High Efficiency | High Efficiency | High Efficiency | High Efficiency | High Efficiency | High Efficiency | High Efficiency | High Efficiency | High Efficiency | High Efficiency | High Efficiency | High Efficiency | High Efficiency | High Efficiency | High Efficiency | 524.5728 | 524.5728 | 524.5728 | 524.5728 | 524.5728 | 524.5728 | 524.5728 | 524.5728 | 524.5728 | 524.5728 | 524.5728 | 524.5728 | 524.5728 | 524.5728 | 524.5728 | 524.5728 | 524.5728 | 524.5728 | 524.5728 | 524.5728 | 524.5728 | 524.5728 | 524.5728 | 524.5728 | 524.5728 | 524.5728 | 524.5728 | 524.5728 | 198.9681 | 198.9681 | 198.9681 | 198.9681 | 198.9681 | 198.9681 | 198.9681 | 198.9681 | 198.9681 | 198.9681 | 198.9681 | 198.9681 | 198.9681 | 198.9681 | 198.9681 | 198.9681 | 198.9681 | 198.9681 | 198.9681 | 198.9681 | 198.9681 | 198.9681 | 198.9681 | 198.9681 | 198.9681 | 198.9681 | 198.9681 | 198.9681 | 0 | 0 | 0 | 0 | 0 | 0 | 0 | 0 | 0 | 0 | 0 | 0 | 0 | 0 | 0 | 0 | 0 | 0 | 0 | 0 | 0 | 0 | 0 | 0 | 0 | 0 | 0 | 0 | 0 | 0 | 0 | 0 | 0 | 0 | 0 | 0 | 0 | 0 | 0 | 0 | 0 | 0 | 0 | 0 | 0 | 0 | 0 | 0 | 0 | 0 | 2.3283e-10 | 2.3283e-10 | 2.3283e-10 | 0 | -2.3283e-10 | 2.3283e-10 | 0 | 0 | 0 | 0 | 0 | 0 | 0 | 0 | 0 | 0 | 0 | 0 | 0 | 0 | 0 | 1.9293521461231607E-14 | 0 | 0 | 0 | 0 | 0 | 0 | 0 | 0 | 0 | 0 | 0 | 0 | 0 | 0
Range_Retail_New_High Efficiency | Range_Retail_New | Range_Commercial_New_Typical_High Efficiency | Commercial | Retail | New | Food Preparation | Natural Gas | Range | EQ | Typical | 15 | 9 | 12 | 198.9681 | 0 | 0 | 0.044059 | 1 | LO3Slow | 0.996 | n/a | A | WCE81 | 1 | 0.6 | 1 units | 0.0321 | 0 | 0 | 0 | 0 | IL TRM v13 - 4.2.25 - Efficient Cooktops - CI-FSE-INDC-V01-240101 | IL TRM v13 - 4.2.25 - Efficient Cooktops - CI-FSE-INDC-V01-240101 | IL TRM v13 - 4.2.25 - Efficient Cooktops - CI-FSE-INDC-V01-240101 | 0 | 0 | 524.5728 | Typical | Typical | Typical | Typical | Typical | Typical | Typical | Typical | Typical | Typical | Typical | Typical | Typical | Typical | Typical | Typical | Typical | Typical | Typical | Typical | Typical | Typical | Typical | Typical | Typical | Typical | Typical | Typical | 0 | 0 | 0 | 0 | 0 | 0 | 0 | 0 | 0 | 0 | 0 | 0 | 0 | 0 | 0 | 0 | 0 | 0 | 0 | 0 | 0 | 0 | 0 | 0 | 0 | 0 | 0 | 0 | 0 | 0 | 0 | 0 | 0 | 0 | 0 | 0 | 0 | 0 | 0 | 0 | 0 | 0 | 0 | 0 | 0 | 0 | 0 | 0 | 0 | 0 | 0 | 0 | 0 | 0 | 0 | 0 | 0 | 0 | 0 | 0 | 0 | 0 | 0 | 0 | 0 | 0 | 0 | 0 | 0 | 0 | 0 | 0 | 0 | 0 | 0 | 0 | 0 | 0 | 0 | 0 | 0 | 0 | 0 | 0 | 0 | 0 | 0 | 0 | 0 | 0 | 0 | 0 | 0 | 0 | 0 | 0 | 0 | 0 | 0 | 0 | 0 | 0 | 0 | 0 | 0 | 0 | 0 | 0 | 0 | 0 | 0 | 0 | High Efficiency | High Efficiency | High Efficiency | High Efficiency | High Efficiency | High Efficiency | High Efficiency | High Efficiency | High Efficiency | High Efficiency | High Efficiency | High Efficiency | High Efficiency | High Efficiency | High Efficiency | High Efficiency | High Efficiency | High Efficiency | High Efficiency | High Efficiency | High Efficiency | High Efficiency | High Efficiency | High Efficiency | High Efficiency | High Efficiency | High Efficiency | High Efficiency | 524.5728 | 524.5728 | 524.5728 | 524.5728 | 524.5728 | 524.5728 | 524.5728 | 524.5728 | 524.5728 | 524.5728 | 524.5728 | 524.5728 | 524.5728 | 524.5728 | 524.5728 | 524.5728 | 524.5728 | 524.5728 | 524.5728 | 524.5728 | 524.5728 | 524.5728 | 524.5728 | 524.5728 | 524.5728 | 524.5728 | 524.5728 | 524.5728 | 198.9681 | 198.9681 | 198.9681 | 198.9681 | 198.9681 | 198.9681 | 198.9681 | 198.9681 | 198.9681 | 198.9681 | 198.9681 | 198.9681 | 198.9681 | 198.9681 | 198.9681 | 198.9681 | 198.9681 | 198.9681 | 198.9681 | 198.9681 | 198.9681 | 198.9681 | 198.9681 | 198.9681 | 198.9681 | 198.9681 | 198.9681 | 198.9681 | 0 | 0 | 0 | 0 | 0 | 0 | 0 | 0 | 0 | 0 | 0 | 0 | 0 | 0 | 0 | 0 | 0 | 0 | 0 | 0 | 0 | 0 | 0 | 0 | 0 | 0 | 0 | 0 | 0 | 0 | 0 | 0 | 0 | 0 | 0 | 0 | 0 | 0 | 0 | 0 | 0 | 0 | 0 | 0 | 0 | 0 | 0 | 0 | 0 | 0 | 0 | 0 | 0 | 0 | 0 | 0 | 0 | 0 | 0 | 0 | 0 | 0 | 0 | 0 | 0 | 0 | 0 | 0 | 0 | 0 | 0 | 0 | 0 | 0 | 0 | 0 | 0 | 0 | 0 | 0 | 0 | 0 | 0 | 0 | 0 | 0 | 0 | 0 | 0 | 0 | 0 | 0 | 0 | 0 | 0 | 0 | 0 | 0 | 0 | 0 | 0 | 0 | 0 | 0 | 0 | 0 | 0 | 0 | 0 | 0 | 0 | 0 | High Efficiency | High Efficiency | High Efficiency | High Efficiency | High Efficiency | High Efficiency | High Efficiency | High Efficiency | High Efficiency | High Efficiency | High Efficiency | High Efficiency | High Efficiency | High Efficiency | High Efficiency | High Efficiency | High Efficiency | High Efficiency | High Efficiency | High Efficiency | High Efficiency | High Efficiency | High Efficiency | High Efficiency | High Efficiency | High Efficiency | High Efficiency | High Efficiency | 524.5728 | 524.5728 | 524.5728 | 524.5728 | 524.5728 | 524.5728 | 524.5728 | 524.5728 | 524.5728 | 524.5728 | 524.5728 | 524.5728 | 524.5728 | 524.5728 | 524.5728 | 524.5728 | 524.5728 | 524.5728 | 524.5728 | 524.5728 | 524.5728 | 524.5728 | 524.5728 | 524.5728 | 524.5728 | 524.5728 | 524.5728 | 524.5728 | 198.9681 | 198.9681 | 198.9681 | 198.9681 | 198.9681 | 198.9681 | 198.9681 | 198.9681 | 198.9681 | 198.9681 | 198.9681 | 198.9681 | 198.9681 | 198.9681 | 198.9681 | 198.9681 | 198.9681 | 198.9681 | 198.9681 | 198.9681 | 198.9681 | 198.9681 | 198.9681 | 198.9681 | 198.9681 | 198.9681 | 198.9681 | 198.9681 | 0 | 0 | 0 | 0 | 0 | 0 | 0 | 0 | 0 | 0 | 0 | 0 | 0 | 0 | 0 | 0 | 0 | 0 | 0 | 0 | 0 | 0 | 0 | 0 | 0 | 0 | 0 | 0 | 0 | 0 | 0 | 0 | 0 | 0 | 0 | 0 | 0 | 0 | 0 | 0 | 0 | 0 | 0 | 0 | 0 | 0 | 0 | 0 | 0 | 0 | 0 | 0 | 0 | 0 | 0 | 0 | 0 | 0 | 0 | 0 | 0 | 0 | 0 | 0 | 0 | 0 | 0 | 0 | 0 | 0 | 0 | 0 | 0 | 0 | 0 | 0 | 0 | 0 | 0 | 0 | 0 | 0 | 0 | 0 | 0 | 0
Range_Grocery_Existing_High Efficiency | Range_Grocery_Existing | Range_Commercial_Existing_Typical_High Efficiency | Commercial | Grocery | Existing | Food Preparation | Natural Gas | Range | EQ | Typical | 15 | 9 | 12 | 199.0789 | 0 | 0 | 0.175 | 1 | LO3Slow | 0.996 | n/a | A | WCE95 | 1 | 0.6 | 1 units | 0.0321 | 0 | 0 | 0 | 0 | IL TRM v13 - 4.2.25 - Efficient Cooktops - CI-FSE-INDC-V01-240101 | IL TRM v13 - 4.2.25 - Efficient Cooktops - CI-FSE-INDC-V01-240101 | IL TRM v13 - 4.2.25 - Efficient Cooktops - CI-FSE-INDC-V01-240101 | 0 | 0 | 524.5194 | Typical | Typical | Typical | Typical | Typical | Typical | Typical | Typical | Typical | Typical | Typical | Typical | Typical | Typical | Typical | Typical | Typical | Typical | Typical | Typical | Typical | Typical | Typical | Typical | Typical | Typical | Typical | Typical | 0 | 0 | 0 | 0 | 0 | 0 | 0 | 0 | 0 | 0 | 0 | 0 | 0 | 0 | 0 | 0 | 0 | 0 | 0 | 0 | 0 | 0 | 0 | 0 | 0 | 0 | 0 | 0 | 0 | 0 | 0 | 0 | 0 | 0 | 0 | 0 | 0 | 0 | 0 | 0 | 0 | 0 | 0 | 0 | 0 | 1.1642e-10 | 1.1642e-10 | 1.1642e-10 | 1.1642e-10 | 0 | 0 | 0 | 0 | 0 | 0 | 0 | 0 | 0 | 0 | 0 | 0 | 0 | 0 | 0 | 0 | 0 | 0 | 0 | 0 | 1.4648480056425275E-14 | 0 | 0 | 0 | 0 | 0 | 0 | 0 | 1.4648480056425275E-14 | 0 | 0 | 7.324240028212638E-15 | 0 | 0 | 0 | 0 | 0 | 0 | 0 | 0 | 0 | 0 | 0 | 0 | 0 | 0 | 0 | 0 | 1.4648480056425275E-14 | 1.4648480056425275E-14 | 1.4648480056425275E-14 | 1.4648480056425275E-14 | 1.4648480056425275E-14 | 1.4648480056425275E-14 | 1.4648480056425275E-14 | 1.4648480056425275E-14 | 2.929696011285055E-14 | 2.929696011285055E-14 | 2.929696011285055E-14 | 3.662120014106319E-14 | 3.662120014106319E-14 | 3.662120014106319E-14 | 3.662120014106319E-14 | High Efficiency | High Efficiency | High Efficiency | High Efficiency | High Efficiency | High Efficiency | High Efficiency | High Efficiency | High Efficiency | High Efficiency | High Efficiency | High Efficiency | High Efficiency | High Efficiency | High Efficiency | High Efficiency | High Efficiency | High Efficiency | High Efficiency | High Efficiency | High Efficiency | High Efficiency | High Efficiency | High Efficiency | High Efficiency | High Efficiency | High Efficiency | High Efficiency | 524.5194 | 524.5194 | 524.5194 | 524.5194 | 524.5194 | 524.5194 | 524.5194 | 524.5194 | 524.5194 | 524.5194 | 524.5194 | 524.5194 | 524.5194 | 524.5194 | 524.5194 | 524.5194 | 524.5194 | 524.5194 | 524.5194 | 524.5194 | 524.5194 | 524.5194 | 524.5194 | 524.5194 | 524.5194 | 524.5194 | 524.5194 | 524.5194 | 199.0789 | 199.0789 | 199.0789 | 199.0789 | 199.0789 | 199.0789 | 199.0789 | 199.0789 | 199.0789 | 199.0789 | 199.0789 | 199.0789 | 199.0789 | 199.0789 | 199.0789 | 199.0789 | 199.0789 | 199.0789 | 199.0789 | 199.0789 | 199.0789 | 199.0789 | 199.0789 | 199.0789 | 199.0789 | 199.0789 | 199.0789 | 199.0789 | 0 | 0 | 0 | 0 | 0 | 0 | 0 | 0 | 0 | 0 | 0 | 0 | 0 | 0 | 0 | 0 | 0 | 0 | 0 | 0 | 0 | 0 | 0 | 0 | 0 | 0 | 0 | 0 | 0 | 0 | 0 | 0 | 0 | 0 | 0 | 0 | 0 | 0 | 0 | 0 | 0 | 0 | 0 | 0 | 0 | 0 | 0 | 0 | 0 | 0 | -1.1642e-10 | 0 | 0 | 1.1642e-10 | -1.1642e-10 | 0 | 0 | 0 | 0 | 0 | 0 | 0 | 0 | 0 | 0 | 0 | 0 | 0 | 0 | 1.4648480056425275E-14 | 0 | 0 | 0 | 0 | 0 | 0 | 1.4648480056425275E-14 | 0 | 0 | 0 | 7.324240028212638E-15 | 0 | 0 | 0 | 0 | 0 | 0 | 0 | 0 | 0 | 0 | 0 | 0 | 0 | 0 | 0 | 0 | 1.4648480056425275E-14 | 1.4648480056425275E-14 | 1.4648480056425275E-14 | 1.4648480056425275E-14 | 1.4648480056425275E-14 | 1.4648480056425275E-14 | 1.4648480056425275E-14 | 2.929696011285055E-14 | 2.929696011285055E-14 | 2.929696011285055E-14 | 2.929696011285055E-14 | 3.662120014106319E-14 | 3.662120014106319E-14 | 3.662120014106319E-14 | 3.662120014106319E-14 | High Efficiency | High Efficiency | High Efficiency | High Efficiency | High Efficiency | High Efficiency | High Efficiency | High Efficiency | High Efficiency | High Efficiency | High Efficiency | High Efficiency | High Efficiency | High Efficiency | High Efficiency | High Efficiency | High Efficiency | High Efficiency | High Efficiency | High Efficiency | High Efficiency | High Efficiency | High Efficiency | High Efficiency | High Efficiency | High Efficiency | High Efficiency | High Efficiency | 524.5194 | 524.5194 | 524.5194 | 524.5194 | 524.5194 | 524.5194 | 524.5194 | 524.5194 | 524.5194 | 524.5194 | 524.5194 | 524.5194 | 524.5194 | 524.5194 | 524.5194 | 524.5194 | 524.5194 | 524.5194 | 524.5194 | 524.5194 | 524.5194 | 524.5194 | 524.5194 | 524.5194 | 524.5194 | 524.5194 | 524.5194 | 524.5194 | 199.0789 | 199.0789 | 199.0789 | 199.0789 | 199.0789 | 199.0789 | 199.0789 | 199.0789 | 199.0789 | 199.0789 | 199.0789 | 199.0789 | 199.0789 | 199.0789 | 199.0789 | 199.0789 | 199.0789 | 199.0789 | 199.0789 | 199.0789 | 199.0789 | 199.0789 | 199.0789 | 199.0789 | 199.0789 | 199.0789 | 199.0789 | 199.0789 | 0 | 0 | 0 | 0 | 0 | 0 | 0 | 0 | 0 | 0 | 0 | 0 | 0 | 0 | 0 | 0 | 0 | 0 | 0 | 0 | 0 | 0 | 0 | 0 | 0 | 0 | 0 | 0 | 0 | 0 | 0 | 0 | 0 | 0 | 0 | 0 | 0 | 0 | 0 | 0 | 0 | 0 | 0 | 0 | 0 | 0 | 0 | 0 | 0 | -1.1642e-10 | -1.1642e-10 | 0 | 0 | 0 | 0 | 0 | 0 | 0 | 0 | 0 | 0 | 0 | 0 | 0 | 0 | 0 | 0 | 0 | 0 | 1.4648480056425275E-14 | 0 | 0 | 0 | 0 | 0 | 0 | 0 | 1.4648480056425275E-14 | 0 | 0 | 7.324240028212638E-15 | 0 | 0 | 0 | 0 | 0
Range_Grocery_New_High Efficiency | Range_Grocery_New | Range_Commercial_New_Typical_High Efficiency | Commercial | Grocery | New | Food Preparation | Natural Gas | Range | EQ | Typical | 15 | 9 | 12 | 199.0789 | 0 | 0 | 0.175 | 1 | LO3Slow | 0.996 | n/a | A | WCE109 | 1 | 0.6 | 1 units | 0.0321 | 0 | 0 | 0 | 0 | IL TRM v13 - 4.2.25 - Efficient Cooktops - CI-FSE-INDC-V01-240101 | IL TRM v13 - 4.2.25 - Efficient Cooktops - CI-FSE-INDC-V01-240101 | IL TRM v13 - 4.2.25 - Efficient Cooktops - CI-FSE-INDC-V01-240101 | 0 | 0 | 524.5194 | Typical | Typical | Typical | Typical | Typical | Typical | Typical | Typical | Typical | Typical | Typical | Typical | Typical | Typical | Typical | Typical | Typical | Typical | Typical | Typical | Typical | Typical | Typical | Typical | Typical | Typical | Typical | Typical | 0 | 0 | 0 | 0 | 0 | 0 | 0 | 0 | 0 | 0 | 0 | 0 | 0 | 0 | 0 | 0 | 0 | 0 | 0 | 0 | 0 | 0 | 0 | 0 | 0 | 0 | 0 | 0 | 0 | 0 | 0 | 0 | 0 | 0 | 0 | 0 | 0 | 0 | 0 | 0 | 0 | 0 | 0 | 0 | 0 | 0 | 0 | 0 | 0 | 0 | 0 | 0 | 0 | 0 | 0 | 0 | 0 | 0 | 0 | 0 | 0 | 0 | 0 | 0 | 0 | 0 | 0 | 0 | 0 | 0 | 0 | 0 | 0 | 0 | 0 | 0 | 0 | 0 | 0 | 0 | 0 | 0 | 0 | 0 | 0 | 0 | 0 | 0 | 0 | 0 | 0 | 0 | 0 | 0 | 0 | 0 | 0 | 0 | 0 | 0 | 0 | 0 | 0 | 0 | 0 | 0 | 0 | 0 | 0 | 0 | 0 | 0 | High Efficiency | High Efficiency | High Efficiency | High Efficiency | High Efficiency | High Efficiency | High Efficiency | High Efficiency | High Efficiency | High Efficiency | High Efficiency | High Efficiency | High Efficiency | High Efficiency | High Efficiency | High Efficiency | High Efficiency | High Efficiency | High Efficiency | High Efficiency | High Efficiency | High Efficiency | High Efficiency | High Efficiency | High Efficiency | High Efficiency | High Efficiency | High Efficiency | 524.5194 | 524.5194 | 524.5194 | 524.5194 | 524.5194 | 524.5194 | 524.5194 | 524.5194 | 524.5194 | 524.5194 | 524.5194 | 524.5194 | 524.5194 | 524.5194 | 524.5194 | 524.5194 | 524.5194 | 524.5194 | 524.5194 | 524.5194 | 524.5194 | 524.5194 | 524.5194 | 524.5194 | 524.5194 | 524.5194 | 524.5194 | 524.5194 | 199.0789 | 199.0789 | 199.0789 | 199.0789 | 199.0789 | 199.0789 | 199.0789 | 199.0789 | 199.0789 | 199.0789 | 199.0789 | 199.0789 | 199.0789 | 199.0789 | 199.0789 | 199.0789 | 199.0789 | 199.0789 | 199.0789 | 199.0789 | 199.0789 | 199.0789 | 199.0789 | 199.0789 | 199.0789 | 199.0789 | 199.0789 | 199.0789 | 0 | 0 | 0 | 0 | 0 | 0 | 0 | 0 | 0 | 0 | 0 | 0 | 0 | 0 | 0 | 0 | 0 | 0 | 0 | 0 | 0 | 0 | 0 | 0 | 0 | 0 | 0 | 0 | 0 | 0 | 0 | 0 | 0 | 0 | 0 | 0 | 0 | 0 | 0 | 0 | 0 | 0 | 0 | 0 | 0 | 0 | 0 | 0 | 0 | 0 | 0 | 0 | 0 | 0 | 0 | 0 | 0 | 0 | 0 | 0 | 0 | 0 | 0 | 0 | 0 | 0 | 0 | 0 | 0 | 0 | 0 | 0 | 0 | 0 | 0 | 0 | 0 | 0 | 0 | 0 | 0 | 0 | 0 | 0 | 0 | 0 | 0 | 0 | 0 | 0 | 0 | 0 | 0 | 0 | 0 | 0 | 0 | 0 | 0 | 0 | 0 | 0 | 0 | 0 | 0 | 0 | 0 | 0 | 0 | 0 | 0 | 0 | High Efficiency | High Efficiency | High Efficiency | High Efficiency | High Efficiency | High Efficiency | High Efficiency | High Efficiency | High Efficiency | High Efficiency | High Efficiency | High Efficiency | High Efficiency | High Efficiency | High Efficiency | High Efficiency | High Efficiency | High Efficiency | High Efficiency | High Efficiency | High Efficiency | High Efficiency | High Efficiency | High Efficiency | High Efficiency | High Efficiency | High Efficiency | High Efficiency | 524.5194 | 524.5194 | 524.5194 | 524.5194 | 524.5194 | 524.5194 | 524.5194 | 524.5194 | 524.5194 | 524.5194 | 524.5194 | 524.5194 | 524.5194 | 524.5194 | 524.5194 | 524.5194 | 524.5194 | 524.5194 | 524.5194 | 524.5194 | 524.5194 | 524.5194 | 524.5194 | 524.5194 | 524.5194 | 524.5194 | 524.5194 | 524.5194 | 199.0789 | 199.0789 | 199.0789 | 199.0789 | 199.0789 | 199.0789 | 199.0789 | 199.0789 | 199.0789 | 199.0789 | 199.0789 | 199.0789 | 199.0789 | 199.0789 | 199.0789 | 199.0789 | 199.0789 | 199.0789 | 199.0789 | 199.0789 | 199.0789 | 199.0789 | 199.0789 | 199.0789 | 199.0789 | 199.0789 | 199.0789 | 199.0789 | 0 | 0 | 0 | 0 | 0 | 0 | 0 | 0 | 0 | 0 | 0 | 0 | 0 | 0 | 0 | 0 | 0 | 0 | 0 | 0 | 0 | 0 | 0 | 0 | 0 | 0 | 0 | 0 | 0 | 0 | 0 | 0 | 0 | 0 | 0 | 0 | 0 | 0 | 0 | 0 | 0 | 0 | 0 | 0 | 0 | 0 | 0 | 0 | 0 | 0 | 0 | 0 | 0 | 0 | 0 | 0 | 0 | 0 | 0 | 0 | 0 | 0 | 0 | 0 | 0 | 0 | 0 | 0 | 0 | 0 | 0 | 0 | 0 | 0 | 0 | 0 | 0 | 0 | 0 | 0 | 0 | 0 | 0 | 0 | 0 | 0
Range_Healthcare_Existing_High Efficiency | Range_Healthcare_Existing | Range_Commercial_Existing_Typical_High Efficiency | Commercial | Healthcare | Existing | Food Preparation | Natural Gas | Range | EQ | Typical | 15 | 9 | 12 | 198.7916 | 0 | 0 | 0.31965 | 1 | LO3Slow | 0.996 | n/a | A | WCE151 | 1 | 0.6 | 1 units | 0.0321 | 0 | 0 | 0 | 0 | IL TRM v13 - 4.2.25 - Efficient Cooktops - CI-FSE-INDC-V01-240101 | IL TRM v13 - 4.2.25 - Efficient Cooktops - CI-FSE-INDC-V01-240101 | IL TRM v13 - 4.2.25 - Efficient Cooktops - CI-FSE-INDC-V01-240101 | 0 | 0 | 524.2642 | Typical | Typical | Typical | Typical | Typical | Typical | Typical | Typical | Typical | Typical | Typical | Typical | Typical | Typical | Typical | Typical | Typical | Typical | Typical | Typical | Typical | Typical | Typical | Typical | Typical | Typical | Typical | Typical | 0 | 0 | 0 | 0 | 0 | 0 | 0 | 0 | 0 | 0 | 0 | 0 | 0 | 0 | 0 | 0 | 0 | 0 | 0 | 0 | 0 | 0 | 0 | 0 | 0 | 0 | 0 | 0 | 0 | 0 | 0 | 0 | 0 | 0 | 0 | 0 | 0 | 0 | 0 | 0 | 0 | 0 | 0 | 0 | 0 | 0 | 0 | 0 | 0 | 0 | 0 | 1.1642e-10 | 0 | 5.8208e-11 | 0 | 0 | 0 | 0 | 0 | 0 | 0 | 0 | 0 | 0 | 0 | 0 | 0 | 0 | 0 | 0 | 0 | 0 | 0 | 0 | 0 | 0 | 8.959906565955668E-15 | 0 | 0 | 0 | 8.959906565955668E-15 | 0 | 0 | 0 | 0 | 0 | 0 | 0 | 0 | 0 | 0 | 0 | 0 | 0 | 0 | 0 | 0 | 0 | 0 | 0 | 0 | 0 | 0 | 0 | 8.959906565955668E-15 | 8.959906565955668E-15 | 8.959906565955668E-15 | 8.959906565955668E-15 | 1.7919813131911336E-14 | 1.7919813131911336E-14 | 1.7919813131911336E-14 | 1.7919813131911336E-14 | High Efficiency | High Efficiency | High Efficiency | High Efficiency | High Efficiency | High Efficiency | High Efficiency | High Efficiency | High Efficiency | High Efficiency | High Efficiency | High Efficiency | High Efficiency | High Efficiency | High Efficiency | High Efficiency | High Efficiency | High Efficiency | High Efficiency | High Efficiency | High Efficiency | High Efficiency | High Efficiency | High Efficiency | High Efficiency | High Efficiency | High Efficiency | High Efficiency | 524.2642 | 524.2642 | 524.2642 | 524.2642 | 524.2642 | 524.2642 | 524.2642 | 524.2642 | 524.2642 | 524.2642 | 524.2642 | 524.2642 | 524.2642 | 524.2642 | 524.2642 | 524.2642 | 524.2642 | 524.2642 | 524.2642 | 524.2642 | 524.2642 | 524.2642 | 524.2642 | 524.2642 | 524.2642 | 524.2642 | 524.2642 | 524.2642 | 198.7916 | 198.7916 | 198.7916 | 198.7916 | 198.7916 | 198.7916 | 198.7916 | 198.7916 | 198.7916 | 198.7916 | 198.7916 | 198.7916 | 198.7916 | 198.7916 | 198.7916 | 198.7916 | 198.7916 | 198.7916 | 198.7916 | 198.7916 | 198.7916 | 198.7916 | 198.7916 | 198.7916 | 198.7916 | 198.7916 | 198.7916 | 198.7916 | 0 | 0 | 0 | 0 | 0 | 0 | 0 | 0 | 0 | 0 | 0 | 0 | 0 | 0 | 0 | 0 | 0 | 0 | 0 | 0 | 0 | 0 | 0 | 0 | 0 | 0 | 0 | 0 | 0 | 0 | 0 | 0 | 0 | 0 | 0 | 0 | 0 | 0 | 0 | 0 | 0 | 0 | 0 | 0 | 0 | 0 | 5.8208e-11 | 0 | 0 | 5.8208e-11 | 0 | 1.1642e-10 | 0 | 5.8208e-11 | 0 | 0 | 0 | 0 | 0 | 0 | 0 | 0 | 0 | 0 | 0 | 0 | 0 | 0 | 0 | 0 | 0 | 0 | 0 | 0 | 0 | 0 | 8.959906565955668E-15 | 0 | 0 | 0 | 8.959906565955668E-15 | 0 | 0 | 0 | 0 | 0 | 0 | 0 | 0 | 0 | 0 | 0 | 0 | 0 | 0 | 0 | 0 | 0 | 0 | 0 | 0 | 0 | 0 | 0 | 8.959906565955668E-15 | 8.959906565955668E-15 | 8.959906565955668E-15 | 8.959906565955668E-15 | 1.7919813131911336E-14 | 1.7919813131911336E-14 | 1.7919813131911336E-14 | 1.7919813131911336E-14 | High Efficiency | High Efficiency | High Efficiency | High Efficiency | High Efficiency | High Efficiency | High Efficiency | High Efficiency | High Efficiency | High Efficiency | High Efficiency | High Efficiency | High Efficiency | High Efficiency | High Efficiency | High Efficiency | High Efficiency | High Efficiency | High Efficiency | High Efficiency | High Efficiency | High Efficiency | High Efficiency | High Efficiency | High Efficiency | High Efficiency | High Efficiency | High Efficiency | 524.2642 | 524.2642 | 524.2642 | 524.2642 | 524.2642 | 524.2642 | 524.2642 | 524.2642 | 524.2642 | 524.2642 | 524.2642 | 524.2642 | 524.2642 | 524.2642 | 524.2642 | 524.2642 | 524.2642 | 524.2642 | 524.2642 | 524.2642 | 524.2642 | 524.2642 | 524.2642 | 524.2642 | 524.2642 | 524.2642 | 524.2642 | 524.2642 | 198.7916 | 198.7916 | 198.7916 | 198.7916 | 198.7916 | 198.7916 | 198.7916 | 198.7916 | 198.7916 | 198.7916 | 198.7916 | 198.7916 | 198.7916 | 198.7916 | 198.7916 | 198.7916 | 198.7916 | 198.7916 | 198.7916 | 198.7916 | 198.7916 | 198.7916 | 198.7916 | 198.7916 | 198.7916 | 198.7916 | 198.7916 | 198.7916 | 0 | 0 | 0 | 0 | 0 | 0 | 0 | 0 | 0 | 0 | 0 | 0 | 0 | 0 | 0 | 0 | 0 | 0 | 0 | 0 | 0 | 0 | 0 | 0 | 0 | 0 | 0 | 0 | 0 | 0 | 0 | 0 | 0 | 0 | 0 | 0 | 0 | 0 | 0 | 0 | 0 | 0 | 0 | 0 | 0 | 0 | 0 | 0 | 0 | 0 | 0 | 0 | 0 | 0 | 0 | 0 | 0 | 0 | 0 | 0 | 0 | 0 | 0 | 0 | 0 | 0 | 0 | 0 | 0 | 0 | 0 | 0 | 0 | 0 | 0 | 0 | 0 | 0 | 0 | 0 | 0 | 0 | 0 | 0 | 0 | 0
Range_Healthcare_New_High Efficiency | Range_Healthcare_New | Range_Commercial_New_Typical_High Efficiency | Commercial | Healthcare | New | Food Preparation | Natural Gas | Range | EQ | Typical | 15 | 9 | 12 | 198.7916 | 0 | 0 | 0.31965 | 1 | LO3Slow | 0.996 | n/a | A | WCE165 | 1 | 0.6 | 1 units | 0.0321 | 0 | 0 | 0 | 0 | IL TRM v13 - 4.2.25 - Efficient Cooktops - CI-FSE-INDC-V01-240101 | IL TRM v13 - 4.2.25 - Efficient Cooktops - CI-FSE-INDC-V01-240101 | IL TRM v13 - 4.2.25 - Efficient Cooktops - CI-FSE-INDC-V01-240101 | 0 | 0 | 524.2642 | Typical | Typical | Typical | Typical | Typical | Typical | Typical | Typical | Typical | Typical | Typical | Typical | Typical | Typical | Typical | Typical | Typical | Typical | Typical | Typical | Typical | Typical | Typical | Typical | Typical | Typical | Typical | Typical | 0 | 0 | 0 | 0 | 0 | 0 | 0 | 0 | 0 | 0 | 0 | 0 | 0 | 0 | 0 | 0 | 0 | 0 | 0 | 0 | 0 | 0 | 0 | 0 | 0 | 0 | 0 | 0 | 0 | 0 | 0 | 0 | 0 | 0 | 0 | 0 | 0 | 0 | 0 | 0 | 0 | 0 | 0 | 0 | 0 | 0 | 0 | 0 | 0 | 0 | 0 | 0 | 0 | 0 | 0 | 0 | 0 | 0 | 0 | 0 | 0 | 0 | 0 | 0 | 0 | 0 | 0 | 0 | 0 | 0 | 0 | 0 | 0 | 0 | 0 | 0 | 0 | 0 | 0 | 0 | 0 | 0 | 0 | 0 | 0 | 0 | 0 | 0 | 0 | 0 | 0 | 0 | 0 | 0 | 0 | 0 | 0 | 0 | 0 | 0 | 0 | 0 | 0 | 0 | 0 | 0 | 0 | 0 | 0 | 0 | 0 | 0 | High Efficiency | High Efficiency | High Efficiency | High Efficiency | High Efficiency | High Efficiency | High Efficiency | High Efficiency | High Efficiency | High Efficiency | High Efficiency | High Efficiency | High Efficiency | High Efficiency | High Efficiency | High Efficiency | High Efficiency | High Efficiency | High Efficiency | High Efficiency | High Efficiency | High Efficiency | High Efficiency | High Efficiency | High Efficiency | High Efficiency | High Efficiency | High Efficiency | 524.2642 | 524.2642 | 524.2642 | 524.2642 | 524.2642 | 524.2642 | 524.2642 | 524.2642 | 524.2642 | 524.2642 | 524.2642 | 524.2642 | 524.2642 | 524.2642 | 524.2642 | 524.2642 | 524.2642 | 524.2642 | 524.2642 | 524.2642 | 524.2642 | 524.2642 | 524.2642 | 524.2642 | 524.2642 | 524.2642 | 524.2642 | 524.2642 | 198.7916 | 198.7916 | 198.7916 | 198.7916 | 198.7916 | 198.7916 | 198.7916 | 198.7916 | 198.7916 | 198.7916 | 198.7916 | 198.7916 | 198.7916 | 198.7916 | 198.7916 | 198.7916 | 198.7916 | 198.7916 | 198.7916 | 198.7916 | 198.7916 | 198.7916 | 198.7916 | 198.7916 | 198.7916 | 198.7916 | 198.7916 | 198.7916 | 0 | 0 | 0 | 0 | 0 | 0 | 0 | 0 | 0 | 0 | 0 | 0 | 0 | 0 | 0 | 0 | 0 | 0 | 0 | 0 | 0 | 0 | 0 | 0 | 0 | 0 | 0 | 0 | 0 | 0 | 0 | 0 | 0 | 0 | 0 | 0 | 0 | 0 | 0 | 0 | 0 | 0 | 0 | 0 | 0 | 0 | 0 | 0 | 0 | 0 | 0 | 0 | 0 | 0 | 0 | 0 | 0 | 0 | 0 | 0 | 0 | 0 | 0 | 0 | 0 | 0 | 0 | 0 | 0 | 0 | 0 | 0 | 0 | 0 | 0 | 0 | 0 | 0 | 0 | 0 | 0 | 0 | 0 | 0 | 0 | 0 | 0 | 0 | 0 | 0 | 0 | 0 | 0 | 0 | 0 | 0 | 0 | 0 | 0 | 0 | 0 | 0 | 0 | 0 | 0 | 0 | 0 | 0 | 0 | 0 | 0 | 0 | High Efficiency | High Efficiency | High Efficiency | High Efficiency | High Efficiency | High Efficiency | High Efficiency | High Efficiency | High Efficiency | High Efficiency | High Efficiency | High Efficiency | High Efficiency | High Efficiency | High Efficiency | High Efficiency | High Efficiency | High Efficiency | High Efficiency | High Efficiency | High Efficiency | High Efficiency | High Efficiency | High Efficiency | High Efficiency | High Efficiency | High Efficiency | High Efficiency | 524.2642 | 524.2642 | 524.2642 | 524.2642 | 524.2642 | 524.2642 | 524.2642 | 524.2642 | 524.2642 | 524.2642 | 524.2642 | 524.2642 | 524.2642 | 524.2642 | 524.2642 | 524.2642 | 524.2642 | 524.2642 | 524.2642 | 524.2642 | 524.2642 | 524.2642 | 524.2642 | 524.2642 | 524.2642 | 524.2642 | 524.2642 | 524.2642 | 198.7916 | 198.7916 | 198.7916 | 198.7916 | 198.7916 | 198.7916 | 198.7916 | 198.7916 | 198.7916 | 198.7916 | 198.7916 | 198.7916 | 198.7916 | 198.7916 | 198.7916 | 198.7916 | 198.7916 | 198.7916 | 198.7916 | 198.7916 | 198.7916 | 198.7916 | 198.7916 | 198.7916 | 198.7916 | 198.7916 | 198.7916 | 198.7916 | 0 | 0 | 0 | 0 | 0 | 0 | 0 | 0 | 0 | 0 | 0 | 0 | 0 | 0 | 0 | 0 | 0 | 0 | 0 | 0 | 0 | 0 | 0 | 0 | 0 | 0 | 0 | 0 | 0 | 0 | 0 | 0 | 0 | 0 | 0 | 0 | 0 | 0 | 0 | 0 | 0 | 0 | 0 | 0 | 0 | 0 | 0 | 0 | 0 | 0 | 0 | 0 | 0 | 0 | 0 | 0 | 0 | 0 | 0 | 0 | 0 | 0 | 0 | 0 | 0 | 0 | 0 | 0 | 0 | 0 | 0 | 0 | 0 | 0 | 0 | 0 | 0 | 0 | 0 | 0 | 0 | 0 | 0 | 0 | 0 | 0
Range_Office_Existing_High Efficiency | Range_Office_Existing | Range_Commercial_Existing_Typical_High Efficiency | Commercial | Office | Existing | Food Preparation | Natural Gas | Range | EQ | Typical | 15 | 9 | 12 | 202.6089 | 0 | 0 | 0.12816 | 1 | LO3Slow | 0.996 | n/a | A | WCE11 | 1 | 0.6 | 1 units | 0.0321 | 0 | 0 | 0 | 0 | IL TRM v13 - 4.2.25 - Efficient Cooktops - CI-FSE-INDC-V01-240101 | IL TRM v13 - 4.2.25 - Efficient Cooktops - CI-FSE-INDC-V01-240101 | IL TRM v13 - 4.2.25 - Efficient Cooktops - CI-FSE-INDC-V01-240101 | 0 | 0 | 520.9942 | Typical | Typical | Typical | Typical | Typical | Typical | Typical | Typical | Typical | Typical | Typical | Typical | Typical | Typical | Typical | Typical | Typical | Typical | Typical | Typical | Typical | Typical | Typical | Typical | Typical | Typical | Typical | Typical | 0 | 0 | 0 | 0 | 0 | 0 | 0 | 0 | 0 | 0 | 0 | 0 | 0 | 0 | 0 | 0 | 0 | 0 | 0 | 0 | 0 | 0 | 0 | 0 | 0 | 0 | 0 | 0 | 0 | 0 | 0 | 0 | 0 | 0 | 0 | 0 | 0 | 0 | 0 | 0 | 0 | 0 | 0 | 0 | 0 | 0 | 0 | 0 | 0 | 0 | 0 | 2.9104e-11 | 0 | 0 | 0 | -1.4552e-11 | 0 | 0 | 0 | 0 | 0 | 0 | 0 | 0 | 0 | 0 | 0 | 0 | 0 | 0 | 0 | 2.41324274692717E-15 | 2.41324274692717E-15 | 2.41324274692717E-15 | 0 | 0 | 0 | 0 | 0 | 0 | 0 | 0 | 0 | 2.41324274692717E-15 | 0 | 0 | 0 | 0 | 0 | 0 | 0 | 0 | 0 | 0 | 0 | 0 | 0 | 0 | 0 | 2.41324274692717E-15 | 4.82648549385434E-15 | 7.23972824078151E-15 | 7.23972824078151E-15 | 7.23972824078151E-15 | 7.23972824078151E-15 | 7.23972824078151E-15 | 7.23972824078151E-15 | 7.23972824078151E-15 | 7.23972824078151E-15 | 7.23972824078151E-15 | 7.23972824078151E-15 | 9.65297098770868E-15 | High Efficiency | High Efficiency | High Efficiency | High Efficiency | High Efficiency | High Efficiency | High Efficiency | High Efficiency | High Efficiency | High Efficiency | High Efficiency | High Efficiency | High Efficiency | High Efficiency | High Efficiency | High Efficiency | High Efficiency | High Efficiency | High Efficiency | High Efficiency | High Efficiency | High Efficiency | High Efficiency | High Efficiency | High Efficiency | High Efficiency | High Efficiency | High Efficiency | 520.9942 | 520.9942 | 520.9942 | 520.9942 | 520.9942 | 520.9942 | 520.9942 | 520.9942 | 520.9942 | 520.9942 | 520.9942 | 520.9942 | 520.9942 | 520.9942 | 520.9942 | 520.9942 | 520.9942 | 520.9942 | 520.9942 | 520.9942 | 520.9942 | 520.9942 | 520.9942 | 520.9942 | 520.9942 | 520.9942 | 520.9942 | 520.9942 | 202.6089 | 202.6089 | 202.6089 | 202.6089 | 202.6089 | 202.6089 | 202.6089 | 202.6089 | 202.6089 | 202.6089 | 202.6089 | 202.6089 | 202.6089 | 202.6089 | 202.6089 | 202.6089 | 202.6089 | 202.6089 | 202.6089 | 202.6089 | 202.6089 | 202.6089 | 202.6089 | 202.6089 | 202.6089 | 202.6089 | 202.6089 | 202.6089 | 0 | 0 | 0 | 0 | 0 | 0 | 0 | 0 | 0 | 0 | 0 | 0 | 0 | 0 | 0 | 0 | 0 | 0 | 0 | 0 | 0 | 0 | 0 | 0 | 0 | 0 | 0 | 0 | 0 | 0 | 0 | 0 | 0 | 0 | 0 | 0 | 0 | 0 | 0 | 0 | 0 | 0 | 0 | 0 | 0 | 0 | 0 | 0 | 0 | 0 | -1.4552e-11 | 1.4552e-11 | -1.4552e-11 | -1.4552e-11 | 0 | 0 | 0 | 0 | 0 | 0 | 0 | 0 | 0 | 0 | 0 | 0 | 0 | 0 | 4.82648549385434E-15 | 0 | 2.41324274692717E-15 | 2.41324274692717E-15 | 0 | 0 | 0 | 0 | 0 | 0 | 2.41324274692717E-15 | 0 | 0 | 0 | 0 | 0 | 0 | 0 | 0 | 0 | 0 | 0 | 0 | 0 | 0 | 0 | 0 | 0 | 4.82648549385434E-15 | 4.82648549385434E-15 | 7.23972824078151E-15 | 9.65297098770868E-15 | 9.65297098770868E-15 | 9.65297098770868E-15 | 9.65297098770868E-15 | 9.65297098770868E-15 | 9.65297098770868E-15 | 9.65297098770868E-15 | 1.206621373463585E-14 | 1.206621373463585E-14 | 1.206621373463585E-14 | 1.206621373463585E-14 | 1.206621373463585E-14 | 1.206621373463585E-14 | High Efficiency | High Efficiency | High Efficiency | High Efficiency | High Efficiency | High Efficiency | High Efficiency | High Efficiency | High Efficiency | High Efficiency | High Efficiency | High Efficiency | High Efficiency | High Efficiency | High Efficiency | High Efficiency | High Efficiency | High Efficiency | High Efficiency | High Efficiency | High Efficiency | High Efficiency | High Efficiency | High Efficiency | High Efficiency | High Efficiency | High Efficiency | High Efficiency | 520.9942 | 520.9942 | 520.9942 | 520.9942 | 520.9942 | 520.9942 | 520.9942 | 520.9942 | 520.9942 | 520.9942 | 520.9942 | 520.9942 | 520.9942 | 520.9942 | 520.9942 | 520.9942 | 520.9942 | 520.9942 | 520.9942 | 520.9942 | 520.9942 | 520.9942 | 520.9942 | 520.9942 | 520.9942 | 520.9942 | 520.9942 | 520.9942 | 202.6089 | 202.6089 | 202.6089 | 202.6089 | 202.6089 | 202.6089 | 202.6089 | 202.6089 | 202.6089 | 202.6089 | 202.6089 | 202.6089 | 202.6089 | 202.6089 | 202.6089 | 202.6089 | 202.6089 | 202.6089 | 202.6089 | 202.6089 | 202.6089 | 202.6089 | 202.6089 | 202.6089 | 202.6089 | 202.6089 | 202.6089 | 202.6089 | 0 | 0 | 0 | 0 | 0 | 0 | 0 | 0 | 0 | 0 | 0 | 0 | 0 | 0 | 0 | 0 | 0 | 0 | 0 | 0 | 0 | 0 | 0 | 0 | 0 | 0 | 0 | 0 | 0 | 0 | 0 | 0 | 0 | 0 | 0 | 0 | 0 | 0 | 0 | 0 | 0 | 0 | 0 | 0 | 0 | 0 | 0 | 0 | 0 | 0 | 0 | 0 | 0 | 0 | 0 | 0 | 0 | 0 | 0 | 0 | 0 | 0 | 0 | 0 | 0 | 0 | 0 | 0 | 0 | 0 | 2.41324274692717E-15 | 2.41324274692717E-15 | 2.41324274692717E-15 | 2.41324274692717E-15 | 0 | 0 | 2.41324274692717E-15 | 0 | 0 | 0 | 0 | 0 | 2.41324274692717E-15 | 0 | 0 | 0
Range_Office_New_High Efficiency | Range_Office_New | Range_Commercial_New_Typical_High Efficiency | Commercial | Office | New | Food Preparation | Natural Gas | Range | EQ | Typical | 15 | 9 | 12 | 202.6089 | 0 | 0 | 0.12816 | 1 | LO3Slow | 0.996 | n/a | A | WCE25 | 1 | 0.6 | 1 units | 0.0321 | 0 | 0 | 0 | 0 | IL TRM v13 - 4.2.25 - Efficient Cooktops - CI-FSE-INDC-V01-240101 | IL TRM v13 - 4.2.25 - Efficient Cooktops - CI-FSE-INDC-V01-240101 | IL TRM v13 - 4.2.25 - Efficient Cooktops - CI-FSE-INDC-V01-240101 | 0 | 0 | 520.9942 | Typical | Typical | Typical | Typical | Typical | Typical | Typical | Typical | Typical | Typical | Typical | Typical | Typical | Typical | Typical | Typical | Typical | Typical | Typical | Typical | Typical | Typical | Typical | Typical | Typical | Typical | Typical | Typical | 0 | 0 | 0 | 0 | 0 | 0 | 0 | 0 | 0 | 0 | 0 | 0 | 0 | 0 | 0 | 0 | 0 | 0 | 0 | 0 | 0 | 0 | 0 | 0 | 0 | 0 | 0 | 0 | 0 | 0 | 0 | 0 | 0 | 0 | 0 | 0 | 0 | 0 | 0 | 0 | 0 | 0 | 0 | 0 | 0 | 0 | 0 | 0 | 0 | 0 | 0 | 0 | 0 | 0 | 0 | 0 | 0 | 0 | 0 | 0 | 0 | 0 | 0 | 0 | 0 | 0 | 0 | 0 | 0 | 0 | 0 | 0 | 0 | 0 | 0 | 0 | 0 | 0 | 0 | 0 | 0 | 0 | 0 | 0 | 0 | 0 | 0 | 0 | 0 | 0 | 0 | 0 | 0 | 0 | 0 | 0 | 0 | 0 | 0 | 0 | 0 | 0 | 0 | 0 | 0 | 0 | 0 | 0 | 0 | 0 | 0 | 0 | High Efficiency | High Efficiency | High Efficiency | High Efficiency | High Efficiency | High Efficiency | High Efficiency | High Efficiency | High Efficiency | High Efficiency | High Efficiency | High Efficiency | High Efficiency | High Efficiency | High Efficiency | High Efficiency | High Efficiency | High Efficiency | High Efficiency | High Efficiency | High Efficiency | High Efficiency | High Efficiency | High Efficiency | High Efficiency | High Efficiency | High Efficiency | High Efficiency | 520.9942 | 520.9942 | 520.9942 | 520.9942 | 520.9942 | 520.9942 | 520.9942 | 520.9942 | 520.9942 | 520.9942 | 520.9942 | 520.9942 | 520.9942 | 520.9942 | 520.9942 | 520.9942 | 520.9942 | 520.9942 | 520.9942 | 520.9942 | 520.9942 | 520.9942 | 520.9942 | 520.9942 | 520.9942 | 520.9942 | 520.9942 | 520.9942 | 202.6089 | 202.6089 | 202.6089 | 202.6089 | 202.6089 | 202.6089 | 202.6089 | 202.6089 | 202.6089 | 202.6089 | 202.6089 | 202.6089 | 202.6089 | 202.6089 | 202.6089 | 202.6089 | 202.6089 | 202.6089 | 202.6089 | 202.6089 | 202.6089 | 202.6089 | 202.6089 | 202.6089 | 202.6089 | 202.6089 | 202.6089 | 202.6089 | 0 | 0 | 0 | 0 | 0 | 0 | 0 | 0 | 0 | 0 | 0 | 0 | 0 | 0 | 0 | 0 | 0 | 0 | 0 | 0 | 0 | 0 | 0 | 0 | 0 | 0 | 0 | 0 | 0 | 0 | 0 | 0 | 0 | 0 | 0 | 0 | 0 | 0 | 0 | 0 | 0 | 0 | 0 | 0 | 0 | 0 | 0 | 0 | 0 | 0 | 0 | 0 | 0 | 0 | 0 | 0 | 0 | 0 | 0 | 0 | 0 | 0 | 0 | 0 | 0 | 0 | 0 | 0 | 0 | 0 | 0 | 0 | 0 | 0 | 0 | 0 | 0 | 0 | 0 | 0 | 0 | 0 | 0 | 0 | 0 | 0 | 0 | 0 | 0 | 0 | 0 | 0 | 0 | 0 | 0 | 0 | 0 | 0 | 0 | 0 | 0 | 0 | 0 | 0 | 0 | 0 | 0 | 0 | 0 | 0 | 0 | 0 | High Efficiency | High Efficiency | High Efficiency | High Efficiency | High Efficiency | High Efficiency | High Efficiency | High Efficiency | High Efficiency | High Efficiency | High Efficiency | High Efficiency | High Efficiency | High Efficiency | High Efficiency | High Efficiency | High Efficiency | High Efficiency | High Efficiency | High Efficiency | High Efficiency | High Efficiency | High Efficiency | High Efficiency | High Efficiency | High Efficiency | High Efficiency | High Efficiency | 520.9942 | 520.9942 | 520.9942 | 520.9942 | 520.9942 | 520.9942 | 520.9942 | 520.9942 | 520.9942 | 520.9942 | 520.9942 | 520.9942 | 520.9942 | 520.9942 | 520.9942 | 520.9942 | 520.9942 | 520.9942 | 520.9942 | 520.9942 | 520.9942 | 520.9942 | 520.9942 | 520.9942 | 520.9942 | 520.9942 | 520.9942 | 520.9942 | 202.6089 | 202.6089 | 202.6089 | 202.6089 | 202.6089 | 202.6089 | 202.6089 | 202.6089 | 202.6089 | 202.6089 | 202.6089 | 202.6089 | 202.6089 | 202.6089 | 202.6089 | 202.6089 | 202.6089 | 202.6089 | 202.6089 | 202.6089 | 202.6089 | 202.6089 | 202.6089 | 202.6089 | 202.6089 | 202.6089 | 202.6089 | 202.6089 | 0 | 0 | 0 | 0 | 0 | 0 | 0 | 0 | 0 | 0 | 0 | 0 | 0 | 0 | 0 | 0 | 0 | 0 | 0 | 0 | 0 | 0 | 0 | 0 | 0 | 0 | 0 | 0 | 0 | 0 | 0 | 0 | 0 | 0 | 0 | 0 | 0 | 0 | 0 | 0 | 0 | 0 | 0 | 0 | 0 | 0 | 0 | 0 | 0 | 0 | 0 | 0 | 0 | 0 | 0 | 0 | 0 | 0 | 0 | 0 | 0 | 0 | 0 | 0 | 0 | 0 | 0 | 0 | 0 | 0 | 0 | 0 | 0 | 0 | 0 | 0 | 0 | 0 | 0 | 0 | 0 | 0 | 0 | 0 | 0 | 0
Gas Boiler - Stack Economizer_Retail_Existing_Boiler with an economizer installed on a exhaust stack | Gas Boiler - Stack Economizer_Retail_Existing | Gas Boiler - Stack Economizer_Commercial_Existing_The baseline boiler does not have an economizer installed._Boiler with an economizer installed on a exhaust stack | Commercial | Retail | Existing | Space Heating | Natural Gas | Gas Boiler - Stack Economizer | NEQ | The baseline boiler does not have an economizer installed. | 15 | 15 | 15 | 0.44458 | 0 | 0 | 0 | 0 | Retro1Slow | 0.012666666666666666 | TBD | A | WCM224 | 0.7 | 0.42 | kBtuh heat | 0.0321 | 543.6114798155161 | 543.6115 | 428.7639840798434 | 428.764 | IL TRM v13 - 4.4.28 - Stack Economizer for Boilers Serving HVAC Loads - CI-HVC-BECO-V03-250101 | Efficiency Maine TRM - 2023.1 - Boiler Stack Heat Exchanger (Boiler Economizer) - AF2. ¦ GDS Associates, Inc. (2009). Natural Gas Energy Efficiency Potential in Massachusetts. Prepared for GasNetworks. | IL TRM v13 - 4.4.28 - Stack Economizer for Boilers Serving HVAC Loads - CI-HVC-BECO-V03-250101 | 0 | 0 | 1.9889 | The baseline boiler does not have an economizer installed. | The baseline boiler does not have an economizer installed. | The baseline boiler does not have an economizer installed. | The baseline boiler does not have an economizer installed. | The baseline boiler does not have an economizer installed. | The baseline boiler does not have an economizer installed. | The baseline boiler does not have an economizer installed. | The baseline boiler does not have an economizer installed. | The baseline boiler does not have an economizer installed. | The baseline boiler does not have an economizer installed. | The baseline boiler does not have an economizer installed. | The baseline boiler does not have an economizer installed. | The baseline boiler does not have an economizer installed. | The baseline boiler does not have an economizer installed. | The baseline boiler does not have an economizer installed. | The baseline boiler does not have an economizer installed. | The baseline boiler does not have an economizer installed. | The baseline boiler does not have an economizer installed. | The baseline boiler does not have an economizer installed. | The baseline boiler does not have an economizer installed. | The baseline boiler does not have an economizer installed. | The baseline boiler does not have an economizer installed. | The baseline boiler does not have an economizer installed. | The baseline boiler does not have an economizer installed. | The baseline boiler does not have an economizer installed. | The baseline boiler does not have an economizer installed. | The baseline boiler does not have an economizer installed. | The baseline boiler does not have an economizer installed. | 0 | 0 | 0 | 0 | 0 | 0 | 0 | 0 | 0 | 0 | 0 | 0 | 0 | 0 | 0 | 0 | 0 | 0 | 0 | 0 | 0 | 0 | 0 | 0 | 0 | 0 | 0 | 0 | 0 | 0 | 0 | 0 | 0 | 0 | 0 | 0 | 0 | 0 | 0 | 0 | 0 | 0 | 0 | 0 | 0 | 0 | 0 | 0 | 0 | 0 | 0 | 0 | 0 | 0 | 0 | 0 | 0 | 0 | 0 | 0 | 0 | 0 | 0 | 0 | 0 | 0 | 0 | 0 | 0 | 0 | 0 | 0 | 0 | 0 | 0 | 0 | 0 | 0 | 0 | 0 | 0 | 0 | 0 | 0 | 0 | 0 | 0 | 0 | 0 | 0 | 0 | 0 | 0 | 0 | 0 | 0 | 0 | 0 | 0 | 0 | 0 | 0 | 0 | 0 | 0 | 0 | 0 | 0 | 0 | 0 | 0 | 0 | Boiler with an economizer installed on a exhaust stack | Boiler with an economizer installed on a exhaust stack | Boiler with an economizer installed on a exhaust stack | Boiler with an economizer installed on a exhaust stack | Boiler with an economizer installed on a exhaust stack | Boiler with an economizer installed on a exhaust stack | Boiler with an economizer installed on a exhaust stack | Boiler with an economizer installed on a exhaust stack | Boiler with an economizer installed on a exhaust stack | Boiler with an economizer installed on a exhaust stack | Boiler with an economizer installed on a exhaust stack | Boiler with an economizer installed on a exhaust stack | Boiler with an economizer installed on a exhaust stack | Boiler with an economizer installed on a exhaust stack | Boiler with an economizer installed on a exhaust stack | Boiler with an economizer installed on a exhaust stack | Boiler with an economizer installed on a exhaust stack | Boiler with an economizer installed on a exhaust stack | Boiler with an economizer installed on a exhaust stack | Boiler with an economizer installed on a exhaust stack | Boiler with an economizer installed on a exhaust stack | Boiler with an economizer installed on a exhaust stack | Boiler with an economizer installed on a exhaust stack | Boiler with an economizer installed on a exhaust stack | Boiler with an economizer installed on a exhaust stack | Boiler with an economizer installed on a exhaust stack | Boiler with an economizer installed on a exhaust stack | Boiler with an economizer installed on a exhaust stack | 1.9889 | 1.9889 | 1.9889 | 1.9889 | 1.9889 | 1.9889 | 1.9889 | 1.9889 | 1.9889 | 1.9889 | 1.9889 | 1.9889 | 1.9889 | 1.9889 | 1.9889 | 1.9889 | 1.9889 | 1.9889 | 1.9889 | 1.9889 | 1.9889 | 1.9889 | 1.9889 | 1.9889 | 1.9889 | 1.9889 | 1.9889 | 1.9889 | 0.4446 | 0.4446 | 0.4446 | 0.4446 | 0.4446 | 0.4446 | 0.4446 | 0.4446 | 0.4446 | 0.4446 | 0.4446 | 0.4446 | 0.4446 | 0.4446 | 0.4446 | 0.4446 | 0.4446 | 0.4446 | 0.4446 | 0.4446 | 0.4446 | 0.4446 | 0.4446 | 0.4446 | 0.4446 | 0.4446 | 0.4446 | 0.4446 | 0 | 0 | 0 | 0 | 0 | 0 | 0 | 0 | 0 | 0 | 0 | 0 | 0 | 0 | 0 | 0 | 0 | 0 | 0 | 0 | 0 | 0 | 0 | 0 | 0 | 0 | 0 | 0 | 0 | 0 | 0 | 0 | 0 | 0 | 0 | 0 | 0 | 0 | 0 | 0 | 0 | 0 | 0 | 0 | 0 | 0 | 0 | 0 | 0 | 0 | 0 | 0 | 0 | 0 | 0 | 0 | 0 | 0 | 0 | 0 | 0 | 0 | 0 | 0 | 0 | 0 | 0 | 0 | 0 | 0 | 0 | 0 | 0 | 0 | 0 | 0 | 0 | 0 | 0 | 0 | 0 | 0 | 0 | 0 | 0 | 0 | 0 | 0 | 0 | 0 | 0 | 0 | 0 | 0 | 0 | 0 | 0 | 0 | 0 | 0 | 0 | 0 | 0 | 0 | 0 | 0 | 0 | 0 | 0 | 0 | 0 | 0 | Boiler with an economizer installed on a exhaust stack | Boiler with an economizer installed on a exhaust stack | Boiler with an economizer installed on a exhaust stack | Boiler with an economizer installed on a exhaust stack | Boiler with an economizer installed on a exhaust stack | Boiler with an economizer installed on a exhaust stack | Boiler with an economizer installed on a exhaust stack | Boiler with an economizer installed on a exhaust stack | Boiler with an economizer installed on a exhaust stack | Boiler with an economizer installed on a exhaust stack | Boiler with an economizer installed on a exhaust stack | Boiler with an economizer installed on a exhaust stack | Boiler with an economizer installed on a exhaust stack | Boiler with an economizer installed on a exhaust stack | Boiler with an economizer installed on a exhaust stack | Boiler with an economizer installed on a exhaust stack | Boiler with an economizer installed on a exhaust stack | Boiler with an economizer installed on a exhaust stack | Boiler with an economizer installed on a exhaust stack | Boiler with an economizer installed on a exhaust stack | Boiler with an economizer installed on a exhaust stack | Boiler with an economizer installed on a exhaust stack | Boiler with an economizer installed on a exhaust stack | Boiler with an economizer installed on a exhaust stack | Boiler with an economizer installed on a exhaust stack | Boiler with an economizer installed on a exhaust stack | Boiler with an economizer installed on a exhaust stack | Boiler with an economizer installed on a exhaust stack | 1.9889 | 1.9889 | 1.9889 | 1.9889 | 1.9889 | 1.9889 | 1.9889 | 1.9889 | 1.9889 | 1.9889 | 1.9889 | 1.9889 | 1.9889 | 1.9889 | 1.9889 | 1.9889 | 1.9889 | 1.9889 | 1.9889 | 1.9889 | 1.9889 | 1.9889 | 1.9889 | 1.9889 | 1.9889 | 1.9889 | 1.9889 | 1.9889 | 0.4446 | 0.4446 | 0.4446 | 0.4446 | 0.4446 | 0.4446 | 0.4446 | 0.4446 | 0.4446 | 0.4446 | 0.4446 | 0.4446 | 0.4446 | 0.4446 | 0.4446 | 0.4446 | 0.4446 | 0.4446 | 0.4446 | 0.4446 | 0.4446 | 0.4446 | 0.4446 | 0.4446 | 0.4446 | 0.4446 | 0.4446 | 0.4446 | 0 | 0 | 0 | 0 | 0 | 0 | 0 | 0 | 0 | 0 | 0 | 0 | 0 | 0 | 0 | 0 | 0 | 0 | 0 | 0 | 0 | 0 | 0 | 0 | 0 | 0 | 0 | 0 | 0 | 0 | 0 | 0 | 0 | 0 | 0 | 0 | 0 | 0 | 0 | 0 | 0 | 0 | 0 | 0 | 0 | 0 | 0 | 0 | 0 | 0 | 0 | 0 | 0 | 0 | 0 | 0 | 0 | 0 | 0 | 0 | 0 | 0 | 0 | 0 | 0 | 0 | 0 | 0 | 0 | 0 | 0 | 0 | 0 | 0 | 0 | 0 | 0 | 0 | 0 | 0 | 0 | 0 | 0 | 0 | 0 | 0
Water Heater - Pre-Rinse Spray Valve_Education_Existing_New/replacement pre-rinse spray nozzle rated 1.0 GPM (0.92 GPM in situ) | Water Heater - Pre-Rinse Spray Valve_Education_Existing | Water Heater - Pre-Rinse Spray Valve_Commercial_Existing_Pre-rinse spray valve rated 1.6GPM (1.33 GPM in situ)_New/replacement pre-rinse spray nozzle rated 1.0 GPM (0.92 GPM in situ) | Commercial | Education | Existing | Water Heating | Natural Gas | Water Heater - Pre-Rinse Spray Valve | NEQ | Pre-rinse spray valve rated 1.6GPM (1.33 GPM in situ) | 5 | 5 | 5 | 54.7674 | 0 | 0 | 0.25 | 0.53333 | Retro12Med | 3.879925052500492E-06 | TBD | A | WCM432 | 0.7 | 0.42 | KitchenFaucet | 0.0321 | 564.5395446031036 | 564.5395 | 445.2706267292082 | 445.2706 | Regional Technical Forum. Pre-Rinse Spray Valve - UES Workbook, Version 2.5. Northwest Power and Conservation Council. December 20, 2019 | Regional Technical Forum. Pre-Rinse Spray Valve - UES Workbook, Version 2.5. Northwest Power and Conservation Council. December 20, 2019 | Regional Technical Forum. Pre-Rinse Spray Valve - UES Workbook, Version 2.5. Northwest Power and Conservation Council. December 20, 2019 | 0 | 0 | 104.6129 | Pre-rinse spray valve rated 1.6GPM (1.33 GPM in situ) | Pre-rinse spray valve rated 1.6GPM (1.33 GPM in situ) | Pre-rinse spray valve rated 1.6GPM (1.33 GPM in situ) | Pre-rinse spray valve rated 1.6GPM (1.33 GPM in situ) | Pre-rinse spray valve rated 1.6GPM (1.33 GPM in situ) | Pre-rinse spray valve rated 1.6GPM (1.33 GPM in situ) | Pre-rinse spray valve rated 1.6GPM (1.33 GPM in situ) | Pre-rinse spray valve rated 1.6GPM (1.33 GPM in situ) | Pre-rinse spray valve rated 1.6GPM (1.33 GPM in situ) | Pre-rinse spray valve rated 1.6GPM (1.33 GPM in situ) | Pre-rinse spray valve rated 1.6GPM (1.33 GPM in situ) | Pre-rinse spray valve rated 1.6GPM (1.33 GPM in situ) | Pre-rinse spray valve rated 1.6GPM (1.33 GPM in situ) | Pre-rinse spray valve rated 1.6GPM (1.33 GPM in situ) | Pre-rinse spray valve rated 1.6GPM (1.33 GPM in situ) | Pre-rinse spray valve rated 1.6GPM (1.33 GPM in situ) | Pre-rinse spray valve rated 1.6GPM (1.33 GPM in situ) | Pre-rinse spray valve rated 1.6GPM (1.33 GPM in situ) | Pre-rinse spray valve rated 1.6GPM (1.33 GPM in situ) | Pre-rinse spray valve rated 1.6GPM (1.33 GPM in situ) | Pre-rinse spray valve rated 1.6GPM (1.33 GPM in situ) | Pre-rinse spray valve rated 1.6GPM (1.33 GPM in situ) | Pre-rinse spray valve rated 1.6GPM (1.33 GPM in situ) | Pre-rinse spray valve rated 1.6GPM (1.33 GPM in situ) | Pre-rinse spray valve rated 1.6GPM (1.33 GPM in situ) | Pre-rinse spray valve rated 1.6GPM (1.33 GPM in situ) | Pre-rinse spray valve rated 1.6GPM (1.33 GPM in situ) | Pre-rinse spray valve rated 1.6GPM (1.33 GPM in situ) | 0 | 0 | 0 | 3585.4328 | 3541.0897 | 3489.4527 | 3429.6751 | 3361.0549 | 2955.1484 | 2302.6644 | 1793.9067 | 1397.3126 | 1091.1893 | 854.6415 | 671.5206 | 528.2493 | 416.7046 | 330.6208 | 262.8478 | 1.7845 | 0.63508 | 0.14319 | 0.095286 | 0 | 0 | 0 | 0 | 0 | 0 | 0 | 0 | 3585.4328 | 7082.1793 | 10468.3582 | 13718.7003 | 16805.2747 | 19372.6393 | 21171.72 | 22411.3756 | 23218.1922 | 23755.6265 | 24111.9986 | 24353.5344 | 24475.2757 | 24550.5735 | 24679.1956 | 24788.1988 | 24674.2669 | 24588.6814 | 24527.1741 | 24482.3843 | 24463.9468 | 24449.1968 | 24437.3968 | 24427.9568 | 24420.4049 | 0 | 0 | 0 | 0.001467199509753232 | 0.0014671995097532324 | 0.001467199509753232 | 0.001467199509753232 | 0.001467199509753232 | 0.001320479558777909 | 0.001056383647022327 | 0.0008451069176178617 | 0.0006760855340942895 | 0.0005408684272754315 | 0.00043269474182034524 | 0.00034615579345627617 | 0.00027692463476502093 | 0.00022153970781201674 | 0.0001772317662496134 | 0.00014178541299969072 | 9.670852361572183E-07 | 3.4538758434197E-07 | 7.807056316089656E-08 | 5.2047042107264384E-08 | 0 | 0 | 0 | 0 | 0 | 0 | 0 | 0 | 0.001467199509753232 | 0.002934399019506465 | 0.0044015985292596965 | 0.005868798039012928 | 0.0073359975487661605 | 0.00865647710754407 | 0.009712860754566397 | 0.01055796767218426 | 0.011234053206278549 | 0.011774921633553979 | 0.012207616375374323 | 0.0125537721688306 | 0.01283069680359562 | 0.013052236511407637 | 0.01322946827765725 | 0.013371253690656943 | 0.013372220775893099 | 0.01337256616347744 | 0.013372644234040602 | 0.013372696281082709 | 0.013372696281082709 | 0.013372696281082709 | 0.013372696281082709 | 0.013372696281082709 | 0.013372696281082709 | New/replacement pre-rinse spray nozzle rated 1.0 GPM (0.92 GPM in situ) | New/replacement pre-rinse spray nozzle rated 1.0 GPM (0.92 GPM in situ) | New/replacement pre-rinse spray nozzle rated 1.0 GPM (0.92 GPM in situ) | New/replacement pre-rinse spray nozzle rated 1.0 GPM (0.92 GPM in situ) | New/replacement pre-rinse spray nozzle rated 1.0 GPM (0.92 GPM in situ) | New/replacement pre-rinse spray nozzle rated 1.0 GPM (0.92 GPM in situ) | New/replacement pre-rinse spray nozzle rated 1.0 GPM (0.92 GPM in situ) | New/replacement pre-rinse spray nozzle rated 1.0 GPM (0.92 GPM in situ) | New/replacement pre-rinse spray nozzle rated 1.0 GPM (0.92 GPM in situ) | New/replacement pre-rinse spray nozzle rated 1.0 GPM (0.92 GPM in situ) | New/replacement pre-rinse spray nozzle rated 1.0 GPM (0.92 GPM in situ) | New/replacement pre-rinse spray nozzle rated 1.0 GPM (0.92 GPM in situ) | New/replacement pre-rinse spray nozzle rated 1.0 GPM (0.92 GPM in situ) | New/replacement pre-rinse spray nozzle rated 1.0 GPM (0.92 GPM in situ) | New/replacement pre-rinse spray nozzle rated 1.0 GPM (0.92 GPM in situ) | New/replacement pre-rinse spray nozzle rated 1.0 GPM (0.92 GPM in situ) | New/replacement pre-rinse spray nozzle rated 1.0 GPM (0.92 GPM in situ) | New/replacement pre-rinse spray nozzle rated 1.0 GPM (0.92 GPM in situ) | New/replacement pre-rinse spray nozzle rated 1.0 GPM (0.92 GPM in situ) | New/replacement pre-rinse spray nozzle rated 1.0 GPM (0.92 GPM in situ) | New/replacement pre-rinse spray nozzle rated 1.0 GPM (0.92 GPM in situ) | New/replacement pre-rinse spray nozzle rated 1.0 GPM (0.92 GPM in situ) | New/replacement pre-rinse spray nozzle rated 1.0 GPM (0.92 GPM in situ) | New/replacement pre-rinse spray nozzle rated 1.0 GPM (0.92 GPM in situ) | New/replacement pre-rinse spray nozzle rated 1.0 GPM (0.92 GPM in situ) | New/replacement pre-rinse spray nozzle rated 1.0 GPM (0.92 GPM in situ) | New/replacement pre-rinse spray nozzle rated 1.0 GPM (0.92 GPM in situ) | New/replacement pre-rinse spray nozzle rated 1.0 GPM (0.92 GPM in situ) | 104.6129 | 104.6129 | 104.6129 | 104.6129 | 104.6129 | 104.6129 | 104.6129 | 104.6129 | 104.6129 | 104.6129 | 104.6129 | 104.6129 | 104.6129 | 104.6129 | 104.6129 | 104.6129 | 104.6129 | 104.6129 | 104.6129 | 104.6129 | 104.6129 | 104.6129 | 104.6129 | 104.6129 | 104.6129 | 104.6129 | 104.6129 | 104.6129 | 54.7674 | 54.7674 | 54.7674 | 54.7674 | 54.7674 | 54.7674 | 54.7674 | 54.7674 | 54.7674 | 54.7674 | 54.7674 | 54.7674 | 54.7674 | 54.7674 | 54.7674 | 54.7674 | 54.7674 | 54.7674 | 54.7674 | 54.7674 | 54.7674 | 54.7674 | 54.7674 | 54.7674 | 54.7674 | 54.7674 | 54.7674 | 54.7674 | 0 | 0 | 0 | 3080.195 | 3078.8503 | 3074.0997 | 3064.065 | 3046.8463 | 2718.8571 | 2149.8876 | 1696.0765 | 1335.7462 | 1050.8772 | 826.4636 | 650.1057 | 511.01 | 401.8827 | 316.2877 | 249.1331 | 1.6751 | 0.59054 | 0.13196 | 0.0871 | 0 | 0 | 0 | 0 | 0 | 0 | 0 | 0 | 3080.195 | 6157.7006 | 9222.2992 | 12256.2601 | 15234.2316 | 17823.6188 | 19767.0221 | 21189.1781 | 22195.1853 | 22878.017 | 23317.0168 | 23576.8968 | 23676.5304 | 23677.3285 | 23609.3033 | 23494.8155 | 23162.2289 | 22864.1291 | 22603.7602 | 22379.1 | 22199.3379 | 22053.4306 | 21933.8998 | 21835.7128 | 21755.2253 | 0 | 0 | 0 | 0.0012471195832902471 | 0.0012471195832902476 | 0.0012471195832902471 | 0.0012471195832902471 | 0.0012471195832902471 | 0.0011224076249612223 | 0.0008979260999689779 | 0.0007183408799751827 | 0.0005746727039801462 | 0.0004597381631841169 | 0.0003677905305472935 | 0.0002942324244378348 | 0.0002353859395502679 | 0.00018830875164021438 | 0.00015064700131217155 | 0.00012051760104973723 | 8.220224507336446E-07 | 2.935794466906776E-07 | 6.635997868676282E-08 | 4.423998579117521E-08 | 0 | 0 | 0 | 0 | 0 | 0 | 0 | 0 | 0.0012471195832902471 | 0.0024942391665804947 | 0.003741358749870742 | 0.0049884783331609886 | 0.006235597916451236 | 0.007358005541412457 | 0.008255931641381435 | 0.008974272521356618 | 0.009548945225336763 | 0.010008683388520881 | 0.010376473919068173 | 0.010670706343506009 | 0.010906092283056276 | 0.01109440103469649 | 0.011245048036008662 | 0.0113655656370584 | 0.011366387659509133 | 0.011366681238955826 | 0.011366747598934511 | 0.011366791838920302 | 0.011366791838920302 | 0.011366791838920302 | 0.011366791838920302 | 0.011366791838920302 | 0.011366791838920302 | New/replacement pre-rinse spray nozzle rated 1.0 GPM (0.92 GPM in situ) | New/replacement pre-rinse spray nozzle rated 1.0 GPM (0.92 GPM in situ) | New/replacement pre-rinse spray nozzle rated 1.0 GPM (0.92 GPM in situ) | New/replacement pre-rinse spray nozzle rated 1.0 GPM (0.92 GPM in situ) | New/replacement pre-rinse spray nozzle rated 1.0 GPM (0.92 GPM in situ) | New/replacement pre-rinse spray nozzle rated 1.0 GPM (0.92 GPM in situ) | New/replacement pre-rinse spray nozzle rated 1.0 GPM (0.92 GPM in situ) | New/replacement pre-rinse spray nozzle rated 1.0 GPM (0.92 GPM in situ) | New/replacement pre-rinse spray nozzle rated 1.0 GPM (0.92 GPM in situ) | New/replacement pre-rinse spray nozzle rated 1.0 GPM (0.92 GPM in situ) | New/replacement pre-rinse spray nozzle rated 1.0 GPM (0.92 GPM in situ) | New/replacement pre-rinse spray nozzle rated 1.0 GPM (0.92 GPM in situ) | New/replacement pre-rinse spray nozzle rated 1.0 GPM (0.92 GPM in situ) | New/replacement pre-rinse spray nozzle rated 1.0 GPM (0.92 GPM in situ) | New/replacement pre-rinse spray nozzle rated 1.0 GPM (0.92 GPM in situ) | New/replacement pre-rinse spray nozzle rated 1.0 GPM (0.92 GPM in situ) | New/replacement pre-rinse spray nozzle rated 1.0 GPM (0.92 GPM in situ) | New/replacement pre-rinse spray nozzle rated 1.0 GPM (0.92 GPM in situ) | New/replacement pre-rinse spray nozzle rated 1.0 GPM (0.92 GPM in situ) | New/replacement pre-rinse spray nozzle rated 1.0 GPM (0.92 GPM in situ) | New/replacement pre-rinse spray nozzle rated 1.0 GPM (0.92 GPM in situ) | New/replacement pre-rinse spray nozzle rated 1.0 GPM (0.92 GPM in situ) | New/replacement pre-rinse spray nozzle rated 1.0 GPM (0.92 GPM in situ) | New/replacement pre-rinse spray nozzle rated 1.0 GPM (0.92 GPM in situ) | New/replacement pre-rinse spray nozzle rated 1.0 GPM (0.92 GPM in situ) | New/replacement pre-rinse spray nozzle rated 1.0 GPM (0.92 GPM in situ) | New/replacement pre-rinse spray nozzle rated 1.0 GPM (0.92 GPM in situ) | New/replacement pre-rinse spray nozzle rated 1.0 GPM (0.92 GPM in situ) | 104.6129 | 104.6129 | 104.6129 | 104.6129 | 104.6129 | 104.6129 | 104.6129 | 104.6129 | 104.6129 | 104.6129 | 104.6129 | 104.6129 | 104.6129 | 104.6129 | 104.6129 | 104.6129 | 104.6129 | 104.6129 | 104.6129 | 104.6129 | 104.6129 | 104.6129 | 104.6129 | 104.6129 | 104.6129 | 104.6129 | 104.6129 | 104.6129 | 54.7674 | 54.7674 | 54.7674 | 54.7674 | 54.7674 | 54.7674 | 54.7674 | 54.7674 | 54.7674 | 54.7674 | 54.7674 | 54.7674 | 54.7674 | 54.7674 | 54.7674 | 54.7674 | 54.7674 | 54.7674 | 54.7674 | 54.7674 | 54.7674 | 54.7674 | 54.7674 | 54.7674 | 54.7674 | 54.7674 | 54.7674 | 54.7674 | 0 | 0 | 0 | 3080.195 | 3078.8503 | 3074.0997 | 3064.065 | 3046.8463 | 2718.8571 | 2149.8876 | 1696.0765 | 1335.7462 | 1050.8772 | 826.4636 | 650.1057 | 511.01 | 401.8827 | 316.2877 | 249.1331 | 1.6751 | 0.59054 | 0.13196 | 0.0871 | 0 | 0 | 0 | 0 | 0 | 0 | 0 | 0 | 3080.195 | 6157.7006 | 9222.2992 | 12256.2601 | 15234.2316 | 17823.6188 | 19767.0221 | 21189.1781 | 22195.1853 | 22878.017 | 23317.0168 | 23576.8968 | 23676.5304 | 23677.3285 | 23609.3033 | 23494.8155 | 23162.2289 | 22864.1291 | 22603.7602 | 22379.1 | 22199.3379 | 22053.4306 | 21933.8998 | 21835.7128 | 21755.2253 | 0 | 0 | 0 | 0.0012471 | 0.0012471 | 0.0012471195832902471 | 0.0012471195832902471 | 0.0012471195832902471 | 0.0011224076249612223 | 0.0008979260999689779 | 0.0007183408799751827 | 0.0005746727039801462 | 0.0004597381631841169 | 0.0003677905305472935 | 0.0002942324244378348 | 0.0002353859395502679 | 0.00018830875164021438 | 0.00015064700131217155 | 0.00012051760104973723 | 8.220224507336446E-07 | 2.935794466906776E-07 | 6.635997868676282E-08 | 4.423998579117521E-08 | 0 | 0 | 0 | 0 | 0 | 0 | 0
Water Heater - Pre-Rinse Spray Valve_Office_Existing_New/replacement pre-rinse spray nozzle rated 1.0 GPM (0.92 GPM in situ) | Water Heater - Pre-Rinse Spray Valve_Office_Existing | Water Heater - Pre-Rinse Spray Valve_Commercial_Existing_Pre-rinse spray valve rated 1.6GPM (1.33 GPM in situ)_New/replacement pre-rinse spray nozzle rated 1.0 GPM (0.92 GPM in situ) | Commercial | Office | Existing | Water Heating | Natural Gas | Water Heater - Pre-Rinse Spray Valve | NEQ | Pre-rinse spray valve rated 1.6GPM (1.33 GPM in situ) | 5 | 5 | 5 | 54.7674 | 0 | 0 | 0.25 | 0.35 | Retro12Med | 3.879925052500492E-06 | TBD | A | WCM32 | 0.7 | 0.42 | KitchenFaucet | 0.0321 | 564.7325281812109 | 564.7325 | 445.4228391288421 | 445.4228 | Regional Technical Forum. Pre-Rinse Spray Valve - UES Workbook, Version 2.5. Northwest Power and Conservation Council. December 20, 2019 | Regional Technical Forum. Pre-Rinse Spray Valve - UES Workbook, Version 2.5. Northwest Power and Conservation Council. December 20, 2019 | Regional Technical Forum. Pre-Rinse Spray Valve - UES Workbook, Version 2.5. Northwest Power and Conservation Council. December 20, 2019 | 0 | 0 | 104.6129 | Pre-rinse spray valve rated 1.6GPM (1.33 GPM in situ) | Pre-rinse spray valve rated 1.6GPM (1.33 GPM in situ) | Pre-rinse spray valve rated 1.6GPM (1.33 GPM in situ) | Pre-rinse spray valve rated 1.6GPM (1.33 GPM in situ) | Pre-rinse spray valve rated 1.6GPM (1.33 GPM in situ) | Pre-rinse spray valve rated 1.6GPM (1.33 GPM in situ) | Pre-rinse spray valve rated 1.6GPM (1.33 GPM in situ) | Pre-rinse spray valve rated 1.6GPM (1.33 GPM in situ) | Pre-rinse spray valve rated 1.6GPM (1.33 GPM in situ) | Pre-rinse spray valve rated 1.6GPM (1.33 GPM in situ) | Pre-rinse spray valve rated 1.6GPM (1.33 GPM in situ) | Pre-rinse spray valve rated 1.6GPM (1.33 GPM in situ) | Pre-rinse spray valve rated 1.6GPM (1.33 GPM in situ) | Pre-rinse spray valve rated 1.6GPM (1.33 GPM in situ) | Pre-rinse spray valve rated 1.6GPM (1.33 GPM in situ) | Pre-rinse spray valve rated 1.6GPM (1.33 GPM in situ) | Pre-rinse spray valve rated 1.6GPM (1.33 GPM in situ) | Pre-rinse spray valve rated 1.6GPM (1.33 GPM in situ) | Pre-rinse spray valve rated 1.6GPM (1.33 GPM in situ) | Pre-rinse spray valve rated 1.6GPM (1.33 GPM in situ) | Pre-rinse spray valve rated 1.6GPM (1.33 GPM in situ) | Pre-rinse spray valve rated 1.6GPM (1.33 GPM in situ) | Pre-rinse spray valve rated 1.6GPM (1.33 GPM in situ) | Pre-rinse spray valve rated 1.6GPM (1.33 GPM in situ) | Pre-rinse spray valve rated 1.6GPM (1.33 GPM in situ) | Pre-rinse spray valve rated 1.6GPM (1.33 GPM in situ) | Pre-rinse spray valve rated 1.6GPM (1.33 GPM in situ) | Pre-rinse spray valve rated 1.6GPM (1.33 GPM in situ) | 0 | 0 | 0 | 809.0971 | 800.1286 | 790.2983 | 779.7366 | 768.5477 | 681.1336 | 536.1159 | 422.5897 | 333.3452 | 263.6225 | 208.9204 | 165.8519 | 131.5739 | 104.4735 | 83.2911 | 66.4409 | 0.45208 | 0.16112 | 0.036355 | 0.024204 | 0 | 0 | 0 | 0 | 0 | 0 | 0 | 0 | 809.0971 | 1600.2572 | 2370.895 | 3118.9465 | 3842.7386 | 4465.2088 | 4929.288 | 5279.4369 | 5538.9709 | 5739.1675 | 5894.2722 | 6014.8279 | 6096.1904 | 6155.1601 | 6217.2687 | 6265.7978 | 6251.0215 | 6238.2523 | 6227.1962 | 6218.8562 | 6214.1805 | 6210.44 | 6207.4476 | 6205.0536 | 6203.1385 | 0 | 0 | 0 | 0.0004652195244846492 | 0.0004652195244846492 | 0.0004652195244846493 | 0.0004652195244846493 | 0.0004652195244846492 | 0.00041869757203618426 | 0.00033495805762894735 | 0.00026796644610315796 | 0.00021437315688252635 | 0.000171498525506021 | 0.00013719882040481686 | 0.00010975905632385349 | 8.780724505908276E-05 | 7.024579604726621E-05 | 5.619663683781297E-05 | 4.495730947025035E-05 | 3.066433233588351E-07 | 1.0951547262818914E-07 | 2.4754609055226333E-08 | 1.650307270348422E-08 | 0 | 0 | 0 | 0 | 0 | 0 | 0 | 0 | 0.0004652195244846492 | 0.0009304390489692984 | 0.0013956585734539474 | 0.001860878097938597 | 0.0023260976224232463 | 0.0027447951944594303 | 0.0030797532520883777 | 0.0033477196981915353 | 0.0035620928550740617 | 0.0037335913805800827 | 0.0038707902009848996 | 0.003980549257308753 | 0.004068356502367836 | 0.004138602298415102 | 0.004194798935252915 | 0.004239756244723165 | 0.0042400628880465245 | 0.0042401724035191525 | 0.004240197158128208 | 0.0042402136612009105 | 0.0042402136612009105 | 0.0042402136612009105 | 0.0042402136612009105 | 0.0042402136612009105 | 0.0042402136612009105 | New/replacement pre-rinse spray nozzle rated 1.0 GPM (0.92 GPM in situ) | New/replacement pre-rinse spray nozzle rated 1.0 GPM (0.92 GPM in situ) | New/replacement pre-rinse spray nozzle rated 1.0 GPM (0.92 GPM in situ) | New/replacement pre-rinse spray nozzle rated 1.0 GPM (0.92 GPM in situ) | New/replacement pre-rinse spray nozzle rated 1.0 GPM (0.92 GPM in situ) | New/replacement pre-rinse spray nozzle rated 1.0 GPM (0.92 GPM in situ) | New/replacement pre-rinse spray nozzle rated 1.0 GPM (0.92 GPM in situ) | New/replacement pre-rinse spray nozzle rated 1.0 GPM (0.92 GPM in situ) | New/replacement pre-rinse spray nozzle rated 1.0 GPM (0.92 GPM in situ) | New/replacement pre-rinse spray nozzle rated 1.0 GPM (0.92 GPM in situ) | New/replacement pre-rinse spray nozzle rated 1.0 GPM (0.92 GPM in situ) | New/replacement pre-rinse spray nozzle rated 1.0 GPM (0.92 GPM in situ) | New/replacement pre-rinse spray nozzle rated 1.0 GPM (0.92 GPM in situ) | New/replacement pre-rinse spray nozzle rated 1.0 GPM (0.92 GPM in situ) | New/replacement pre-rinse spray nozzle rated 1.0 GPM (0.92 GPM in situ) | New/replacement pre-rinse spray nozzle rated 1.0 GPM (0.92 GPM in situ) | New/replacement pre-rinse spray nozzle rated 1.0 GPM (0.92 GPM in situ) | New/replacement pre-rinse spray nozzle rated 1.0 GPM (0.92 GPM in situ) | New/replacement pre-rinse spray nozzle rated 1.0 GPM (0.92 GPM in situ) | New/replacement pre-rinse spray nozzle rated 1.0 GPM (0.92 GPM in situ) | New/replacement pre-rinse spray nozzle rated 1.0 GPM (0.92 GPM in situ) | New/replacement pre-rinse spray nozzle rated 1.0 GPM (0.92 GPM in situ) | New/replacement pre-rinse spray nozzle rated 1.0 GPM (0.92 GPM in situ) | New/replacement pre-rinse spray nozzle rated 1.0 GPM (0.92 GPM in situ) | New/replacement pre-rinse spray nozzle rated 1.0 GPM (0.92 GPM in situ) | New/replacement pre-rinse spray nozzle rated 1.0 GPM (0.92 GPM in situ) | New/replacement pre-rinse spray nozzle rated 1.0 GPM (0.92 GPM in situ) | New/replacement pre-rinse spray nozzle rated 1.0 GPM (0.92 GPM in situ) | 104.6129 | 104.6129 | 104.6129 | 104.6129 | 104.6129 | 104.6129 | 104.6129 | 104.6129 | 104.6129 | 104.6129 | 104.6129 | 104.6129 | 104.6129 | 104.6129 | 104.6129 | 104.6129 | 104.6129 | 104.6129 | 104.6129 | 104.6129 | 104.6129 | 104.6129 | 104.6129 | 104.6129 | 104.6129 | 104.6129 | 104.6129 | 104.6129 | 54.7674 | 54.7674 | 54.7674 | 54.7674 | 54.7674 | 54.7674 | 54.7674 | 54.7674 | 54.7674 | 54.7674 | 54.7674 | 54.7674 | 54.7674 | 54.7674 | 54.7674 | 54.7674 | 54.7674 | 54.7674 | 54.7674 | 54.7674 | 54.7674 | 54.7674 | 54.7674 | 54.7674 | 54.7674 | 54.7674 | 54.7674 | 54.7674 | 0 | 0 | 0 | 694.9689 | 695.4075 | 695.6832 | 695.6427 | 695.0972 | 624.4529 | 497.9932 | 396.7824 | 315.8326 | 251.136 | 199.4768 | 158.2757 | 125.2997 | 99.0874 | 78.3013 | 61.8527 | 0.41668 | 0.14707 | 0.032887 | 0.021716 | 0 | 0 | 0 | 0 | 0 | 0 | 0 | 0 | 694.9689 | 1390.8151 | 2087.0496 | 2782.5708 | 3475.4858 | 4093.6359 | 4578.7704 | 4957.0243 | 5247.9759 | 5467.332 | 5627.8391 | 5740.0643 | 5805.4892 | 5837.8351 | 5844.801 | 5833.0951 | 5761.5418 | 5694.3824 | 5633.1431 | 5579.5766 | 5534.8875 | 5498.6148 | 5468.8993 | 5444.4901 | 5424.481 | 0 | 0 | 0 | 0.00039543659581195174 | 0.00039543659581195174 | 0.0003954365958119519 | 0.0003954365958119519 | 0.00039543659581195174 | 0.00035589293623075656 | 0.00028471434898460525 | 0.0002277714791876842 | 0.00018221718335014738 | 0.00014577374668011788 | 0.00011661899734409436 | 9.329519787527547E-05 | 7.463615830022035E-05 | 5.9708926640176305E-05 | 4.776714131214106E-05 | 3.8213713049712816E-05 | 2.606468248550141E-07 | 9.308815173396225E-08 | 2.1041417696942723E-08 | 1.4027611797961819E-08 | 0 | 0 | 0 | 0 | 0 | 0 | 0 | 0 | 0.00039543659581195174 | 0.0007908731916239035 | 0.0011863097874358552 | 0.0015817463832478072 | 0.0019771829790597587 | 0.0023330759152905152 | 0.002617790264275121 | 0.002845561743462805 | 0.003027778926812953 | 0.003173552673493071 | 0.003290171670837165 | 0.0033834668687124404 | 0.003458103027012661 | 0.0035178119536528373 | 0.0035655790949649783 | 0.003603792808014691 | 0.003604053454839546 | 0.00360414654299128 | 0.003604167584408977 | 0.003604181612020775 | 0.003604181612020775 | 0.003604181612020775 | 0.003604181612020775 | 0.003604181612020775 | 0.003604181612020775 | New/replacement pre-rinse spray nozzle rated 1.0 GPM (0.92 GPM in situ) | New/replacement pre-rinse spray nozzle rated 1.0 GPM (0.92 GPM in situ) | New/replacement pre-rinse spray nozzle rated 1.0 GPM (0.92 GPM in situ) | New/replacement pre-rinse spray nozzle rated 1.0 GPM (0.92 GPM in situ) | New/replacement pre-rinse spray nozzle rated 1.0 GPM (0.92 GPM in situ) | New/replacement pre-rinse spray nozzle rated 1.0 GPM (0.92 GPM in situ) | New/replacement pre-rinse spray nozzle rated 1.0 GPM (0.92 GPM in situ) | New/replacement pre-rinse spray nozzle rated 1.0 GPM (0.92 GPM in situ) | New/replacement pre-rinse spray nozzle rated 1.0 GPM (0.92 GPM in situ) | New/replacement pre-rinse spray nozzle rated 1.0 GPM (0.92 GPM in situ) | New/replacement pre-rinse spray nozzle rated 1.0 GPM (0.92 GPM in situ) | New/replacement pre-rinse spray nozzle rated 1.0 GPM (0.92 GPM in situ) | New/replacement pre-rinse spray nozzle rated 1.0 GPM (0.92 GPM in situ) | New/replacement pre-rinse spray nozzle rated 1.0 GPM (0.92 GPM in situ) | New/replacement pre-rinse spray nozzle rated 1.0 GPM (0.92 GPM in situ) | New/replacement pre-rinse spray nozzle rated 1.0 GPM (0.92 GPM in situ) | New/replacement pre-rinse spray nozzle rated 1.0 GPM (0.92 GPM in situ) | New/replacement pre-rinse spray nozzle rated 1.0 GPM (0.92 GPM in situ) | New/replacement pre-rinse spray nozzle rated 1.0 GPM (0.92 GPM in situ) | New/replacement pre-rinse spray nozzle rated 1.0 GPM (0.92 GPM in situ) | New/replacement pre-rinse spray nozzle rated 1.0 GPM (0.92 GPM in situ) | New/replacement pre-rinse spray nozzle rated 1.0 GPM (0.92 GPM in situ) | New/replacement pre-rinse spray nozzle rated 1.0 GPM (0.92 GPM in situ) | New/replacement pre-rinse spray nozzle rated 1.0 GPM (0.92 GPM in situ) | New/replacement pre-rinse spray nozzle rated 1.0 GPM (0.92 GPM in situ) | New/replacement pre-rinse spray nozzle rated 1.0 GPM (0.92 GPM in situ) | New/replacement pre-rinse spray nozzle rated 1.0 GPM (0.92 GPM in situ) | New/replacement pre-rinse spray nozzle rated 1.0 GPM (0.92 GPM in situ) | 104.6129 | 104.6129 | 104.6129 | 104.6129 | 104.6129 | 104.6129 | 104.6129 | 104.6129 | 104.6129 | 104.6129 | 104.6129 | 104.6129 | 104.6129 | 104.6129 | 104.6129 | 104.6129 | 104.6129 | 104.6129 | 104.6129 | 104.6129 | 104.6129 | 104.6129 | 104.6129 | 104.6129 | 104.6129 | 104.6129 | 104.6129 | 104.6129 | 54.7674 | 54.7674 | 54.7674 | 54.7674 | 54.7674 | 54.7674 | 54.7674 | 54.7674 | 54.7674 | 54.7674 | 54.7674 | 54.7674 | 54.7674 | 54.7674 | 54.7674 | 54.7674 | 54.7674 | 54.7674 | 54.7674 | 54.7674 | 54.7674 | 54.7674 | 54.7674 | 54.7674 | 54.7674 | 54.7674 | 54.7674 | 54.7674 | 0 | 0 | 0 | 694.9689 | 695.4075 | 695.6832 | 695.6427 | 695.0972 | 624.4529 | 497.9932 | 396.7824 | 315.8326 | 251.136 | 199.4768 | 158.2757 | 125.2997 | 99.0874 | 78.3013 | 61.8527 | 0.41668 | 0.14707 | 0.032887 | 0.021716 | 0 | 0 | 0 | 0 | 0 | 0 | 0 | 0 | 694.9689 | 1390.8151 | 2087.0496 | 2782.5708 | 3475.4858 | 4093.6359 | 4578.7704 | 4957.0243 | 5247.9759 | 5467.332 | 5627.8391 | 5740.0643 | 5805.4892 | 5837.8351 | 5844.801 | 5833.0951 | 5761.5418 | 5694.3824 | 5633.1431 | 5579.5766 | 5534.8875 | 5498.6148 | 5468.8993 | 5444.4901 | 5424.481 | 0 | 0 | 0 | 0.00039544 | 0.00039544 | 0.0003954365958119519 | 0.0003954365958119519 | 0.00039543659581195174 | 0.00035589293623075656 | 0.00028471434898460525 | 0.0002277714791876842 | 0.00018221718335014738 | 0.00014577374668011788 | 0.00011661899734409436 | 9.329519787527547E-05 | 7.463615830022035E-05 | 5.9708926640176305E-05 | 4.776714131214106E-05 | 3.8213713049712816E-05 | 2.606468248550141E-07 | 9.308815173396225E-08 | 2.1041417696942723E-08 | 1.4027611797961819E-08 | 0 | 0 | 0 | 0 | 0 | 0 | 0
Water Heater - Pre-Rinse Spray Valve_Retail_Existing_New/replacement pre-rinse spray nozzle rated 1.0 GPM (0.92 GPM in situ) | Water Heater - Pre-Rinse Spray Valve_Retail_Existing | Water Heater - Pre-Rinse Spray Valve_Commercial_Existing_Pre-rinse spray valve rated 1.6GPM (1.33 GPM in situ)_New/replacement pre-rinse spray nozzle rated 1.0 GPM (0.92 GPM in situ) | Commercial | Retail | Existing | Water Heating | Natural Gas | Water Heater - Pre-Rinse Spray Valve | NEQ | Pre-rinse spray valve rated 1.6GPM (1.33 GPM in situ) | 5 | 5 | 5 | 54.7674 | 0 | 0 | 0.25 | 0.53333 | Retro12Med | 3.879925052500492E-06 | TBD | A | WCM232 | 0.7 | 0.42 | KitchenFaucet | 0.0321 | 564.8077555770083 | 564.8078 | 445.4821734128514 | 445.4822 | Regional Technical Forum. Pre-Rinse Spray Valve - UES Workbook, Version 2.5. Northwest Power and Conservation Council. December 20, 2019 | Regional Technical Forum. Pre-Rinse Spray Valve - UES Workbook, Version 2.5. Northwest Power and Conservation Council. December 20, 2019 | Regional Technical Forum. Pre-Rinse Spray Valve - UES Workbook, Version 2.5. Northwest Power and Conservation Council. December 20, 2019 | 0 | 0 | 104.6129 | Pre-rinse spray valve rated 1.6GPM (1.33 GPM in situ) | Pre-rinse spray valve rated 1.6GPM (1.33 GPM in situ) | Pre-rinse spray valve rated 1.6GPM (1.33 GPM in situ) | Pre-rinse spray valve rated 1.6GPM (1.33 GPM in situ) | Pre-rinse spray valve rated 1.6GPM (1.33 GPM in situ) | Pre-rinse spray valve rated 1.6GPM (1.33 GPM in situ) | Pre-rinse spray valve rated 1.6GPM (1.33 GPM in situ) | Pre-rinse spray valve rated 1.6GPM (1.33 GPM in situ) | Pre-rinse spray valve rated 1.6GPM (1.33 GPM in situ) | Pre-rinse spray valve rated 1.6GPM (1.33 GPM in situ) | Pre-rinse spray valve rated 1.6GPM (1.33 GPM in situ) | Pre-rinse spray valve rated 1.6GPM (1.33 GPM in situ) | Pre-rinse spray valve rated 1.6GPM (1.33 GPM in situ) | Pre-rinse spray valve rated 1.6GPM (1.33 GPM in situ) | Pre-rinse spray valve rated 1.6GPM (1.33 GPM in situ) | Pre-rinse spray valve rated 1.6GPM (1.33 GPM in situ) | Pre-rinse spray valve rated 1.6GPM (1.33 GPM in situ) | Pre-rinse spray valve rated 1.6GPM (1.33 GPM in situ) | Pre-rinse spray valve rated 1.6GPM (1.33 GPM in situ) | Pre-rinse spray valve rated 1.6GPM (1.33 GPM in situ) | Pre-rinse spray valve rated 1.6GPM (1.33 GPM in situ) | Pre-rinse spray valve rated 1.6GPM (1.33 GPM in situ) | Pre-rinse spray valve rated 1.6GPM (1.33 GPM in situ) | Pre-rinse spray valve rated 1.6GPM (1.33 GPM in situ) | Pre-rinse spray valve rated 1.6GPM (1.33 GPM in situ) | Pre-rinse spray valve rated 1.6GPM (1.33 GPM in situ) | Pre-rinse spray valve rated 1.6GPM (1.33 GPM in situ) | Pre-rinse spray valve rated 1.6GPM (1.33 GPM in situ) | 0 | 0 | 0 | 55.0425 | 54.4245 | 53.7416 | 53.0036 | 52.2178 | 46.2493 | 36.3758 | 28.6513 | 22.585 | 17.8515 | 14.1428 | 11.2265 | 8.9074 | 7.0748 | 5.6424 | 4.5027 | 0.03065 | 0.010928 | 0.0024669 | 0.0016428 | 0 | 0 | 0 | 0 | 0 | 0 | 0 | 0 | 55.0425 | 108.8491 | 161.2248 | 212.0143 | 261.0889 | 303.1897 | 334.4557 | 357.9419 | 375.2788 | 388.6342 | 399.0095 | 407.1422 | 412.7071 | 416.8192 | 421.1781 | 424.6356 | 423.8101 | 423.1222 | 422.5505 | 422.1034 | 421.7863 | 421.5325 | 421.3296 | 421.1672 | 421.0373 | 0 | 0 | 0 | 1.6880459375456055E-06 | 1.6880459375456057E-06 | 1.6880459375456055E-06 | 1.6880459375456057E-06 | 1.6880459375456055E-06 | 1.519241343791045E-06 | 1.215393075032836E-06 | 9.72314460026269E-07 | 7.778515680210153E-07 | 6.22281254416812E-07 | 4.978250035334496E-07 | 3.9826000282675977E-07 | 3.1860800226140784E-07 | 2.5488640180912626E-07 | 2.0390912144730102E-07 | 1.6312729715784077E-07 | 1.1126532508384572E-09 | 3.973761610138573E-10 | 8.982193362906332E-11 | 5.988128908604221E-11 | 0 | 0 | 0 | 0 | 0 | 0 | 0 | 0 | 1.6880459375456055E-06 | 3.3760918750912115E-06 | 5.064137812636817E-06 | 6.752183750182423E-06 | 8.440229687728029E-06 | 9.959471031519073E-06 | 1.1174864106551908E-05 | 1.2147178566578178E-05 | 1.2925030134599193E-05 | 1.3547311389016005E-05 | 1.4045136392549456E-05 | 1.4443396395376217E-05 | 1.4762004397637624E-05 | 1.501689079944675E-05 | 1.522079992089405E-05 | 1.5383927218051892E-05 | 1.538503987130273E-05 | 1.5385437247463743E-05 | 1.5385527069397373E-05 | 1.538558695068646E-05 | 1.538558695068646E-05 | 1.538558695068646E-05 | 1.538558695068646E-05 | 1.538558695068646E-05 | 1.538558695068646E-05 | New/replacement pre-rinse spray nozzle rated 1.0 GPM (0.92 GPM in situ) | New/replacement pre-rinse spray nozzle rated 1.0 GPM (0.92 GPM in situ) | New/replacement pre-rinse spray nozzle rated 1.0 GPM (0.92 GPM in situ) | New/replacement pre-rinse spray nozzle rated 1.0 GPM (0.92 GPM in situ) | New/replacement pre-rinse spray nozzle rated 1.0 GPM (0.92 GPM in situ) | New/replacement pre-rinse spray nozzle rated 1.0 GPM (0.92 GPM in situ) | New/replacement pre-rinse spray nozzle rated 1.0 GPM (0.92 GPM in situ) | New/replacement pre-rinse spray nozzle rated 1.0 GPM (0.92 GPM in situ) | New/replacement pre-rinse spray nozzle rated 1.0 GPM (0.92 GPM in situ) | New/replacement pre-rinse spray nozzle rated 1.0 GPM (0.92 GPM in situ) | New/replacement pre-rinse spray nozzle rated 1.0 GPM (0.92 GPM in situ) | New/replacement pre-rinse spray nozzle rated 1.0 GPM (0.92 GPM in situ) | New/replacement pre-rinse spray nozzle rated 1.0 GPM (0.92 GPM in situ) | New/replacement pre-rinse spray nozzle rated 1.0 GPM (0.92 GPM in situ) | New/replacement pre-rinse spray nozzle rated 1.0 GPM (0.92 GPM in situ) | New/replacement pre-rinse spray nozzle rated 1.0 GPM (0.92 GPM in situ) | New/replacement pre-rinse spray nozzle rated 1.0 GPM (0.92 GPM in situ) | New/replacement pre-rinse spray nozzle rated 1.0 GPM (0.92 GPM in situ) | New/replacement pre-rinse spray nozzle rated 1.0 GPM (0.92 GPM in situ) | New/replacement pre-rinse spray nozzle rated 1.0 GPM (0.92 GPM in situ) | New/replacement pre-rinse spray nozzle rated 1.0 GPM (0.92 GPM in situ) | New/replacement pre-rinse spray nozzle rated 1.0 GPM (0.92 GPM in situ) | New/replacement pre-rinse spray nozzle rated 1.0 GPM (0.92 GPM in situ) | New/replacement pre-rinse spray nozzle rated 1.0 GPM (0.92 GPM in situ) | New/replacement pre-rinse spray nozzle rated 1.0 GPM (0.92 GPM in situ) | New/replacement pre-rinse spray nozzle rated 1.0 GPM (0.92 GPM in situ) | New/replacement pre-rinse spray nozzle rated 1.0 GPM (0.92 GPM in situ) | New/replacement pre-rinse spray nozzle rated 1.0 GPM (0.92 GPM in situ) | 104.6129 | 104.6129 | 104.6129 | 104.6129 | 104.6129 | 104.6129 | 104.6129 | 104.6129 | 104.6129 | 104.6129 | 104.6129 | 104.6129 | 104.6129 | 104.6129 | 104.6129 | 104.6129 | 104.6129 | 104.6129 | 104.6129 | 104.6129 | 104.6129 | 104.6129 | 104.6129 | 104.6129 | 104.6129 | 104.6129 | 104.6129 | 104.6129 | 54.7674 | 54.7674 | 54.7674 | 54.7674 | 54.7674 | 54.7674 | 54.7674 | 54.7674 | 54.7674 | 54.7674 | 54.7674 | 54.7674 | 54.7674 | 54.7674 | 54.7674 | 54.7674 | 54.7674 | 54.7674 | 54.7674 | 54.7674 | 54.7674 | 54.7674 | 54.7674 | 54.7674 | 54.7674 | 54.7674 | 54.7674 | 54.7674 | 0 | 0 | 0 | 47.2781 | 47.3015 | 47.3089 | 47.2904 | 47.2333 | 42.4095 | 33.7995 | 26.9126 | 21.4092 | 17.0158 | 13.5119 | 10.7205 | 8.4879 | 6.714 | 5.3072 | 4.1938 | 0.028262 | 0.0099795 | 0.0022323 | 0.0014744 | 0 | 0 | 0 | 0 | 0 | 0 | 0 | 0 | 47.2781 | 94.603 | 141.9267 | 189.1617 | 236.1665 | 278.0177 | 310.7678 | 336.2201 | 355.7427 | 370.4415 | 381.2124 | 388.7916 | 393.2706 | 395.5602 | 396.1581 | 395.5033 | 390.7938 | 386.3805 | 382.366 | 378.824 | 375.7932 | 373.3332 | 371.3178 | 369.6624 | 368.3054 | 0 | 0 | 0 | 1.4348390469137645E-06 | 1.434839046913765E-06 | 1.4348390469137645E-06 | 1.434839046913765E-06 | 1.4348390469137645E-06 | 1.2913551422223884E-06 | 1.0330841137779106E-06 | 8.264672910223283E-07 | 6.611738328178629E-07 | 5.289390662542902E-07 | 4.231512530034322E-07 | 3.385210024027459E-07 | 2.708168019221967E-07 | 2.1665344153775736E-07 | 1.7332275323020595E-07 | 1.3865820258416473E-07 | 9.457552632126854E-10 | 3.377697368617774E-10 | 7.634864358470351E-11 | 5.089909572313566E-11 | 0 | 0 | 0 | 0 | 0 | 0 | 0 | 0 | 1.4348390469137645E-06 | 2.8696780938275295E-06 | 4.3045171407412935E-06 | 5.739356187655059E-06 | 7.174195234568823E-06 | 8.465550376791211E-06 | 9.498634490569122E-06 | 1.0325101781591451E-05 | 1.0986275614409313E-05 | 1.1515214680663602E-05 | 1.1938365933667035E-05 | 1.227688693606978E-05 | 1.2547703737991977E-05 | 1.2764357179529734E-05 | 1.2937679932759941E-05 | 1.3076338135344106E-05 | 1.3077283890607318E-05 | 1.307762166034418E-05 | 1.3077698008987765E-05 | 1.3077748908083487E-05 | 1.3077748908083487E-05 | 1.3077748908083487E-05 | 1.3077748908083487E-05 | 1.3077748908083487E-05 | 1.3077748908083487E-05 | New/replacement pre-rinse spray nozzle rated 1.0 GPM (0.92 GPM in situ) | New/replacement pre-rinse spray nozzle rated 1.0 GPM (0.92 GPM in situ) | New/replacement pre-rinse spray nozzle rated 1.0 GPM (0.92 GPM in situ) | New/replacement pre-rinse spray nozzle rated 1.0 GPM (0.92 GPM in situ) | New/replacement pre-rinse spray nozzle rated 1.0 GPM (0.92 GPM in situ) | New/replacement pre-rinse spray nozzle rated 1.0 GPM (0.92 GPM in situ) | New/replacement pre-rinse spray nozzle rated 1.0 GPM (0.92 GPM in situ) | New/replacement pre-rinse spray nozzle rated 1.0 GPM (0.92 GPM in situ) | New/replacement pre-rinse spray nozzle rated 1.0 GPM (0.92 GPM in situ) | New/replacement pre-rinse spray nozzle rated 1.0 GPM (0.92 GPM in situ) | New/replacement pre-rinse spray nozzle rated 1.0 GPM (0.92 GPM in situ) | New/replacement pre-rinse spray nozzle rated 1.0 GPM (0.92 GPM in situ) | New/replacement pre-rinse spray nozzle rated 1.0 GPM (0.92 GPM in situ) | New/replacement pre-rinse spray nozzle rated 1.0 GPM (0.92 GPM in situ) | New/replacement pre-rinse spray nozzle rated 1.0 GPM (0.92 GPM in situ) | New/replacement pre-rinse spray nozzle rated 1.0 GPM (0.92 GPM in situ) | New/replacement pre-rinse spray nozzle rated 1.0 GPM (0.92 GPM in situ) | New/replacement pre-rinse spray nozzle rated 1.0 GPM (0.92 GPM in situ) | New/replacement pre-rinse spray nozzle rated 1.0 GPM (0.92 GPM in situ) | New/replacement pre-rinse spray nozzle rated 1.0 GPM (0.92 GPM in situ) | New/replacement pre-rinse spray nozzle rated 1.0 GPM (0.92 GPM in situ) | New/replacement pre-rinse spray nozzle rated 1.0 GPM (0.92 GPM in situ) | New/replacement pre-rinse spray nozzle rated 1.0 GPM (0.92 GPM in situ) | New/replacement pre-rinse spray nozzle rated 1.0 GPM (0.92 GPM in situ) | New/replacement pre-rinse spray nozzle rated 1.0 GPM (0.92 GPM in situ) | New/replacement pre-rinse spray nozzle rated 1.0 GPM (0.92 GPM in situ) | New/replacement pre-rinse spray nozzle rated 1.0 GPM (0.92 GPM in situ) | New/replacement pre-rinse spray nozzle rated 1.0 GPM (0.92 GPM in situ) | 104.6129 | 104.6129 | 104.6129 | 104.6129 | 104.6129 | 104.6129 | 104.6129 | 104.6129 | 104.6129 | 104.6129 | 104.6129 | 104.6129 | 104.6129 | 104.6129 | 104.6129 | 104.6129 | 104.6129 | 104.6129 | 104.6129 | 104.6129 | 104.6129 | 104.6129 | 104.6129 | 104.6129 | 104.6129 | 104.6129 | 104.6129 | 104.6129 | 54.7674 | 54.7674 | 54.7674 | 54.7674 | 54.7674 | 54.7674 | 54.7674 | 54.7674 | 54.7674 | 54.7674 | 54.7674 | 54.7674 | 54.7674 | 54.7674 | 54.7674 | 54.7674 | 54.7674 | 54.7674 | 54.7674 | 54.7674 | 54.7674 | 54.7674 | 54.7674 | 54.7674 | 54.7674 | 54.7674 | 54.7674 | 54.7674 | 0 | 0 | 0 | 47.2781 | 47.3015 | 47.3089 | 47.2904 | 47.2333 | 42.4095 | 33.7995 | 26.9126 | 21.4092 | 17.0158 | 13.5119 | 10.7205 | 8.4879 | 6.714 | 5.3072 | 4.1938 | 0.028262 | 0.0099795 | 0.0022323 | 0.0014744 | 0 | 0 | 0 | 0 | 0 | 0 | 0 | 0 | 47.2781 | 94.603 | 141.9267 | 189.1617 | 236.1665 | 278.0177 | 310.7678 | 336.2201 | 355.7427 | 370.4415 | 381.2124 | 388.7916 | 393.2706 | 395.5602 | 396.1581 | 395.5033 | 390.7938 | 386.3805 | 382.366 | 378.824 | 375.7932 | 373.3332 | 371.3178 | 369.6624 | 368.3054 | 0 | 0 | 0 | 1.4348e-06 | 1.4348e-06 | 1.4348390469137645E-06 | 1.434839046913765E-06 | 1.4348390469137645E-06 | 1.2913551422223884E-06 | 1.0330841137779106E-06 | 8.264672910223283E-07 | 6.611738328178629E-07 | 5.289390662542902E-07 | 4.231512530034322E-07 | 3.385210024027459E-07 | 2.708168019221967E-07 | 2.1665344153775736E-07 | 1.7332275323020595E-07 | 1.3865820258416473E-07 | 9.457552632126854E-10 | 3.377697368617774E-10 | 7.634864358470351E-11 | 5.089909572313566E-11 | 0 | 0 | 0 | 0 | 0 | 0 | 0
Water Heater - Pre-Rinse Spray Valve_Healthcare_Existing_New/replacement pre-rinse spray nozzle rated 1.0 GPM (0.92 GPM in situ) | Water Heater - Pre-Rinse Spray Valve_Healthcare_Existing | Water Heater - Pre-Rinse Spray Valve_Commercial_Existing_Pre-rinse spray valve rated 1.6GPM (1.33 GPM in situ)_New/replacement pre-rinse spray nozzle rated 1.0 GPM (0.92 GPM in situ) | Commercial | Healthcare | Existing | Water Heating | Natural Gas | Water Heater - Pre-Rinse Spray Valve | NEQ | Pre-rinse spray valve rated 1.6GPM (1.33 GPM in situ) | 5 | 5 | 5 | 54.7674 | 0 | 0 | 0.25 | 0.53333 | Retro12Med | 3.879925052500492E-06 | TBD | A | WCM532 | 0.7 | 0.42 | KitchenFaucet | 0.0321 | 564.8421667331888 | 564.8422 | 445.5093146064586 | 445.5093 | Regional Technical Forum. Pre-Rinse Spray Valve - UES Workbook, Version 2.5. Northwest Power and Conservation Council. December 20, 2019 | Regional Technical Forum. Pre-Rinse Spray Valve - UES Workbook, Version 2.5. Northwest Power and Conservation Council. December 20, 2019 | Regional Technical Forum. Pre-Rinse Spray Valve - UES Workbook, Version 2.5. Northwest Power and Conservation Council. December 20, 2019 | 0 | 0 | 104.6129 | Pre-rinse spray valve rated 1.6GPM (1.33 GPM in situ) | Pre-rinse spray valve rated 1.6GPM (1.33 GPM in situ) | Pre-rinse spray valve rated 1.6GPM (1.33 GPM in situ) | Pre-rinse spray valve rated 1.6GPM (1.33 GPM in situ) | Pre-rinse spray valve rated 1.6GPM (1.33 GPM in situ) | Pre-rinse spray valve rated 1.6GPM (1.33 GPM in situ) | Pre-rinse spray valve rated 1.6GPM (1.33 GPM in situ) | Pre-rinse spray valve rated 1.6GPM (1.33 GPM in situ) | Pre-rinse spray valve rated 1.6GPM (1.33 GPM in situ) | Pre-rinse spray valve rated 1.6GPM (1.33 GPM in situ) | Pre-rinse spray valve rated 1.6GPM (1.33 GPM in situ) | Pre-rinse spray valve rated 1.6GPM (1.33 GPM in situ) | Pre-rinse spray valve rated 1.6GPM (1.33 GPM in situ) | Pre-rinse spray valve rated 1.6GPM (1.33 GPM in situ) | Pre-rinse spray valve rated 1.6GPM (1.33 GPM in situ) | Pre-rinse spray valve rated 1.6GPM (1.33 GPM in situ) | Pre-rinse spray valve rated 1.6GPM (1.33 GPM in situ) | Pre-rinse spray valve rated 1.6GPM (1.33 GPM in situ) | Pre-rinse spray valve rated 1.6GPM (1.33 GPM in situ) | Pre-rinse spray valve rated 1.6GPM (1.33 GPM in situ) | Pre-rinse spray valve rated 1.6GPM (1.33 GPM in situ) | Pre-rinse spray valve rated 1.6GPM (1.33 GPM in situ) | Pre-rinse spray valve rated 1.6GPM (1.33 GPM in situ) | Pre-rinse spray valve rated 1.6GPM (1.33 GPM in situ) | Pre-rinse spray valve rated 1.6GPM (1.33 GPM in situ) | Pre-rinse spray valve rated 1.6GPM (1.33 GPM in situ) | Pre-rinse spray valve rated 1.6GPM (1.33 GPM in situ) | Pre-rinse spray valve rated 1.6GPM (1.33 GPM in situ) | 0 | 0 | 0 | 160.8657 | 159.1071 | 157.1746 | 155.0945 | 152.8876 | 135.5129 | 106.6721 | 84.0919 | 66.3402 | 52.471 | 41.5895 | 33.0218 | 26.2023 | 20.81 | 16.5945 | 13.2404 | 0.090111 | 0.032124 | 0.0072499 | 0.0048276 | 0 | 0 | 0 | 0 | 0 | 0 | 0 | 0 | 160.8657 | 318.2142 | 471.5239 | 620.3781 | 764.4382 | 888.3626 | 980.7909 | 1050.5649 | 1102.3298 | 1142.3154 | 1173.3638 | 1197.5773 | 1214.0261 | 1226.0424 | 1238.6958 | 1248.6543 | 1246.0011 | 1243.7476 | 1241.835 | 1240.3663 | 1239.434 | 1238.6882 | 1238.0915 | 1237.6142 | 1237.2324 | 0 | 0 | 0 | 2.959488066470366E-05 | 2.959488066470365E-05 | 2.959488066470365E-05 | 2.959488066470365E-05 | 2.959488066470365E-05 | 2.6635392598233286E-05 | 2.130831407858663E-05 | 1.7046651262869306E-05 | 1.3637321010295443E-05 | 1.0909856808236356E-05 | 8.727885446589082E-06 | 6.982308357271267E-06 | 5.585846685817014E-06 | 4.468677348653611E-06 | 3.574941878922888E-06 | 2.859953503138311E-06 | 1.9507075872376436E-08 | 6.966812811565161E-09 | 1.5747612951162717E-09 | 1.0498408634108479E-09 | 0 | 0 | 0 | 0 | 0 | 0 | 0 | 0 | 2.959488066470366E-05 | 5.9189761329407305E-05 | 8.878464199411096E-05 | 0.0001183795226588146 | 0.00014797440332351824 | 0.00017460979592175152 | 0.00019591811000033816 | 0.00021296476126320745 | 0.0002266020822735029 | 0.00023751193908173927 | 0.00024623982452832836 | 0.00025322213288559966 | 0.00025880797957141666 | 0.00026327665692007027 | 0.00026685159879899316 | 0.00026971155230213144 | 0.0002697310593780038 | 0.00026973802619081536 | 0.0002697396009521105 | 0.0002697406507929739 | 0.0002697406507929739 | 0.0002697406507929739 | 0.0002697406507929739 | 0.0002697406507929739 | 0.0002697406507929739 | New/replacement pre-rinse spray nozzle rated 1.0 GPM (0.92 GPM in situ) | New/replacement pre-rinse spray nozzle rated 1.0 GPM (0.92 GPM in situ) | New/replacement pre-rinse spray nozzle rated 1.0 GPM (0.92 GPM in situ) | New/replacement pre-rinse spray nozzle rated 1.0 GPM (0.92 GPM in situ) | New/replacement pre-rinse spray nozzle rated 1.0 GPM (0.92 GPM in situ) | New/replacement pre-rinse spray nozzle rated 1.0 GPM (0.92 GPM in situ) | New/replacement pre-rinse spray nozzle rated 1.0 GPM (0.92 GPM in situ) | New/replacement pre-rinse spray nozzle rated 1.0 GPM (0.92 GPM in situ) | New/replacement pre-rinse spray nozzle rated 1.0 GPM (0.92 GPM in situ) | New/replacement pre-rinse spray nozzle rated 1.0 GPM (0.92 GPM in situ) | New/replacement pre-rinse spray nozzle rated 1.0 GPM (0.92 GPM in situ) | New/replacement pre-rinse spray nozzle rated 1.0 GPM (0.92 GPM in situ) | New/replacement pre-rinse spray nozzle rated 1.0 GPM (0.92 GPM in situ) | New/replacement pre-rinse spray nozzle rated 1.0 GPM (0.92 GPM in situ) | New/replacement pre-rinse spray nozzle rated 1.0 GPM (0.92 GPM in situ) | New/replacement pre-rinse spray nozzle rated 1.0 GPM (0.92 GPM in situ) | New/replacement pre-rinse spray nozzle rated 1.0 GPM (0.92 GPM in situ) | New/replacement pre-rinse spray nozzle rated 1.0 GPM (0.92 GPM in situ) | New/replacement pre-rinse spray nozzle rated 1.0 GPM (0.92 GPM in situ) | New/replacement pre-rinse spray nozzle rated 1.0 GPM (0.92 GPM in situ) | New/replacement pre-rinse spray nozzle rated 1.0 GPM (0.92 GPM in situ) | New/replacement pre-rinse spray nozzle rated 1.0 GPM (0.92 GPM in situ) | New/replacement pre-rinse spray nozzle rated 1.0 GPM (0.92 GPM in situ) | New/replacement pre-rinse spray nozzle rated 1.0 GPM (0.92 GPM in situ) | New/replacement pre-rinse spray nozzle rated 1.0 GPM (0.92 GPM in situ) | New/replacement pre-rinse spray nozzle rated 1.0 GPM (0.92 GPM in situ) | New/replacement pre-rinse spray nozzle rated 1.0 GPM (0.92 GPM in situ) | New/replacement pre-rinse spray nozzle rated 1.0 GPM (0.92 GPM in situ) | 104.6129 | 104.6129 | 104.6129 | 104.6129 | 104.6129 | 104.6129 | 104.6129 | 104.6129 | 104.6129 | 104.6129 | 104.6129 | 104.6129 | 104.6129 | 104.6129 | 104.6129 | 104.6129 | 104.6129 | 104.6129 | 104.6129 | 104.6129 | 104.6129 | 104.6129 | 104.6129 | 104.6129 | 104.6129 | 104.6129 | 104.6129 | 104.6129 | 54.7674 | 54.7674 | 54.7674 | 54.7674 | 54.7674 | 54.7674 | 54.7674 | 54.7674 | 54.7674 | 54.7674 | 54.7674 | 54.7674 | 54.7674 | 54.7674 | 54.7674 | 54.7674 | 54.7674 | 54.7674 | 54.7674 | 54.7674 | 54.7674 | 54.7674 | 54.7674 | 54.7674 | 54.7674 | 54.7674 | 54.7674 | 54.7674 | 0 | 0 | 0 | 138.1692 | 138.2724 | 138.3417 | 138.347 | 138.2507 | 124.2095 | 99.0626 | 78.9351 | 62.8364 | 49.9697 | 39.6958 | 31.5016 | 24.9428 | 19.7287 | 15.5932 | 12.3202 | 0.083014 | 0.029307 | 0.0065547 | 0.0043288 | 0 | 0 | 0 | 0 | 0 | 0 | 0 | 0 | 138.1692 | 276.5448 | 415.0252 | 553.3878 | 691.2533 | 814.2624 | 910.8254 | 986.141 | 1044.1089 | 1087.8611 | 1119.9385 | 1142.4458 | 1155.6715 | 1162.3353 | 1163.9584 | 1161.8686 | 1147.8567 | 1134.7149 | 1122.747 | 1112.229 | 1103.3302 | 1096.1073 | 1090.1902 | 1085.3297 | 1081.3454 | 0 | 0 | 0 | 2.5155648564998106E-05 | 2.5155648564998103E-05 | 2.5155648564998103E-05 | 2.5155648564998103E-05 | 2.5155648564998103E-05 | 2.2640083708498287E-05 | 1.8112066966798635E-05 | 1.448965357343891E-05 | 1.1591722858751126E-05 | 9.273378287000902E-06 | 7.418702629600722E-06 | 5.934962103680577E-06 | 4.747969682944461E-06 | 3.7983757463555686E-06 | 3.0387005970844544E-06 | 2.430960477667564E-06 | 1.6581014491519888E-08 | 5.921790889830356E-09 | 1.3385471008488238E-09 | 8.923647338992162E-10 | 0 | 0 | 0 | 0 | 0 | 0 | 0 | 0 | 2.5155648564998106E-05 | 5.0311297129996205E-05 | 7.54669456949943E-05 | 0.00010062259425999241 | 0.00012577824282499053 | 0.00014841832653348882 | 0.00016653039350028747 | 0.00018102004707372637 | 0.0001926117699324775 | 0.0002018851482194784 | 0.00020930385084907914 | 0.00021523881295275972 | 0.00021998678263570416 | 0.00022378515838205972 | 0.00022682385897914415 | 0.00022925481945681173 | 0.00022927140047130325 | 0.00022927732226219307 | 0.00022927866080929392 | 0.0002292795531740278 | 0.0002292795531740278 | 0.0002292795531740278 | 0.0002292795531740278 | 0.0002292795531740278 | 0.0002292795531740278 | New/replacement pre-rinse spray nozzle rated 1.0 GPM (0.92 GPM in situ) | New/replacement pre-rinse spray nozzle rated 1.0 GPM (0.92 GPM in situ) | New/replacement pre-rinse spray nozzle rated 1.0 GPM (0.92 GPM in situ) | New/replacement pre-rinse spray nozzle rated 1.0 GPM (0.92 GPM in situ) | New/replacement pre-rinse spray nozzle rated 1.0 GPM (0.92 GPM in situ) | New/replacement pre-rinse spray nozzle rated 1.0 GPM (0.92 GPM in situ) | New/replacement pre-rinse spray nozzle rated 1.0 GPM (0.92 GPM in situ) | New/replacement pre-rinse spray nozzle rated 1.0 GPM (0.92 GPM in situ) | New/replacement pre-rinse spray nozzle rated 1.0 GPM (0.92 GPM in situ) | New/replacement pre-rinse spray nozzle rated 1.0 GPM (0.92 GPM in situ) | New/replacement pre-rinse spray nozzle rated 1.0 GPM (0.92 GPM in situ) | New/replacement pre-rinse spray nozzle rated 1.0 GPM (0.92 GPM in situ) | New/replacement pre-rinse spray nozzle rated 1.0 GPM (0.92 GPM in situ) | New/replacement pre-rinse spray nozzle rated 1.0 GPM (0.92 GPM in situ) | New/replacement pre-rinse spray nozzle rated 1.0 GPM (0.92 GPM in situ) | New/replacement pre-rinse spray nozzle rated 1.0 GPM (0.92 GPM in situ) | New/replacement pre-rinse spray nozzle rated 1.0 GPM (0.92 GPM in situ) | New/replacement pre-rinse spray nozzle rated 1.0 GPM (0.92 GPM in situ) | New/replacement pre-rinse spray nozzle rated 1.0 GPM (0.92 GPM in situ) | New/replacement pre-rinse spray nozzle rated 1.0 GPM (0.92 GPM in situ) | New/replacement pre-rinse spray nozzle rated 1.0 GPM (0.92 GPM in situ) | New/replacement pre-rinse spray nozzle rated 1.0 GPM (0.92 GPM in situ) | New/replacement pre-rinse spray nozzle rated 1.0 GPM (0.92 GPM in situ) | New/replacement pre-rinse spray nozzle rated 1.0 GPM (0.92 GPM in situ) | New/replacement pre-rinse spray nozzle rated 1.0 GPM (0.92 GPM in situ) | New/replacement pre-rinse spray nozzle rated 1.0 GPM (0.92 GPM in situ) | New/replacement pre-rinse spray nozzle rated 1.0 GPM (0.92 GPM in situ) | New/replacement pre-rinse spray nozzle rated 1.0 GPM (0.92 GPM in situ) | 104.6129 | 104.6129 | 104.6129 | 104.6129 | 104.6129 | 104.6129 | 104.6129 | 104.6129 | 104.6129 | 104.6129 | 104.6129 | 104.6129 | 104.6129 | 104.6129 | 104.6129 | 104.6129 | 104.6129 | 104.6129 | 104.6129 | 104.6129 | 104.6129 | 104.6129 | 104.6129 | 104.6129 | 104.6129 | 104.6129 | 104.6129 | 104.6129 | 54.7674 | 54.7674 | 54.7674 | 54.7674 | 54.7674 | 54.7674 | 54.7674 | 54.7674 | 54.7674 | 54.7674 | 54.7674 | 54.7674 | 54.7674 | 54.7674 | 54.7674 | 54.7674 | 54.7674 | 54.7674 | 54.7674 | 54.7674 | 54.7674 | 54.7674 | 54.7674 | 54.7674 | 54.7674 | 54.7674 | 54.7674 | 54.7674 | 0 | 0 | 0 | 138.1708 | 138.276 | 138.3477 | 138.3557 | 138.2625 | 124.2235 | 99.0767 | 78.9487 | 62.8489 | 49.981 | 39.7055 | 31.5097 | 24.9494 | 19.7339 | 15.5974 | 12.3235 | 0.083036 | 0.029315 | 0.0065564 | 0.00433 | 0 | 0 | 0 | 0 | 0 | 0 | 0 | 0 | 138.1708 | 276.5519 | 415.043 | 553.4227 | 691.3126 | 814.3541 | 910.9548 | 986.3106 | 1044.3181 | 1088.1054 | 1120.2111 | 1142.7381 | 1155.9756 | 1162.6451 | 1164.2704 | 1162.1806 | 1148.1652 | 1135.0199 | 1123.0488 | 1112.5279 | 1103.6267 | 1096.4019 | 1090.4832 | 1085.6214 | 1081.636 | 0 | 0 | 0 | 2.5156e-05 | 2.5156e-05 | 2.5155648564998103E-05 | 2.5155648564998103E-05 | 2.5155648564998103E-05 | 2.2640083708498287E-05 | 1.8112066966798635E-05 | 1.448965357343891E-05 | 1.1591722858751126E-05 | 9.273378287000902E-06 | 7.418702629600722E-06 | 5.934962103680577E-06 | 4.747969682944461E-06 | 3.7983757463555686E-06 | 3.0387005970844544E-06 | 2.430960477667564E-06 | 1.6581014491519888E-08 | 5.921790889830356E-09 | 1.3385471008488238E-09 | 8.923647338992162E-10 | 0 | 0 | 0 | 0 | 0 | 0 | 0
Water Heater - Pre-Rinse Spray Valve_Lodging_Existing_New/replacement pre-rinse spray nozzle rated 1.0 GPM (0.92 GPM in situ) | Water Heater - Pre-Rinse Spray Valve_Lodging_Existing | Water Heater - Pre-Rinse Spray Valve_Commercial_Existing_Pre-rinse spray valve rated 1.6GPM (1.33 GPM in situ)_New/replacement pre-rinse spray nozzle rated 1.0 GPM (0.92 GPM in situ) | Commercial | Lodging | Existing | Water Heating | Natural Gas | Water Heater - Pre-Rinse Spray Valve | NEQ | Pre-rinse spray valve rated 1.6GPM (1.33 GPM in situ) | 5 | 5 | 5 | 54.7674 | 0 | 0 | 0.25 | 0.53333 | Retro12Med | 3.879925052500492E-06 | TBD | A | WCM632 | 0.7 | 0.42 | KitchenFaucet | 0.0321 | 564.9011195763399 | 564.9011 | 445.55581262359175 | 445.5558 | Regional Technical Forum. Pre-Rinse Spray Valve - UES Workbook, Version 2.5. Northwest Power and Conservation Council. December 20, 2019 | Regional Technical Forum. Pre-Rinse Spray Valve - UES Workbook, Version 2.5. Northwest Power and Conservation Council. December 20, 2019 | Regional Technical Forum. Pre-Rinse Spray Valve - UES Workbook, Version 2.5. Northwest Power and Conservation Council. December 20, 2019 | 0 | 0 | 104.6129 | Pre-rinse spray valve rated 1.6GPM (1.33 GPM in situ) | Pre-rinse spray valve rated 1.6GPM (1.33 GPM in situ) | Pre-rinse spray valve rated 1.6GPM (1.33 GPM in situ) | Pre-rinse spray valve rated 1.6GPM (1.33 GPM in situ) | Pre-rinse spray valve rated 1.6GPM (1.33 GPM in situ) | Pre-rinse spray valve rated 1.6GPM (1.33 GPM in situ) | Pre-rinse spray valve rated 1.6GPM (1.33 GPM in situ) | Pre-rinse spray valve rated 1.6GPM (1.33 GPM in situ) | Pre-rinse spray valve rated 1.6GPM (1.33 GPM in situ) | Pre-rinse spray valve rated 1.6GPM (1.33 GPM in situ) | Pre-rinse spray valve rated 1.6GPM (1.33 GPM in situ) | Pre-rinse spray valve rated 1.6GPM (1.33 GPM in situ) | Pre-rinse spray valve rated 1.6GPM (1.33 GPM in situ) | Pre-rinse spray valve rated 1.6GPM (1.33 GPM in situ) | Pre-rinse spray valve rated 1.6GPM (1.33 GPM in situ) | Pre-rinse spray valve rated 1.6GPM (1.33 GPM in situ) | Pre-rinse spray valve rated 1.6GPM (1.33 GPM in situ) | Pre-rinse spray valve rated 1.6GPM (1.33 GPM in situ) | Pre-rinse spray valve rated 1.6GPM (1.33 GPM in situ) | Pre-rinse spray valve rated 1.6GPM (1.33 GPM in situ) | Pre-rinse spray valve rated 1.6GPM (1.33 GPM in situ) | Pre-rinse spray valve rated 1.6GPM (1.33 GPM in situ) | Pre-rinse spray valve rated 1.6GPM (1.33 GPM in situ) | Pre-rinse spray valve rated 1.6GPM (1.33 GPM in situ) | Pre-rinse spray valve rated 1.6GPM (1.33 GPM in situ) | Pre-rinse spray valve rated 1.6GPM (1.33 GPM in situ) | Pre-rinse spray valve rated 1.6GPM (1.33 GPM in situ) | Pre-rinse spray valve rated 1.6GPM (1.33 GPM in situ) | 0 | 0 | 0 | 357.0233 | 353.1557 | 348.8879 | 344.2804 | 339.3798 | 300.7958 | 236.7588 | 186.6247 | 147.2181 | 116.4378 | 92.2949 | 73.2908 | 58.1666 | 46.2075 | 36.8568 | 29.4153 | 0.20025 | 0.071406 | 0.01612 | 0.010736 | 0 | 0 | 0 | 0 | 0 | 0 | 0 | 0 | 357.0233 | 706.3115 | 1046.6638 | 1377.1218 | 1696.8992 | 1971.8835 | 2176.8654 | 2331.5129 | 2446.2226 | 2534.8983 | 2603.9154 | 2657.9835 | 2695.02 | 2722.3592 | 2751.1749 | 2774.0498 | 2768.9222 | 2764.6834 | 2761.1999 | 2758.4468 | 2756.3775 | 2754.722 | 2753.3976 | 2752.3381 | 2751.4905 | 0 | 0 | 0 | 8.209413606902465E-05 | 8.209413606902465E-05 | 8.209413606902465E-05 | 8.209413606902465E-05 | 8.209413606902465E-05 | 7.388472246212219E-05 | 5.9107777969697766E-05 | 4.72862223757582E-05 | 3.782897790060657E-05 | 3.0263182320485255E-05 | 2.4210545856388194E-05 | 1.9368436685110562E-05 | 1.5494749348088454E-05 | 1.239579947847076E-05 | 9.91663958277661E-06 | 7.933311666221287E-06 | 5.411126873998834E-08 | 1.9325453121430357E-08 | 4.3682780647834595E-09 | 2.9121853765223054E-09 | 0 | 0 | 0 | 0 | 0 | 0 | 0 | 0 | 8.209413606902465E-05 | 0.0001641882721380493 | 0.00024628240820707395 | 0.0003283765442760986 | 0.0004104706803451233 | 0.0004843554028072455 | 0.0005434631807769432 | 0.0005907494031527014 | 0.000628578381053308 | 0.0006588415633737933 | 0.0006830521092301815 | 0.000702420545915292 | 0.0007179152952633804 | 0.0007303110947418512 | 0.0007402277343246279 | 0.0007481610459908492 | 0.0007482151572595891 | 0.0007482344827127105 | 0.0007482388509907753 | 0.0007482417631761518 | 0.0007482417631761518 | 0.0007482417631761518 | 0.0007482417631761518 | 0.0007482417631761518 | 0.0007482417631761518 | New/replacement pre-rinse spray nozzle rated 1.0 GPM (0.92 GPM in situ) | New/replacement pre-rinse spray nozzle rated 1.0 GPM (0.92 GPM in situ) | New/replacement pre-rinse spray nozzle rated 1.0 GPM (0.92 GPM in situ) | New/replacement pre-rinse spray nozzle rated 1.0 GPM (0.92 GPM in situ) | New/replacement pre-rinse spray nozzle rated 1.0 GPM (0.92 GPM in situ) | New/replacement pre-rinse spray nozzle rated 1.0 GPM (0.92 GPM in situ) | New/replacement pre-rinse spray nozzle rated 1.0 GPM (0.92 GPM in situ) | New/replacement pre-rinse spray nozzle rated 1.0 GPM (0.92 GPM in situ) | New/replacement pre-rinse spray nozzle rated 1.0 GPM (0.92 GPM in situ) | New/replacement pre-rinse spray nozzle rated 1.0 GPM (0.92 GPM in situ) | New/replacement pre-rinse spray nozzle rated 1.0 GPM (0.92 GPM in situ) | New/replacement pre-rinse spray nozzle rated 1.0 GPM (0.92 GPM in situ) | New/replacement pre-rinse spray nozzle rated 1.0 GPM (0.92 GPM in situ) | New/replacement pre-rinse spray nozzle rated 1.0 GPM (0.92 GPM in situ) | New/replacement pre-rinse spray nozzle rated 1.0 GPM (0.92 GPM in situ) | New/replacement pre-rinse spray nozzle rated 1.0 GPM (0.92 GPM in situ) | New/replacement pre-rinse spray nozzle rated 1.0 GPM (0.92 GPM in situ) | New/replacement pre-rinse spray nozzle rated 1.0 GPM (0.92 GPM in situ) | New/replacement pre-rinse spray nozzle rated 1.0 GPM (0.92 GPM in situ) | New/replacement pre-rinse spray nozzle rated 1.0 GPM (0.92 GPM in situ) | New/replacement pre-rinse spray nozzle rated 1.0 GPM (0.92 GPM in situ) | New/replacement pre-rinse spray nozzle rated 1.0 GPM (0.92 GPM in situ) | New/replacement pre-rinse spray nozzle rated 1.0 GPM (0.92 GPM in situ) | New/replacement pre-rinse spray nozzle rated 1.0 GPM (0.92 GPM in situ) | New/replacement pre-rinse spray nozzle rated 1.0 GPM (0.92 GPM in situ) | New/replacement pre-rinse spray nozzle rated 1.0 GPM (0.92 GPM in situ) | New/replacement pre-rinse spray nozzle rated 1.0 GPM (0.92 GPM in situ) | New/replacement pre-rinse spray nozzle rated 1.0 GPM (0.92 GPM in situ) | 104.6129 | 104.6129 | 104.6129 | 104.6129 | 104.6129 | 104.6129 | 104.6129 | 104.6129 | 104.6129 | 104.6129 | 104.6129 | 104.6129 | 104.6129 | 104.6129 | 104.6129 | 104.6129 | 104.6129 | 104.6129 | 104.6129 | 104.6129 | 104.6129 | 104.6129 | 104.6129 | 104.6129 | 104.6129 | 104.6129 | 104.6129 | 104.6129 | 54.7674 | 54.7674 | 54.7674 | 54.7674 | 54.7674 | 54.7674 | 54.7674 | 54.7674 | 54.7674 | 54.7674 | 54.7674 | 54.7674 | 54.7674 | 54.7674 | 54.7674 | 54.7674 | 54.7674 | 54.7674 | 54.7674 | 54.7674 | 54.7674 | 54.7674 | 54.7674 | 54.7674 | 54.7674 | 54.7674 | 54.7674 | 54.7674 | 0 | 0 | 0 | 306.6388 | 306.8872 | 307.0497 | 307.0611 | 306.8383 | 275.6558 | 219.827 | 175.1455 | 139.4141 | 110.8639 | 88.0731 | 69.9002 | 55.3561 | 43.7937 | 34.6222 | 27.3618 | 0.18441 | 0.065122 | 0.014569 | 0.009623 | 0 | 0 | 0 | 0 | 0 | 0 | 0 | 0 | 306.6388 | 613.7743 | 921.1492 | 1228.2445 | 1534.1916 | 1807.077 | 2021.1874 | 2188.1031 | 2316.5489 | 2413.5508 | 2484.805 | 2535.017 | 2564.8048 | 2580.1523 | 2584.3779 | 2580.3899 | 2549.926 | 2521.3809 | 2495.427 | 2472.4849 | 2452.7459 | 2436.7244 | 2423.5992 | 2412.8178 | 2403.98 | 0 | 0 | 0 | 6.978001565867095E-05 | 6.978001565867095E-05 | 6.978001565867095E-05 | 6.978001565867095E-05 | 6.978001565867095E-05 | 6.280201409280385E-05 | 5.024161127424309E-05 | 4.0193289019394476E-05 | 3.2154631215515584E-05 | 2.5723704972412465E-05 | 2.057896397792997E-05 | 1.646317118234398E-05 | 1.3170536945875184E-05 | 1.0536429556700145E-05 | 8.429143645360118E-06 | 6.7433149162880935E-06 | 4.599457842899002E-08 | 1.6426635153215778E-08 | 3.7130363550659352E-09 | 2.475357570043956E-09 | 0 | 0 | 0 | 0 | 0 | 0 | 0 | 0 | 6.978001565867095E-05 | 0.0001395600313173419 | 0.00020934004697601287 | 0.0002791200626346838 | 0.00034890007829335473 | 0.0004117020923861586 | 0.0004619437036604016 | 0.0005021369926797961 | 0.0005342916238953117 | 0.0005600153288677241 | 0.0005805942928456541 | 0.0005970574640279981 | 0.0006102280009738733 | 0.0006207644305305735 | 0.0006291935741759337 | 0.0006359368890922218 | 0.0006359828836706508 | 0.0006359993103058039 | 0.000636003023342159 | 0.000636005498699729 | 0.000636005498699729 | 0.000636005498699729 | 0.000636005498699729 | 0.000636005498699729 | 0.000636005498699729 | New/replacement pre-rinse spray nozzle rated 1.0 GPM (0.92 GPM in situ) | New/replacement pre-rinse spray nozzle rated 1.0 GPM (0.92 GPM in situ) | New/replacement pre-rinse spray nozzle rated 1.0 GPM (0.92 GPM in situ) | New/replacement pre-rinse spray nozzle rated 1.0 GPM (0.92 GPM in situ) | New/replacement pre-rinse spray nozzle rated 1.0 GPM (0.92 GPM in situ) | New/replacement pre-rinse spray nozzle rated 1.0 GPM (0.92 GPM in situ) | New/replacement pre-rinse spray nozzle rated 1.0 GPM (0.92 GPM in situ) | New/replacement pre-rinse spray nozzle rated 1.0 GPM (0.92 GPM in situ) | New/replacement pre-rinse spray nozzle rated 1.0 GPM (0.92 GPM in situ) | New/replacement pre-rinse spray nozzle rated 1.0 GPM (0.92 GPM in situ) | New/replacement pre-rinse spray nozzle rated 1.0 GPM (0.92 GPM in situ) | New/replacement pre-rinse spray nozzle rated 1.0 GPM (0.92 GPM in situ) | New/replacement pre-rinse spray nozzle rated 1.0 GPM (0.92 GPM in situ) | New/replacement pre-rinse spray nozzle rated 1.0 GPM (0.92 GPM in situ) | New/replacement pre-rinse spray nozzle rated 1.0 GPM (0.92 GPM in situ) | New/replacement pre-rinse spray nozzle rated 1.0 GPM (0.92 GPM in situ) | New/replacement pre-rinse spray nozzle rated 1.0 GPM (0.92 GPM in situ) | New/replacement pre-rinse spray nozzle rated 1.0 GPM (0.92 GPM in situ) | New/replacement pre-rinse spray nozzle rated 1.0 GPM (0.92 GPM in situ) | New/replacement pre-rinse spray nozzle rated 1.0 GPM (0.92 GPM in situ) | New/replacement pre-rinse spray nozzle rated 1.0 GPM (0.92 GPM in situ) | New/replacement pre-rinse spray nozzle rated 1.0 GPM (0.92 GPM in situ) | New/replacement pre-rinse spray nozzle rated 1.0 GPM (0.92 GPM in situ) | New/replacement pre-rinse spray nozzle rated 1.0 GPM (0.92 GPM in situ) | New/replacement pre-rinse spray nozzle rated 1.0 GPM (0.92 GPM in situ) | New/replacement pre-rinse spray nozzle rated 1.0 GPM (0.92 GPM in situ) | New/replacement pre-rinse spray nozzle rated 1.0 GPM (0.92 GPM in situ) | New/replacement pre-rinse spray nozzle rated 1.0 GPM (0.92 GPM in situ) | 104.6129 | 104.6129 | 104.6129 | 104.6129 | 104.6129 | 104.6129 | 104.6129 | 104.6129 | 104.6129 | 104.6129 | 104.6129 | 104.6129 | 104.6129 | 104.6129 | 104.6129 | 104.6129 | 104.6129 | 104.6129 | 104.6129 | 104.6129 | 104.6129 | 104.6129 | 104.6129 | 104.6129 | 104.6129 | 104.6129 | 104.6129 | 104.6129 | 54.7674 | 54.7674 | 54.7674 | 54.7674 | 54.7674 | 54.7674 | 54.7674 | 54.7674 | 54.7674 | 54.7674 | 54.7674 | 54.7674 | 54.7674 | 54.7674 | 54.7674 | 54.7674 | 54.7674 | 54.7674 | 54.7674 | 54.7674 | 54.7674 | 54.7674 | 54.7674 | 54.7674 | 54.7674 | 54.7674 | 54.7674 | 54.7674 | 0 | 0 | 0 | 306.6917 | 307.0053 | 307.2476 | 307.3517 | 307.2343 | 276.1226 | 220.2965 | 175.5988 | 139.8344 | 111.2388 | 88.3959 | 70.1696 | 55.5755 | 43.9696 | 34.762 | 27.4725 | 0.18516 | 0.065386 | 0.014627 | 0.009662 | 0 | 0 | 0 | 0 | 0 | 0 | 0 | 0 | 306.6917 | 614.0105 | 921.7429 | 1229.4068 | 1536.1716 | 1810.1372 | 2025.5042 | 2193.7659 | 2323.5323 | 2421.7123 | 2493.9136 | 2544.7865 | 2574.9694 | 2590.5135 | 2594.8137 | 2590.8305 | 2560.2497 | 2531.5904 | 2505.5316 | 2482.4967 | 2462.6777 | 2446.5913 | 2433.4131 | 2422.588 | 2413.7144 | 0 | 0 | 0 | 6.978e-05 | 6.978e-05 | 6.978001565867095E-05 | 6.978001565867095E-05 | 6.978001565867095E-05 | 6.280201409280385E-05 | 5.024161127424309E-05 | 4.0193289019394476E-05 | 3.2154631215515584E-05 | 2.5723704972412465E-05 | 2.057896397792997E-05 | 1.646317118234398E-05 | 1.3170536945875184E-05 | 1.0536429556700145E-05 | 8.429143645360118E-06 | 6.7433149162880935E-06 | 4.599457842899002E-08 | 1.6426635153215778E-08 | 3.7130363550659352E-09 | 2.475357570043956E-09 | 0 | 0 | 0 | 0 | 0 | 0 | 0
Water Heater - Pre-Rinse Spray Valve_Miscellaneous_Existing_New/replacement pre-rinse spray nozzle rated 1.0 GPM (0.92 GPM in situ) | Water Heater - Pre-Rinse Spray Valve_Miscellaneous_Existing | Water Heater - Pre-Rinse Spray Valve_Commercial_Existing_Pre-rinse spray valve rated 1.6GPM (1.33 GPM in situ)_New/replacement pre-rinse spray nozzle rated 1.0 GPM (0.92 GPM in situ) | Commercial | Miscellaneous | Existing | Water Heating | Natural Gas | Water Heater - Pre-Rinse Spray Valve | NEQ | Pre-rinse spray valve rated 1.6GPM (1.33 GPM in situ) | 5 | 5 | 5 | 54.7674 | 0 | 0 | 0.25 | 0.53333 | Retro12Med | 3.879925052500492E-06 | TBD | A | WCM832 | 0.7 | 0.42 | KitchenFaucet | 0.0321 | 564.9272169325575 | 564.9272 | 445.57639645384785 | 445.5764 | Regional Technical Forum. Pre-Rinse Spray Valve - UES Workbook, Version 2.5. Northwest Power and Conservation Council. December 20, 2019 | Regional Technical Forum. Pre-Rinse Spray Valve - UES Workbook, Version 2.5. Northwest Power and Conservation Council. December 20, 2019 | Regional Technical Forum. Pre-Rinse Spray Valve - UES Workbook, Version 2.5. Northwest Power and Conservation Council. December 20, 2019 | 0 | 0 | 104.6129 | Pre-rinse spray valve rated 1.6GPM (1.33 GPM in situ) | Pre-rinse spray valve rated 1.6GPM (1.33 GPM in situ) | Pre-rinse spray valve rated 1.6GPM (1.33 GPM in situ) | Pre-rinse spray valve rated 1.6GPM (1.33 GPM in situ) | Pre-rinse spray valve rated 1.6GPM (1.33 GPM in situ) | Pre-rinse spray valve rated 1.6GPM (1.33 GPM in situ) | Pre-rinse spray valve rated 1.6GPM (1.33 GPM in situ) | Pre-rinse spray valve rated 1.6GPM (1.33 GPM in situ) | Pre-rinse spray valve rated 1.6GPM (1.33 GPM in situ) | Pre-rinse spray valve rated 1.6GPM (1.33 GPM in situ) | Pre-rinse spray valve rated 1.6GPM (1.33 GPM in situ) | Pre-rinse spray valve rated 1.6GPM (1.33 GPM in situ) | Pre-rinse spray valve rated 1.6GPM (1.33 GPM in situ) | Pre-rinse spray valve rated 1.6GPM (1.33 GPM in situ) | Pre-rinse spray valve rated 1.6GPM (1.33 GPM in situ) | Pre-rinse spray valve rated 1.6GPM (1.33 GPM in situ) | Pre-rinse spray valve rated 1.6GPM (1.33 GPM in situ) | Pre-rinse spray valve rated 1.6GPM (1.33 GPM in situ) | Pre-rinse spray valve rated 1.6GPM (1.33 GPM in situ) | Pre-rinse spray valve rated 1.6GPM (1.33 GPM in situ) | Pre-rinse spray valve rated 1.6GPM (1.33 GPM in situ) | Pre-rinse spray valve rated 1.6GPM (1.33 GPM in situ) | Pre-rinse spray valve rated 1.6GPM (1.33 GPM in situ) | Pre-rinse spray valve rated 1.6GPM (1.33 GPM in situ) | Pre-rinse spray valve rated 1.6GPM (1.33 GPM in situ) | Pre-rinse spray valve rated 1.6GPM (1.33 GPM in situ) | Pre-rinse spray valve rated 1.6GPM (1.33 GPM in situ) | Pre-rinse spray valve rated 1.6GPM (1.33 GPM in situ) | 0 | 0 | 0 | 2815.6342 | 2785.4358 | 2752.1842 | 2716.3385 | 2678.2663 | 2374.4352 | 1869.5224 | 1474.1529 | 1163.2522 | 920.3016 | 729.6367 | 579.4724 | 459.9033 | 365.3353 | 291.4016 | 232.5624 | 1.5832 | 0.56453 | 0.12744 | 0.084875 | 0 | 0 | 0 | 0 | 0 | 0 | 0 | 0 | 2815.6342 | 5570.8717 | 8256.5526 | 10865.3542 | 13391.3314 | 15565.742 | 17189.2201 | 18416.674 | 19328.9701 | 20035.3324 | 20585.2398 | 21015.2917 | 21308.6122 | 21524.0997 | 21751.6787 | 21932.0964 | 21891.1184 | 21857.2323 | 21829.3987 | 21807.3872 | 21790.7878 | 21777.5082 | 21766.8845 | 21758.3856 | 21751.5864 | 0 | 0 | 0 | 0.001991947043056821 | 0.001991947043056821 | 0.001991947043056821 | 0.0019919470430568207 | 0.001991947043056821 | 0.001792752338751139 | 0.0014342018710009111 | 0.001147361496800729 | 0.0009178891974405833 | 0.0007343113579524664 | 0.000587449086361973 | 0.00046995926908957857 | 0.00037596741527166276 | 0.00030077393221733024 | 0.00024061914577386427 | 0.00019249531661909145 | 1.3129656626393702E-06 | 4.6891630808563386E-07 | 1.059926931575154E-07 | 7.066179543834359E-08 | 0 | 0 | 0 | 0 | 0 | 0 | 0 | 0 | 0.001991947043056821 | 0.003983894086113642 | 0.005975841129170463 | 0.007967788172227284 | 0.009959735215284106 | 0.011752487554035244 | 0.013186689425036155 | 0.014334050921836884 | 0.015251940119277467 | 0.015986251477229933 | 0.016573700563591906 | 0.017043659832681485 | 0.017419627247953148 | 0.01772040118017048 | 0.017961020325944342 | 0.01815351564256343 | 0.01815482860822607 | 0.018155297524534156 | 0.018155403517227317 | 0.018155474179022753 | 0.018155474179022753 | 0.018155474179022753 | 0.018155474179022753 | 0.018155474179022753 | 0.018155474179022753 | New/replacement pre-rinse spray nozzle rated 1.0 GPM (0.92 GPM in situ) | New/replacement pre-rinse spray nozzle rated 1.0 GPM (0.92 GPM in situ) | New/replacement pre-rinse spray nozzle rated 1.0 GPM (0.92 GPM in situ) | New/replacement pre-rinse spray nozzle rated 1.0 GPM (0.92 GPM in situ) | New/replacement pre-rinse spray nozzle rated 1.0 GPM (0.92 GPM in situ) | New/replacement pre-rinse spray nozzle rated 1.0 GPM (0.92 GPM in situ) | New/replacement pre-rinse spray nozzle rated 1.0 GPM (0.92 GPM in situ) | New/replacement pre-rinse spray nozzle rated 1.0 GPM (0.92 GPM in situ) | New/replacement pre-rinse spray nozzle rated 1.0 GPM (0.92 GPM in situ) | New/replacement pre-rinse spray nozzle rated 1.0 GPM (0.92 GPM in situ) | New/replacement pre-rinse spray nozzle rated 1.0 GPM (0.92 GPM in situ) | New/replacement pre-rinse spray nozzle rated 1.0 GPM (0.92 GPM in situ) | New/replacement pre-rinse spray nozzle rated 1.0 GPM (0.92 GPM in situ) | New/replacement pre-rinse spray nozzle rated 1.0 GPM (0.92 GPM in situ) | New/replacement pre-rinse spray nozzle rated 1.0 GPM (0.92 GPM in situ) | New/replacement pre-rinse spray nozzle rated 1.0 GPM (0.92 GPM in situ) | New/replacement pre-rinse spray nozzle rated 1.0 GPM (0.92 GPM in situ) | New/replacement pre-rinse spray nozzle rated 1.0 GPM (0.92 GPM in situ) | New/replacement pre-rinse spray nozzle rated 1.0 GPM (0.92 GPM in situ) | New/replacement pre-rinse spray nozzle rated 1.0 GPM (0.92 GPM in situ) | New/replacement pre-rinse spray nozzle rated 1.0 GPM (0.92 GPM in situ) | New/replacement pre-rinse spray nozzle rated 1.0 GPM (0.92 GPM in situ) | New/replacement pre-rinse spray nozzle rated 1.0 GPM (0.92 GPM in situ) | New/replacement pre-rinse spray nozzle rated 1.0 GPM (0.92 GPM in situ) | New/replacement pre-rinse spray nozzle rated 1.0 GPM (0.92 GPM in situ) | New/replacement pre-rinse spray nozzle rated 1.0 GPM (0.92 GPM in situ) | New/replacement pre-rinse spray nozzle rated 1.0 GPM (0.92 GPM in situ) | New/replacement pre-rinse spray nozzle rated 1.0 GPM (0.92 GPM in situ) | 104.6129 | 104.6129 | 104.6129 | 104.6129 | 104.6129 | 104.6129 | 104.6129 | 104.6129 | 104.6129 | 104.6129 | 104.6129 | 104.6129 | 104.6129 | 104.6129 | 104.6129 | 104.6129 | 104.6129 | 104.6129 | 104.6129 | 104.6129 | 104.6129 | 104.6129 | 104.6129 | 104.6129 | 104.6129 | 104.6129 | 104.6129 | 104.6129 | 54.7674 | 54.7674 | 54.7674 | 54.7674 | 54.7674 | 54.7674 | 54.7674 | 54.7674 | 54.7674 | 54.7674 | 54.7674 | 54.7674 | 54.7674 | 54.7674 | 54.7674 | 54.7674 | 54.7674 | 54.7674 | 54.7674 | 54.7674 | 54.7674 | 54.7674 | 54.7674 | 54.7674 | 54.7674 | 54.7674 | 54.7674 | 54.7674 | 0 | 0 | 0 | 2418.496 | 2420.9577 | 2422.853 | 2423.648 | 2422.6814 | 2177.2942 | 1737.024 | 1384.5197 | 1102.4694 | 876.9586 | 696.8192 | 553.0907 | 438.0048 | 346.4892 | 273.8923 | 216.4251 | 1.4584 | 0.51495 | 0.11519 | 0.076075 | 0 | 0 | 0 | 0 | 0 | 0 | 0 | 0 | 2418.496 | 4841.9155 | 7268.559 | 9694.5921 | 12113.4071 | 14273.3728 | 15970.9705 | 17296.8818 | 18318.9835 | 19091.7385 | 19659.36 | 20058.5257 | 20293.9914 | 20413.7599 | 20444.6963 | 20410.2447 | 20166.3349 | 19937.7687 | 19729.9553 | 19546.2401 | 19388.1284 | 19259.7947 | 19154.6613 | 19068.3017 | 18997.51 | 0 | 0 | 0 | 0.001693154986598298 | 0.0016931549865982975 | 0.0016931549865982975 | 0.0016931549865982975 | 0.001693154986598298 | 0.001523839487938468 | 0.0012190715903507745 | 0.0009752572722806197 | 0.0007802058178244957 | 0.0006241646542595966 | 0.0004993317234076773 | 0.00039946537872614197 | 0.0003195723029809134 | 0.0002556578423847308 | 0.00020452627390778465 | 0.00016362101912622773 | 1.1160208132434512E-06 | 3.9857886187278387E-07 | 9.009378918388704E-08 | 6.006252612259133E-08 | 0 | 0 | 0 | 0 | 0 | 0 | 0 | 0 | 0.001693154986598298 | 0.0033863099731965955 | 0.0050794649597948925 | 0.00677261994639319 | 0.008465774932991488 | 0.009989614420929957 | 0.011208686011280732 | 0.012183943283561352 | 0.012964149101385849 | 0.013588313755645447 | 0.014087645479053123 | 0.014487110857779265 | 0.014806683160760177 | 0.015062341003144908 | 0.015266867277052691 | 0.015430488296178919 | 0.015431604316992163 | 0.015432002895854035 | 0.01543209298964322 | 0.015432153052169342 | 0.015432153052169342 | 0.015432153052169342 | 0.015432153052169342 | 0.015432153052169342 | 0.015432153052169342 | New/replacement pre-rinse spray nozzle rated 1.0 GPM (0.92 GPM in situ) | New/replacement pre-rinse spray nozzle rated 1.0 GPM (0.92 GPM in situ) | New/replacement pre-rinse spray nozzle rated 1.0 GPM (0.92 GPM in situ) | New/replacement pre-rinse spray nozzle rated 1.0 GPM (0.92 GPM in situ) | New/replacement pre-rinse spray nozzle rated 1.0 GPM (0.92 GPM in situ) | New/replacement pre-rinse spray nozzle rated 1.0 GPM (0.92 GPM in situ) | New/replacement pre-rinse spray nozzle rated 1.0 GPM (0.92 GPM in situ) | New/replacement pre-rinse spray nozzle rated 1.0 GPM (0.92 GPM in situ) | New/replacement pre-rinse spray nozzle rated 1.0 GPM (0.92 GPM in situ) | New/replacement pre-rinse spray nozzle rated 1.0 GPM (0.92 GPM in situ) | New/replacement pre-rinse spray nozzle rated 1.0 GPM (0.92 GPM in situ) | New/replacement pre-rinse spray nozzle rated 1.0 GPM (0.92 GPM in situ) | New/replacement pre-rinse spray nozzle rated 1.0 GPM (0.92 GPM in situ) | New/replacement pre-rinse spray nozzle rated 1.0 GPM (0.92 GPM in situ) | New/replacement pre-rinse spray nozzle rated 1.0 GPM (0.92 GPM in situ) | New/replacement pre-rinse spray nozzle rated 1.0 GPM (0.92 GPM in situ) | New/replacement pre-rinse spray nozzle rated 1.0 GPM (0.92 GPM in situ) | New/replacement pre-rinse spray nozzle rated 1.0 GPM (0.92 GPM in situ) | New/replacement pre-rinse spray nozzle rated 1.0 GPM (0.92 GPM in situ) | New/replacement pre-rinse spray nozzle rated 1.0 GPM (0.92 GPM in situ) | New/replacement pre-rinse spray nozzle rated 1.0 GPM (0.92 GPM in situ) | New/replacement pre-rinse spray nozzle rated 1.0 GPM (0.92 GPM in situ) | New/replacement pre-rinse spray nozzle rated 1.0 GPM (0.92 GPM in situ) | New/replacement pre-rinse spray nozzle rated 1.0 GPM (0.92 GPM in situ) | New/replacement pre-rinse spray nozzle rated 1.0 GPM (0.92 GPM in situ) | New/replacement pre-rinse spray nozzle rated 1.0 GPM (0.92 GPM in situ) | New/replacement pre-rinse spray nozzle rated 1.0 GPM (0.92 GPM in situ) | New/replacement pre-rinse spray nozzle rated 1.0 GPM (0.92 GPM in situ) | 104.6129 | 104.6129 | 104.6129 | 104.6129 | 104.6129 | 104.6129 | 104.6129 | 104.6129 | 104.6129 | 104.6129 | 104.6129 | 104.6129 | 104.6129 | 104.6129 | 104.6129 | 104.6129 | 104.6129 | 104.6129 | 104.6129 | 104.6129 | 104.6129 | 104.6129 | 104.6129 | 104.6129 | 104.6129 | 104.6129 | 104.6129 | 104.6129 | 54.7674 | 54.7674 | 54.7674 | 54.7674 | 54.7674 | 54.7674 | 54.7674 | 54.7674 | 54.7674 | 54.7674 | 54.7674 | 54.7674 | 54.7674 | 54.7674 | 54.7674 | 54.7674 | 54.7674 | 54.7674 | 54.7674 | 54.7674 | 54.7674 | 54.7674 | 54.7674 | 54.7674 | 54.7674 | 54.7674 | 54.7674 | 54.7674 | 0 | 0 | 0 | 2418.496 | 2420.9577 | 2422.853 | 2423.648 | 2422.6814 | 2177.2942 | 1737.024 | 1384.5197 | 1102.4694 | 876.9586 | 696.8192 | 553.0907 | 438.0048 | 346.4892 | 273.8923 | 216.4251 | 1.4584 | 0.51495 | 0.11519 | 0.076075 | 0 | 0 | 0 | 0 | 0 | 0 | 0 | 0 | 2418.496 | 4841.9155 | 7268.559 | 9694.5921 | 12113.4071 | 14273.3728 | 15970.9705 | 17296.8818 | 18318.9835 | 19091.7385 | 19659.36 | 20058.5257 | 20293.9914 | 20413.7599 | 20444.6963 | 20410.2447 | 20166.3349 | 19937.7687 | 19729.9553 | 19546.2401 | 19388.1284 | 19259.7947 | 19154.6613 | 19068.3017 | 18997.51 | 0 | 0 | 0 | 0.0016932 | 0.0016932 | 0.0016931549865982975 | 0.0016931549865982975 | 0.001693154986598298 | 0.001523839487938468 | 0.0012190715903507745 | 0.0009752572722806197 | 0.0007802058178244957 | 0.0006241646542595966 | 0.0004993317234076773 | 0.00039946537872614197 | 0.0003195723029809134 | 0.0002556578423847308 | 0.00020452627390778465 | 0.00016362101912622773 | 1.1160208132434512E-06 | 3.9857886187278387E-07 | 9.009378918388704E-08 | 6.006252612259133E-08 | 0 | 0 | 0 | 0 | 0 | 0 | 0
Water Heater - Pre-Rinse Spray Valve_Restaurant_Existing_New/replacement pre-rinse spray nozzle rated 1.0 GPM (0.92 GPM in situ) | Water Heater - Pre-Rinse Spray Valve_Restaurant_Existing | Water Heater - Pre-Rinse Spray Valve_Commercial_Existing_Pre-rinse spray valve rated 1.6GPM (1.33 GPM in situ)_New/replacement pre-rinse spray nozzle rated 1.0 GPM (0.92 GPM in situ) | Commercial | Restaurant | Existing | Water Heating | Natural Gas | Water Heater - Pre-Rinse Spray Valve | NEQ | Pre-rinse spray valve rated 1.6GPM (1.33 GPM in situ) | 5 | 5 | 5 | 54.7674 | 0 | 0 | 0.25 | 0.75 | Retro12Med | 3.879925052500492E-06 | TBD | A | WCM132 | 0.7 | 0.42 | KitchenFaucet | 0.0321 | 565.0223339155202 | 565.0223 | 445.65141829956497 | 445.6514 | Regional Technical Forum. Pre-Rinse Spray Valve - UES Workbook, Version 2.5. Northwest Power and Conservation Council. December 20, 2019 | Regional Technical Forum. Pre-Rinse Spray Valve - UES Workbook, Version 2.5. Northwest Power and Conservation Council. December 20, 2019 | Regional Technical Forum. Pre-Rinse Spray Valve - UES Workbook, Version 2.5. Northwest Power and Conservation Council. December 20, 2019 | 0 | 0 | 104.6129 | Pre-rinse spray valve rated 1.6GPM (1.33 GPM in situ) | Pre-rinse spray valve rated 1.6GPM (1.33 GPM in situ) | Pre-rinse spray valve rated 1.6GPM (1.33 GPM in situ) | Pre-rinse spray valve rated 1.6GPM (1.33 GPM in situ) | Pre-rinse spray valve rated 1.6GPM (1.33 GPM in situ) | Pre-rinse spray valve rated 1.6GPM (1.33 GPM in situ) | Pre-rinse spray valve rated 1.6GPM (1.33 GPM in situ) | Pre-rinse spray valve rated 1.6GPM (1.33 GPM in situ) | Pre-rinse spray valve rated 1.6GPM (1.33 GPM in situ) | Pre-rinse spray valve rated 1.6GPM (1.33 GPM in situ) | Pre-rinse spray valve rated 1.6GPM (1.33 GPM in situ) | Pre-rinse spray valve rated 1.6GPM (1.33 GPM in situ) | Pre-rinse spray valve rated 1.6GPM (1.33 GPM in situ) | Pre-rinse spray valve rated 1.6GPM (1.33 GPM in situ) | Pre-rinse spray valve rated 1.6GPM (1.33 GPM in situ) | Pre-rinse spray valve rated 1.6GPM (1.33 GPM in situ) | Pre-rinse spray valve rated 1.6GPM (1.33 GPM in situ) | Pre-rinse spray valve rated 1.6GPM (1.33 GPM in situ) | Pre-rinse spray valve rated 1.6GPM (1.33 GPM in situ) | Pre-rinse spray valve rated 1.6GPM (1.33 GPM in situ) | Pre-rinse spray valve rated 1.6GPM (1.33 GPM in situ) | Pre-rinse spray valve rated 1.6GPM (1.33 GPM in situ) | Pre-rinse spray valve rated 1.6GPM (1.33 GPM in situ) | Pre-rinse spray valve rated 1.6GPM (1.33 GPM in situ) | Pre-rinse spray valve rated 1.6GPM (1.33 GPM in situ) | Pre-rinse spray valve rated 1.6GPM (1.33 GPM in situ) | Pre-rinse spray valve rated 1.6GPM (1.33 GPM in situ) | Pre-rinse spray valve rated 1.6GPM (1.33 GPM in situ) | 0 | 0 | 0 | 4695.1267 | 4638.3323 | 4575.0913 | 4506.4293 | 4433.01 | 3919.4097 | 3076.6964 | 2418.5222 | 1902.8781 | 1501.6619 | 1188.2445 | 942.5103 | 747.5303 | 593.6623 | 473.4809 | 377.8812 | 2.5726 | 0.91738 | 0.20711 | 0.13794 | 0 | 0 | 0 | 0 | 0 | 0 | 0 | 0 | 4695.1267 | 9276.6647 | 13725.274 | 18025.7172 | 22165.0501 | 25693.908 | 28288.5138 | 30214.7319 | 31618.8303 | 32691.7793 | 33523.9401 | 34181.3126 | 34635.178 | 34976.2179 | 35342.9923 | 35636.5718 | 35571.696 | 35518.7128 | 35475.5757 | 35441.2612 | 35414.581 | 35393.2369 | 35376.1617 | 35362.5014 | 35351.5732 | 0 | 0 | 0 | 0.0192136447391772 | 0.0192136447391772 | 0.0192136447391772 | 0.0192136447391772 | 0.0192136447391772 | 0.017292280265259478 | 0.013833824212207585 | 0.011067059369766066 | 0.008853647495812855 | 0.007082917996650282 | 0.0056663343973202265 | 0.0045330675178561815 | 0.003626454014284945 | 0.0029011632114279554 | 0.0023209305691423644 | 0.001856744455313891 | 1.2664420916520908E-05 | 4.523007470187432E-06 | 1.0223695245190264E-06 | 6.815796830126841E-07 | 0 | 0 | 0 | 0 | 0 | 0 | 0 | 0 | 0.0192136447391772 | 0.0384272894783544 | 0.057640934217531595 | 0.0768545789567088 | 0.096068223695886 | 0.11336050396114547 | 0.12719432817335305 | 0.13826138754311912 | 0.14711503503893195 | 0.15419795303558223 | 0.15986428743290246 | 0.16439735495075863 | 0.16802380896504357 | 0.17092497217647154 | 0.1732459027456139 | 0.1751026472009278 | 0.17511531162184435 | 0.17511983462931455 | 0.17512085699883906 | 0.17512153857852206 | 0.17512153857852206 | 0.17512153857852206 | 0.17512153857852206 | 0.17512153857852206 | 0.17512153857852206 | New/replacement pre-rinse spray nozzle rated 1.0 GPM (0.92 GPM in situ) | New/replacement pre-rinse spray nozzle rated 1.0 GPM (0.92 GPM in situ) | New/replacement pre-rinse spray nozzle rated 1.0 GPM (0.92 GPM in situ) | New/replacement pre-rinse spray nozzle rated 1.0 GPM (0.92 GPM in situ) | New/replacement pre-rinse spray nozzle rated 1.0 GPM (0.92 GPM in situ) | New/replacement pre-rinse spray nozzle rated 1.0 GPM (0.92 GPM in situ) | New/replacement pre-rinse spray nozzle rated 1.0 GPM (0.92 GPM in situ) | New/replacement pre-rinse spray nozzle rated 1.0 GPM (0.92 GPM in situ) | New/replacement pre-rinse spray nozzle rated 1.0 GPM (0.92 GPM in situ) | New/replacement pre-rinse spray nozzle rated 1.0 GPM (0.92 GPM in situ) | New/replacement pre-rinse spray nozzle rated 1.0 GPM (0.92 GPM in situ) | New/replacement pre-rinse spray nozzle rated 1.0 GPM (0.92 GPM in situ) | New/replacement pre-rinse spray nozzle rated 1.0 GPM (0.92 GPM in situ) | New/replacement pre-rinse spray nozzle rated 1.0 GPM (0.92 GPM in situ) | New/replacement pre-rinse spray nozzle rated 1.0 GPM (0.92 GPM in situ) | New/replacement pre-rinse spray nozzle rated 1.0 GPM (0.92 GPM in situ) | New/replacement pre-rinse spray nozzle rated 1.0 GPM (0.92 GPM in situ) | New/replacement pre-rinse spray nozzle rated 1.0 GPM (0.92 GPM in situ) | New/replacement pre-rinse spray nozzle rated 1.0 GPM (0.92 GPM in situ) | New/replacement pre-rinse spray nozzle rated 1.0 GPM (0.92 GPM in situ) | New/replacement pre-rinse spray nozzle rated 1.0 GPM (0.92 GPM in situ) | New/replacement pre-rinse spray nozzle rated 1.0 GPM (0.92 GPM in situ) | New/replacement pre-rinse spray nozzle rated 1.0 GPM (0.92 GPM in situ) | New/replacement pre-rinse spray nozzle rated 1.0 GPM (0.92 GPM in situ) | New/replacement pre-rinse spray nozzle rated 1.0 GPM (0.92 GPM in situ) | New/replacement pre-rinse spray nozzle rated 1.0 GPM (0.92 GPM in situ) | New/replacement pre-rinse spray nozzle rated 1.0 GPM (0.92 GPM in situ) | New/replacement pre-rinse spray nozzle rated 1.0 GPM (0.92 GPM in situ) | 104.6129 | 104.6129 | 104.6129 | 104.6129 | 104.6129 | 104.6129 | 104.6129 | 104.6129 | 104.6129 | 104.6129 | 104.6129 | 104.6129 | 104.6129 | 104.6129 | 104.6129 | 104.6129 | 104.6129 | 104.6129 | 104.6129 | 104.6129 | 104.6129 | 104.6129 | 104.6129 | 104.6129 | 104.6129 | 104.6129 | 104.6129 | 104.6129 | 54.7674 | 54.7674 | 54.7674 | 54.7674 | 54.7674 | 54.7674 | 54.7674 | 54.7674 | 54.7674 | 54.7674 | 54.7674 | 54.7674 | 54.7674 | 54.7674 | 54.7674 | 54.7674 | 54.7674 | 54.7674 | 54.7674 | 54.7674 | 54.7674 | 54.7674 | 54.7674 | 54.7674 | 54.7674 | 54.7674 | 54.7674 | 54.7674 | 0 | 0 | 0 | 4033.2047 | 4032.1465 | 4028.9725 | 4022.949 | 4012.9857 | 3597.7562 | 2862.6115 | 2275.4806 | 1807.296 | 1434.478 | 1137.9254 | 902.2609 | 714.1338 | 564.8246 | 446.4912 | 352.8503 | 2.3781 | 0.83981 | 0.18788 | 0.1241 | 0 | 0 | 0 | 0 | 0 | 0 | 0 | 0 | 4033.2047 | 8064.2931 | 12086.9174 | 16091.796 | 20064.9287 | 23585.2905 | 26320.1223 | 28427.706 | 30030.607 | 31229.1586 | 32104.2894 | 32721.619 | 33087.8275 | 33277.2167 | 33328.3452 | 33275.9942 | 32883.2071 | 32515.5472 | 32181.4448 | 31885.7993 | 31630.6508 | 31423.5557 | 31253.8998 | 31114.5394 | 31000.3015 | 0 | 0 | 0 | 0.016331598028300618 | 0.016331598028300615 | 0.016331598028300615 | 0.01633159802830062 | 0.016331598028300618 | 0.014698438225470553 | 0.011758750580376447 | 0.009407000464301155 | 0.007525600371440924 | 0.006020480297152741 | 0.004816384237722193 | 0.003853107390177755 | 0.0030824859121422036 | 0.002465988729713763 | 0.0019727909837710107 | 0.0015782327870168084 | 1.0764757779042874E-05 | 3.844556349659354E-06 | 8.690140958411804E-07 | 5.793427305607867E-07 | 0 | 0 | 0 | 0 | 0 | 0 | 0 | 0 | 0.016331598028300618 | 0.032663196056601236 | 0.04899479408490186 | 0.06532639211320247 | 0.0816579901415031 | 0.09635642836697365 | 0.10811517894735011 | 0.11752217941165126 | 0.12504777978309217 | 0.1310682600802449 | 0.1358846443179671 | 0.13973775170814484 | 0.14282023762028706 | 0.14528622635000082 | 0.14725901733377184 | 0.14883725012078866 | 0.1488480148785677 | 0.14885185943491736 | 0.14885272844901318 | 0.14885330779174374 | 0.14885330779174374 | 0.14885330779174374 | 0.14885330779174374 | 0.14885330779174374 | 0.14885330779174374 | New/replacement pre-rinse spray nozzle rated 1.0 GPM (0.92 GPM in situ) | New/replacement pre-rinse spray nozzle rated 1.0 GPM (0.92 GPM in situ) | New/replacement pre-rinse spray nozzle rated 1.0 GPM (0.92 GPM in situ) | New/replacement pre-rinse spray nozzle rated 1.0 GPM (0.92 GPM in situ) | New/replacement pre-rinse spray nozzle rated 1.0 GPM (0.92 GPM in situ) | New/replacement pre-rinse spray nozzle rated 1.0 GPM (0.92 GPM in situ) | New/replacement pre-rinse spray nozzle rated 1.0 GPM (0.92 GPM in situ) | New/replacement pre-rinse spray nozzle rated 1.0 GPM (0.92 GPM in situ) | New/replacement pre-rinse spray nozzle rated 1.0 GPM (0.92 GPM in situ) | New/replacement pre-rinse spray nozzle rated 1.0 GPM (0.92 GPM in situ) | New/replacement pre-rinse spray nozzle rated 1.0 GPM (0.92 GPM in situ) | New/replacement pre-rinse spray nozzle rated 1.0 GPM (0.92 GPM in situ) | New/replacement pre-rinse spray nozzle rated 1.0 GPM (0.92 GPM in situ) | New/replacement pre-rinse spray nozzle rated 1.0 GPM (0.92 GPM in situ) | New/replacement pre-rinse spray nozzle rated 1.0 GPM (0.92 GPM in situ) | New/replacement pre-rinse spray nozzle rated 1.0 GPM (0.92 GPM in situ) | New/replacement pre-rinse spray nozzle rated 1.0 GPM (0.92 GPM in situ) | New/replacement pre-rinse spray nozzle rated 1.0 GPM (0.92 GPM in situ) | New/replacement pre-rinse spray nozzle rated 1.0 GPM (0.92 GPM in situ) | New/replacement pre-rinse spray nozzle rated 1.0 GPM (0.92 GPM in situ) | New/replacement pre-rinse spray nozzle rated 1.0 GPM (0.92 GPM in situ) | New/replacement pre-rinse spray nozzle rated 1.0 GPM (0.92 GPM in situ) | New/replacement pre-rinse spray nozzle rated 1.0 GPM (0.92 GPM in situ) | New/replacement pre-rinse spray nozzle rated 1.0 GPM (0.92 GPM in situ) | New/replacement pre-rinse spray nozzle rated 1.0 GPM (0.92 GPM in situ) | New/replacement pre-rinse spray nozzle rated 1.0 GPM (0.92 GPM in situ) | New/replacement pre-rinse spray nozzle rated 1.0 GPM (0.92 GPM in situ) | New/replacement pre-rinse spray nozzle rated 1.0 GPM (0.92 GPM in situ) | 104.6129 | 104.6129 | 104.6129 | 104.6129 | 104.6129 | 104.6129 | 104.6129 | 104.6129 | 104.6129 | 104.6129 | 104.6129 | 104.6129 | 104.6129 | 104.6129 | 104.6129 | 104.6129 | 104.6129 | 104.6129 | 104.6129 | 104.6129 | 104.6129 | 104.6129 | 104.6129 | 104.6129 | 104.6129 | 104.6129 | 104.6129 | 104.6129 | 54.7674 | 54.7674 | 54.7674 | 54.7674 | 54.7674 | 54.7674 | 54.7674 | 54.7674 | 54.7674 | 54.7674 | 54.7674 | 54.7674 | 54.7674 | 54.7674 | 54.7674 | 54.7674 | 54.7674 | 54.7674 | 54.7674 | 54.7674 | 54.7674 | 54.7674 | 54.7674 | 54.7674 | 54.7674 | 54.7674 | 54.7674 | 54.7674 | 0 | 0 | 0 | 4033.2047 | 4032.1465 | 4028.9725 | 4022.949 | 4012.9857 | 3597.7562 | 2862.6115 | 2275.4806 | 1807.296 | 1434.478 | 1137.9254 | 902.2609 | 714.1338 | 564.8246 | 446.4912 | 352.8503 | 2.3781 | 0.83981 | 0.18788 | 0.1241 | 0 | 0 | 0 | 0 | 0 | 0 | 0 | 0 | 4033.2047 | 8064.2931 | 12086.9174 | 16091.796 | 20064.9287 | 23585.2905 | 26320.1223 | 28427.706 | 30030.607 | 31229.1586 | 32104.2894 | 32721.619 | 33087.8275 | 33277.2167 | 33328.3452 | 33275.9942 | 32883.2071 | 32515.5472 | 32181.4448 | 31885.7993 | 31630.6508 | 31423.5557 | 31253.8998 | 31114.5394 | 31000.3015 | 0 | 0 | 0 | 0.016332 | 0.016332 | 0.016331598028300615 | 0.01633159802830062 | 0.016331598028300618 | 0.014698438225470553 | 0.011758750580376447 | 0.009407000464301155 | 0.007525600371440924 | 0.006020480297152741 | 0.004816384237722193 | 0.003853107390177755 | 0.0030824859121422036 | 0.002465988729713763 | 0.0019727909837710107 | 0.0015782327870168084 | 1.0764757779042874E-05 | 3.844556349659354E-06 | 8.690140958411804E-07 | 5.793427305607867E-07 | 0 | 0 | 0 | 0 | 0 | 0 | 0
Commercial Laundry - Dryer Efficiency Retrofit_Restaurant_Existing_Commercial gas dryer retrofitted with a two-stage modulating gas valve kit | Commercial Laundry - Dryer Efficiency Retrofit_Restaurant_Existing | Commercial Laundry - Dryer Efficiency Retrofit_Commercial_Existing_Commercial gas dryer with no modulating capabilities_Commercial gas dryer retrofitted with a two-stage modulating gas valve kit | Commercial | Restaurant | Existing | Miscellaneous | Natural Gas | Commercial Laundry - Dryer Efficiency Retrofit | NEQ | Commercial gas dryer with no modulating capabilities | 10 | 10 | 10 | 217.345 | 0 | 0 | 0 | 0 | Retro5Med | 8.35569166605469E-06 | TBD | A | WCM140 | 0.7 | 0.42 | Washer | 0.0321 | 587.0942257754974 | 587.0942 | 463.06023441447684 | 463.0602 | IL TRM v13 - 4.9.3 - Modulating Commercial Gas Clothes Dryer - CI-MSC-MODD-V02-230101 ¦ IL TRM v13 - 4.9.9 - Commercial Clothes Dryer Moisture Sensor - CI-MSC-CDMS-V02-230101 | IL TRM v13 - 4.9.3 - Modulating Commercial Gas Clothes Dryer - CI-MSC-MODD-V02-230101 ¦ IL TRM v13 - 4.9.9 - Commercial Clothes Dryer Moisture Sensor - CI-MSC-CDMS-V02-230101 | IL TRM v13 - 4.9.3 - Modulating Commercial Gas Clothes Dryer - CI-MSC-MODD-V02-230101 ¦ IL TRM v13 - 4.9.9 - Commercial Clothes Dryer Moisture Sensor - CI-MSC-CDMS-V02-230101 | 0 | 0 | 799.6811 | Commercial gas dryer with no modulating capabilities | Commercial gas dryer with no modulating capabilities | Commercial gas dryer with no modulating capabilities | Commercial gas dryer with no modulating capabilities | Commercial gas dryer with no modulating capabilities | Commercial gas dryer with no modulating capabilities | Commercial gas dryer with no modulating capabilities | Commercial gas dryer with no modulating capabilities | Commercial gas dryer with no modulating capabilities | Commercial gas dryer with no modulating capabilities | Commercial gas dryer with no modulating capabilities | Commercial gas dryer with no modulating capabilities | Commercial gas dryer with no modulating capabilities | Commercial gas dryer with no modulating capabilities | Commercial gas dryer with no modulating capabilities | Commercial gas dryer with no modulating capabilities | Commercial gas dryer with no modulating capabilities | Commercial gas dryer with no modulating capabilities | Commercial gas dryer with no modulating capabilities | Commercial gas dryer with no modulating capabilities | Commercial gas dryer with no modulating capabilities | Commercial gas dryer with no modulating capabilities | Commercial gas dryer with no modulating capabilities | Commercial gas dryer with no modulating capabilities | Commercial gas dryer with no modulating capabilities | Commercial gas dryer with no modulating capabilities | Commercial gas dryer with no modulating capabilities | Commercial gas dryer with no modulating capabilities | 0 | 0 | 0 | 0 | 0 | 0 | 0 | 0 | 0 | 0 | 0 | 0 | 0 | 0 | 0 | 0 | 0 | 0 | 0 | 0 | 0 | 0 | 0 | 0 | 0 | 0 | 0 | 0 | 0 | 0 | 0 | 0 | 0 | 0 | 0 | 0 | 0 | 0 | 0 | 0 | 0 | 0 | 0 | 0 | 0 | 0 | 0 | 0 | 0 | 0 | 0 | 0 | 0 | 0 | 0 | 0 | 0 | 0 | 0 | 0 | 0 | 0 | 0 | 0 | 0 | 0 | 0 | 0 | 0 | 0 | 0 | 0 | 0 | 0 | 0 | 0 | 0 | 0 | 0 | 0 | 0 | 0 | 0 | 0 | 0 | 0 | 0 | 0 | 0 | 0 | 0 | 0 | 0 | 0 | 0 | 0 | 0 | 0 | 0 | 0 | 0 | 0 | 0 | 0 | 0 | 0 | 0 | 0 | 0 | 0 | 0 | 0 | Commercial gas dryer retrofitted with a two-stage modulating gas valve kit | Commercial gas dryer retrofitted with a two-stage modulating gas valve kit | Commercial gas dryer retrofitted with a two-stage modulating gas valve kit | Commercial gas dryer retrofitted with a two-stage modulating gas valve kit | Commercial gas dryer retrofitted with a two-stage modulating gas valve kit | Commercial gas dryer retrofitted with a two-stage modulating gas valve kit | Commercial gas dryer retrofitted with a two-stage modulating gas valve kit | Commercial gas dryer retrofitted with a two-stage modulating gas valve kit | Commercial gas dryer retrofitted with a two-stage modulating gas valve kit | Commercial gas dryer retrofitted with a two-stage modulating gas valve kit | Commercial gas dryer retrofitted with a two-stage modulating gas valve kit | Commercial gas dryer retrofitted with a two-stage modulating gas valve kit | Commercial gas dryer retrofitted with a two-stage modulating gas valve kit | Commercial gas dryer retrofitted with a two-stage modulating gas valve kit | Commercial gas dryer retrofitted with a two-stage modulating gas valve kit | Commercial gas dryer retrofitted with a two-stage modulating gas valve kit | Commercial gas dryer retrofitted with a two-stage modulating gas valve kit | Commercial gas dryer retrofitted with a two-stage modulating gas valve kit | Commercial gas dryer retrofitted with a two-stage modulating gas valve kit | Commercial gas dryer retrofitted with a two-stage modulating gas valve kit | Commercial gas dryer retrofitted with a two-stage modulating gas valve kit | Commercial gas dryer retrofitted with a two-stage modulating gas valve kit | Commercial gas dryer retrofitted with a two-stage modulating gas valve kit | Commercial gas dryer retrofitted with a two-stage modulating gas valve kit | Commercial gas dryer retrofitted with a two-stage modulating gas valve kit | Commercial gas dryer retrofitted with a two-stage modulating gas valve kit | Commercial gas dryer retrofitted with a two-stage modulating gas valve kit | Commercial gas dryer retrofitted with a two-stage modulating gas valve kit | 799.6811 | 799.6811 | 799.6811 | 799.6811 | 799.6811 | 799.6811 | 799.6811 | 799.6811 | 799.6811 | 799.6811 | 799.6811 | 799.6811 | 799.6811 | 799.6811 | 799.6811 | 799.6811 | 799.6811 | 799.6811 | 799.6811 | 799.6811 | 799.6811 | 799.6811 | 799.6811 | 799.6811 | 799.6811 | 799.6811 | 799.6811 | 799.6811 | 217.345 | 217.345 | 217.345 | 217.345 | 217.345 | 217.345 | 217.345 | 217.345 | 217.345 | 217.345 | 217.345 | 217.345 | 217.345 | 217.345 | 217.345 | 217.345 | 217.345 | 217.345 | 217.345 | 217.345 | 217.345 | 217.345 | 217.345 | 217.345 | 217.345 | 217.345 | 217.345 | 217.345 | 0 | 0 | 0 | 0 | 0 | 0 | 0 | 0 | 0 | 0 | 0 | 0 | 0 | 0 | 0 | 0 | 0 | 0 | 0 | 0 | 0 | 0 | 0 | 0 | 0 | 0 | 0 | 0 | 0 | 0 | 0 | 0 | 0 | 0 | 0 | 0 | 0 | 0 | 0 | 0 | 0 | 0 | 0 | 0 | 0 | 0 | 0 | 0 | 0 | 0 | 0 | 0 | 0 | 0 | 0 | 0 | 0 | 0 | 0 | 0 | 0 | 0 | 0 | 0 | 0 | 0 | 0 | 0 | 0 | 0 | 0 | 0 | 0 | 0 | 0 | 0 | 0 | 0 | 0 | 0 | 0 | 0 | 0 | 0 | 0 | 0 | 0 | 0 | 0 | 0 | 0 | 0 | 0 | 0 | 0 | 0 | 0 | 0 | 0 | 0 | 0 | 0 | 0 | 0 | 0 | 0 | 0 | 0 | 0 | 0 | 0 | 0 | Commercial gas dryer retrofitted with a two-stage modulating gas valve kit | Commercial gas dryer retrofitted with a two-stage modulating gas valve kit | Commercial gas dryer retrofitted with a two-stage modulating gas valve kit | Commercial gas dryer retrofitted with a two-stage modulating gas valve kit | Commercial gas dryer retrofitted with a two-stage modulating gas valve kit | Commercial gas dryer retrofitted with a two-stage modulating gas valve kit | Commercial gas dryer retrofitted with a two-stage modulating gas valve kit | Commercial gas dryer retrofitted with a two-stage modulating gas valve kit | Commercial gas dryer retrofitted with a two-stage modulating gas valve kit | Commercial gas dryer retrofitted with a two-stage modulating gas valve kit | Commercial gas dryer retrofitted with a two-stage modulating gas valve kit | Commercial gas dryer retrofitted with a two-stage modulating gas valve kit | Commercial gas dryer retrofitted with a two-stage modulating gas valve kit | Commercial gas dryer retrofitted with a two-stage modulating gas valve kit | Commercial gas dryer retrofitted with a two-stage modulating gas valve kit | Commercial gas dryer retrofitted with a two-stage modulating gas valve kit | Commercial gas dryer retrofitted with a two-stage modulating gas valve kit | Commercial gas dryer retrofitted with a two-stage modulating gas valve kit | Commercial gas dryer retrofitted with a two-stage modulating gas valve kit | Commercial gas dryer retrofitted with a two-stage modulating gas valve kit | Commercial gas dryer retrofitted with a two-stage modulating gas valve kit | Commercial gas dryer retrofitted with a two-stage modulating gas valve kit | Commercial gas dryer retrofitted with a two-stage modulating gas valve kit | Commercial gas dryer retrofitted with a two-stage modulating gas valve kit | Commercial gas dryer retrofitted with a two-stage modulating gas valve kit | Commercial gas dryer retrofitted with a two-stage modulating gas valve kit | Commercial gas dryer retrofitted with a two-stage modulating gas valve kit | Commercial gas dryer retrofitted with a two-stage modulating gas valve kit | 799.6811 | 799.6811 | 799.6811 | 799.6811 | 799.6811 | 799.6811 | 799.6811 | 799.6811 | 799.6811 | 799.6811 | 799.6811 | 799.6811 | 799.6811 | 799.6811 | 799.6811 | 799.6811 | 799.6811 | 799.6811 | 799.6811 | 799.6811 | 799.6811 | 799.6811 | 799.6811 | 799.6811 | 799.6811 | 799.6811 | 799.6811 | 799.6811 | 217.345 | 217.345 | 217.345 | 217.345 | 217.345 | 217.345 | 217.345 | 217.345 | 217.345 | 217.345 | 217.345 | 217.345 | 217.345 | 217.345 | 217.345 | 217.345 | 217.345 | 217.345 | 217.345 | 217.345 | 217.345 | 217.345 | 217.345 | 217.345 | 217.345 | 217.345 | 217.345 | 217.345 | 0 | 0 | 0 | 0 | 0 | 0 | 0 | 0 | 0 | 0 | 0 | 0 | 0 | 0 | 0 | 0 | 0 | 0 | 0 | 0 | 0 | 0 | 0 | 0 | 0 | 0 | 0 | 0 | 0 | 0 | 0 | 0 | 0 | 0 | 0 | 0 | 0 | 0 | 0 | 0 | 0 | 0 | 0 | 0 | 0 | 0 | 0 | 0 | 0 | 0 | 0 | 0 | 0 | 0 | 0 | 0 | 0 | 0 | 0 | 0 | 0 | 0 | 0 | 0 | 0 | 0 | 0 | 0 | 0 | 0 | 0 | 0 | 0 | 0 | 0 | 0 | 0 | 0 | 0 | 0 | 0 | 0 | 0 | 0 | 0 | 0
Commercial Laundry - Dryer Efficiency Retrofit_Warehouse_Existing_Commercial gas dryer retrofitted with a two-stage modulating gas valve kit | Commercial Laundry - Dryer Efficiency Retrofit_Warehouse_Existing | Commercial Laundry - Dryer Efficiency Retrofit_Commercial_Existing_Commercial gas dryer with no modulating capabilities_Commercial gas dryer retrofitted with a two-stage modulating gas valve kit | Commercial | Warehouse | Existing | Miscellaneous | Natural Gas | Commercial Laundry - Dryer Efficiency Retrofit | NEQ | Commercial gas dryer with no modulating capabilities | 10 | 10 | 10 | 217.345 | 0 | 0 | 0 | 0 | Retro5Med | 8.35569166605469E-06 | TBD | A | WCM740 | 0.7 | 0.42 | Washer | 0.0321 | 587.0942257754972 | 587.0942 | 463.0602344144767 | 463.0602 | IL TRM v13 - 4.9.3 - Modulating Commercial Gas Clothes Dryer - CI-MSC-MODD-V02-230101 ¦ IL TRM v13 - 4.9.9 - Commercial Clothes Dryer Moisture Sensor - CI-MSC-CDMS-V02-230101 | IL TRM v13 - 4.9.3 - Modulating Commercial Gas Clothes Dryer - CI-MSC-MODD-V02-230101 ¦ IL TRM v13 - 4.9.9 - Commercial Clothes Dryer Moisture Sensor - CI-MSC-CDMS-V02-230101 | IL TRM v13 - 4.9.3 - Modulating Commercial Gas Clothes Dryer - CI-MSC-MODD-V02-230101 ¦ IL TRM v13 - 4.9.9 - Commercial Clothes Dryer Moisture Sensor - CI-MSC-CDMS-V02-230101 | 0 | 0 | 799.6811 | Commercial gas dryer with no modulating capabilities | Commercial gas dryer with no modulating capabilities | Commercial gas dryer with no modulating capabilities | Commercial gas dryer with no modulating capabilities | Commercial gas dryer with no modulating capabilities | Commercial gas dryer with no modulating capabilities | Commercial gas dryer with no modulating capabilities | Commercial gas dryer with no modulating capabilities | Commercial gas dryer with no modulating capabilities | Commercial gas dryer with no modulating capabilities | Commercial gas dryer with no modulating capabilities | Commercial gas dryer with no modulating capabilities | Commercial gas dryer with no modulating capabilities | Commercial gas dryer with no modulating capabilities | Commercial gas dryer with no modulating capabilities | Commercial gas dryer with no modulating capabilities | Commercial gas dryer with no modulating capabilities | Commercial gas dryer with no modulating capabilities | Commercial gas dryer with no modulating capabilities | Commercial gas dryer with no modulating capabilities | Commercial gas dryer with no modulating capabilities | Commercial gas dryer with no modulating capabilities | Commercial gas dryer with no modulating capabilities | Commercial gas dryer with no modulating capabilities | Commercial gas dryer with no modulating capabilities | Commercial gas dryer with no modulating capabilities | Commercial gas dryer with no modulating capabilities | Commercial gas dryer with no modulating capabilities | 0 | 0 | 0 | 0 | 0 | 0 | 0 | 0 | 0 | 0 | 0 | 0 | 0 | 0 | 0 | 0 | 0 | 0 | 0 | 0 | 0 | 0 | 0 | 0 | 0 | 0 | 0 | 0 | 0 | 0 | 0 | 0 | 0 | 0 | 0 | 0 | 0 | 0 | 0 | 0 | 0 | 0 | 0 | 0 | 0 | 0 | 0 | 0 | 0 | 0 | 0 | 0 | 0 | 0 | 0 | 0 | 0 | 0 | 0 | 0 | 0 | 0 | 0 | 0 | 0 | 0 | 0 | 0 | 0 | 0 | 0 | 0 | 0 | 0 | 0 | 0 | 0 | 0 | 0 | 0 | 0 | 0 | 0 | 0 | 0 | 0 | 0 | 0 | 0 | 0 | 0 | 0 | 0 | 0 | 0 | 0 | 0 | 0 | 0 | 0 | 0 | 0 | 0 | 0 | 0 | 0 | 0 | 0 | 0 | 0 | 0 | 0 | Commercial gas dryer retrofitted with a two-stage modulating gas valve kit | Commercial gas dryer retrofitted with a two-stage modulating gas valve kit | Commercial gas dryer retrofitted with a two-stage modulating gas valve kit | Commercial gas dryer retrofitted with a two-stage modulating gas valve kit | Commercial gas dryer retrofitted with a two-stage modulating gas valve kit | Commercial gas dryer retrofitted with a two-stage modulating gas valve kit | Commercial gas dryer retrofitted with a two-stage modulating gas valve kit | Commercial gas dryer retrofitted with a two-stage modulating gas valve kit | Commercial gas dryer retrofitted with a two-stage modulating gas valve kit | Commercial gas dryer retrofitted with a two-stage modulating gas valve kit | Commercial gas dryer retrofitted with a two-stage modulating gas valve kit | Commercial gas dryer retrofitted with a two-stage modulating gas valve kit | Commercial gas dryer retrofitted with a two-stage modulating gas valve kit | Commercial gas dryer retrofitted with a two-stage modulating gas valve kit | Commercial gas dryer retrofitted with a two-stage modulating gas valve kit | Commercial gas dryer retrofitted with a two-stage modulating gas valve kit | Commercial gas dryer retrofitted with a two-stage modulating gas valve kit | Commercial gas dryer retrofitted with a two-stage modulating gas valve kit | Commercial gas dryer retrofitted with a two-stage modulating gas valve kit | Commercial gas dryer retrofitted with a two-stage modulating gas valve kit | Commercial gas dryer retrofitted with a two-stage modulating gas valve kit | Commercial gas dryer retrofitted with a two-stage modulating gas valve kit | Commercial gas dryer retrofitted with a two-stage modulating gas valve kit | Commercial gas dryer retrofitted with a two-stage modulating gas valve kit | Commercial gas dryer retrofitted with a two-stage modulating gas valve kit | Commercial gas dryer retrofitted with a two-stage modulating gas valve kit | Commercial gas dryer retrofitted with a two-stage modulating gas valve kit | Commercial gas dryer retrofitted with a two-stage modulating gas valve kit | 799.6811 | 799.6811 | 799.6811 | 799.6811 | 799.6811 | 799.6811 | 799.6811 | 799.6811 | 799.6811 | 799.6811 | 799.6811 | 799.6811 | 799.6811 | 799.6811 | 799.6811 | 799.6811 | 799.6811 | 799.6811 | 799.6811 | 799.6811 | 799.6811 | 799.6811 | 799.6811 | 799.6811 | 799.6811 | 799.6811 | 799.6811 | 799.6811 | 217.345 | 217.345 | 217.345 | 217.345 | 217.345 | 217.345 | 217.345 | 217.345 | 217.345 | 217.345 | 217.345 | 217.345 | 217.345 | 217.345 | 217.345 | 217.345 | 217.345 | 217.345 | 217.345 | 217.345 | 217.345 | 217.345 | 217.345 | 217.345 | 217.345 | 217.345 | 217.345 | 217.345 | 0 | 0 | 0 | 0 | 0 | 0 | 0 | 0 | 0 | 0 | 0 | 0 | 0 | 0 | 0 | 0 | 0 | 0 | 0 | 0 | 0 | 0 | 0 | 0 | 0 | 0 | 0 | 0 | 0 | 0 | 0 | 0 | 0 | 0 | 0 | 0 | 0 | 0 | 0 | 0 | 0 | 0 | 0 | 0 | 0 | 0 | 0 | 0 | 0 | 0 | 0 | 0 | 0 | 0 | 0 | 0 | 0 | 0 | 0 | 0 | 0 | 0 | 0 | 0 | 0 | 0 | 0 | 0 | 0 | 0 | 0 | 0 | 0 | 0 | 0 | 0 | 0 | 0 | 0 | 0 | 0 | 0 | 0 | 0 | 0 | 0 | 0 | 0 | 0 | 0 | 0 | 0 | 0 | 0 | 0 | 0 | 0 | 0 | 0 | 0 | 0 | 0 | 0 | 0 | 0 | 0 | 0 | 0 | 0 | 0 | 0 | 0 | Commercial gas dryer retrofitted with a two-stage modulating gas valve kit | Commercial gas dryer retrofitted with a two-stage modulating gas valve kit | Commercial gas dryer retrofitted with a two-stage modulating gas valve kit | Commercial gas dryer retrofitted with a two-stage modulating gas valve kit | Commercial gas dryer retrofitted with a two-stage modulating gas valve kit | Commercial gas dryer retrofitted with a two-stage modulating gas valve kit | Commercial gas dryer retrofitted with a two-stage modulating gas valve kit | Commercial gas dryer retrofitted with a two-stage modulating gas valve kit | Commercial gas dryer retrofitted with a two-stage modulating gas valve kit | Commercial gas dryer retrofitted with a two-stage modulating gas valve kit | Commercial gas dryer retrofitted with a two-stage modulating gas valve kit | Commercial gas dryer retrofitted with a two-stage modulating gas valve kit | Commercial gas dryer retrofitted with a two-stage modulating gas valve kit | Commercial gas dryer retrofitted with a two-stage modulating gas valve kit | Commercial gas dryer retrofitted with a two-stage modulating gas valve kit | Commercial gas dryer retrofitted with a two-stage modulating gas valve kit | Commercial gas dryer retrofitted with a two-stage modulating gas valve kit | Commercial gas dryer retrofitted with a two-stage modulating gas valve kit | Commercial gas dryer retrofitted with a two-stage modulating gas valve kit | Commercial gas dryer retrofitted with a two-stage modulating gas valve kit | Commercial gas dryer retrofitted with a two-stage modulating gas valve kit | Commercial gas dryer retrofitted with a two-stage modulating gas valve kit | Commercial gas dryer retrofitted with a two-stage modulating gas valve kit | Commercial gas dryer retrofitted with a two-stage modulating gas valve kit | Commercial gas dryer retrofitted with a two-stage modulating gas valve kit | Commercial gas dryer retrofitted with a two-stage modulating gas valve kit | Commercial gas dryer retrofitted with a two-stage modulating gas valve kit | Commercial gas dryer retrofitted with a two-stage modulating gas valve kit | 799.6811 | 799.6811 | 799.6811 | 799.6811 | 799.6811 | 799.6811 | 799.6811 | 799.6811 | 799.6811 | 799.6811 | 799.6811 | 799.6811 | 799.6811 | 799.6811 | 799.6811 | 799.6811 | 799.6811 | 799.6811 | 799.6811 | 799.6811 | 799.6811 | 799.6811 | 799.6811 | 799.6811 | 799.6811 | 799.6811 | 799.6811 | 799.6811 | 217.345 | 217.345 | 217.345 | 217.345 | 217.345 | 217.345 | 217.345 | 217.345 | 217.345 | 217.345 | 217.345 | 217.345 | 217.345 | 217.345 | 217.345 | 217.345 | 217.345 | 217.345 | 217.345 | 217.345 | 217.345 | 217.345 | 217.345 | 217.345 | 217.345 | 217.345 | 217.345 | 217.345 | 0 | 0 | 0 | 0 | 0 | 0 | 0 | 0 | 0 | 0 | 0 | 0 | 0 | 0 | 0 | 0 | 0 | 0 | 0 | 0 | 0 | 0 | 0 | 0 | 0 | 0 | 0 | 0 | 0 | 0 | 0 | 0 | 0 | 0 | 0 | 0 | 0 | 0 | 0 | 0 | 0 | 0 | 0 | 0 | 0 | 0 | 0 | 0 | 0 | 0 | 0 | 0 | 0 | 0 | 0 | 0 | 0 | 0 | 0 | 0 | 0 | 0 | 0 | 0 | 0 | 0 | 0 | 0 | 0 | 0 | 0 | 0 | 0 | 0 | 0 | 0 | 0 | 0 | 0 | 0 | 0 | 0 | 0 | 0 | 0 | 0
Commercial Laundry - Dryer Efficiency Retrofit_Retail_Existing_Commercial gas dryer retrofitted with a two-stage modulating gas valve kit | Commercial Laundry - Dryer Efficiency Retrofit_Retail_Existing | Commercial Laundry - Dryer Efficiency Retrofit_Commercial_Existing_Commercial gas dryer with no modulating capabilities_Commercial gas dryer retrofitted with a two-stage modulating gas valve kit | Commercial | Retail | Existing | Miscellaneous | Natural Gas | Commercial Laundry - Dryer Efficiency Retrofit | NEQ | Commercial gas dryer with no modulating capabilities | 10 | 10 | 10 | 217.345 | 0 | 0 | 0 | 0 | Retro5Med | 8.35569166605469E-06 | TBD | A | WCM240 | 0.7 | 0.42 | Washer | 0.0321 | 587.0942257754973 | 587.0942 | 463.06023441447684 | 463.0602 | IL TRM v13 - 4.9.3 - Modulating Commercial Gas Clothes Dryer - CI-MSC-MODD-V02-230101 ¦ IL TRM v13 - 4.9.9 - Commercial Clothes Dryer Moisture Sensor - CI-MSC-CDMS-V02-230101 | IL TRM v13 - 4.9.3 - Modulating Commercial Gas Clothes Dryer - CI-MSC-MODD-V02-230101 ¦ IL TRM v13 - 4.9.9 - Commercial Clothes Dryer Moisture Sensor - CI-MSC-CDMS-V02-230101 | IL TRM v13 - 4.9.3 - Modulating Commercial Gas Clothes Dryer - CI-MSC-MODD-V02-230101 ¦ IL TRM v13 - 4.9.9 - Commercial Clothes Dryer Moisture Sensor - CI-MSC-CDMS-V02-230101 | 0 | 0 | 799.6811 | Commercial gas dryer with no modulating capabilities | Commercial gas dryer with no modulating capabilities | Commercial gas dryer with no modulating capabilities | Commercial gas dryer with no modulating capabilities | Commercial gas dryer with no modulating capabilities | Commercial gas dryer with no modulating capabilities | Commercial gas dryer with no modulating capabilities | Commercial gas dryer with no modulating capabilities | Commercial gas dryer with no modulating capabilities | Commercial gas dryer with no modulating capabilities | Commercial gas dryer with no modulating capabilities | Commercial gas dryer with no modulating capabilities | Commercial gas dryer with no modulating capabilities | Commercial gas dryer with no modulating capabilities | Commercial gas dryer with no modulating capabilities | Commercial gas dryer with no modulating capabilities | Commercial gas dryer with no modulating capabilities | Commercial gas dryer with no modulating capabilities | Commercial gas dryer with no modulating capabilities | Commercial gas dryer with no modulating capabilities | Commercial gas dryer with no modulating capabilities | Commercial gas dryer with no modulating capabilities | Commercial gas dryer with no modulating capabilities | Commercial gas dryer with no modulating capabilities | Commercial gas dryer with no modulating capabilities | Commercial gas dryer with no modulating capabilities | Commercial gas dryer with no modulating capabilities | Commercial gas dryer with no modulating capabilities | 0 | 0 | 0 | 0 | 0 | 0 | 0 | 0 | 0 | 0 | 0 | 0 | 0 | 0 | 0 | 0 | 0 | 0 | 0 | 0 | 0 | 0 | 0 | 0 | 0 | 0 | 0 | 0 | 0 | 0 | 0 | 0 | 0 | 0 | 0 | 0 | 0 | 0 | 0 | 0 | 0 | 0 | 0 | 0 | 0 | 0 | 0 | 0 | 0 | 0 | 0 | 0 | 0 | 0 | 0 | 0 | 0 | 0 | 0 | 0 | 0 | 0 | 0 | 0 | 0 | 0 | 0 | 0 | 0 | 0 | 0 | 0 | 0 | 0 | 0 | 0 | 0 | 0 | 0 | 0 | 0 | 0 | 0 | 0 | 0 | 0 | 0 | 0 | 0 | 0 | 0 | 0 | 0 | 0 | 0 | 0 | 0 | 0 | 0 | 0 | 0 | 0 | 0 | 0 | 0 | 0 | 0 | 0 | 0 | 0 | 0 | 0 | Commercial gas dryer retrofitted with a two-stage modulating gas valve kit | Commercial gas dryer retrofitted with a two-stage modulating gas valve kit | Commercial gas dryer retrofitted with a two-stage modulating gas valve kit | Commercial gas dryer retrofitted with a two-stage modulating gas valve kit | Commercial gas dryer retrofitted with a two-stage modulating gas valve kit | Commercial gas dryer retrofitted with a two-stage modulating gas valve kit | Commercial gas dryer retrofitted with a two-stage modulating gas valve kit | Commercial gas dryer retrofitted with a two-stage modulating gas valve kit | Commercial gas dryer retrofitted with a two-stage modulating gas valve kit | Commercial gas dryer retrofitted with a two-stage modulating gas valve kit | Commercial gas dryer retrofitted with a two-stage modulating gas valve kit | Commercial gas dryer retrofitted with a two-stage modulating gas valve kit | Commercial gas dryer retrofitted with a two-stage modulating gas valve kit | Commercial gas dryer retrofitted with a two-stage modulating gas valve kit | Commercial gas dryer retrofitted with a two-stage modulating gas valve kit | Commercial gas dryer retrofitted with a two-stage modulating gas valve kit | Commercial gas dryer retrofitted with a two-stage modulating gas valve kit | Commercial gas dryer retrofitted with a two-stage modulating gas valve kit | Commercial gas dryer retrofitted with a two-stage modulating gas valve kit | Commercial gas dryer retrofitted with a two-stage modulating gas valve kit | Commercial gas dryer retrofitted with a two-stage modulating gas valve kit | Commercial gas dryer retrofitted with a two-stage modulating gas valve kit | Commercial gas dryer retrofitted with a two-stage modulating gas valve kit | Commercial gas dryer retrofitted with a two-stage modulating gas valve kit | Commercial gas dryer retrofitted with a two-stage modulating gas valve kit | Commercial gas dryer retrofitted with a two-stage modulating gas valve kit | Commercial gas dryer retrofitted with a two-stage modulating gas valve kit | Commercial gas dryer retrofitted with a two-stage modulating gas valve kit | 799.6811 | 799.6811 | 799.6811 | 799.6811 | 799.6811 | 799.6811 | 799.6811 | 799.6811 | 799.6811 | 799.6811 | 799.6811 | 799.6811 | 799.6811 | 799.6811 | 799.6811 | 799.6811 | 799.6811 | 799.6811 | 799.6811 | 799.6811 | 799.6811 | 799.6811 | 799.6811 | 799.6811 | 799.6811 | 799.6811 | 799.6811 | 799.6811 | 217.345 | 217.345 | 217.345 | 217.345 | 217.345 | 217.345 | 217.345 | 217.345 | 217.345 | 217.345 | 217.345 | 217.345 | 217.345 | 217.345 | 217.345 | 217.345 | 217.345 | 217.345 | 217.345 | 217.345 | 217.345 | 217.345 | 217.345 | 217.345 | 217.345 | 217.345 | 217.345 | 217.345 | 0 | 0 | 0 | 0 | 0 | 0 | 0 | 0 | 0 | 0 | 0 | 0 | 0 | 0 | 0 | 0 | 0 | 0 | 0 | 0 | 0 | 0 | 0 | 0 | 0 | 0 | 0 | 0 | 0 | 0 | 0 | 0 | 0 | 0 | 0 | 0 | 0 | 0 | 0 | 0 | 0 | 0 | 0 | 0 | 0 | 0 | 0 | 0 | 0 | 0 | 0 | 0 | 0 | 0 | 0 | 0 | 0 | 0 | 0 | 0 | 0 | 0 | 0 | 0 | 0 | 0 | 0 | 0 | 0 | 0 | 0 | 0 | 0 | 0 | 0 | 0 | 0 | 0 | 0 | 0 | 0 | 0 | 0 | 0 | 0 | 0 | 0 | 0 | 0 | 0 | 0 | 0 | 0 | 0 | 0 | 0 | 0 | 0 | 0 | 0 | 0 | 0 | 0 | 0 | 0 | 0 | 0 | 0 | 0 | 0 | 0 | 0 | Commercial gas dryer retrofitted with a two-stage modulating gas valve kit | Commercial gas dryer retrofitted with a two-stage modulating gas valve kit | Commercial gas dryer retrofitted with a two-stage modulating gas valve kit | Commercial gas dryer retrofitted with a two-stage modulating gas valve kit | Commercial gas dryer retrofitted with a two-stage modulating gas valve kit | Commercial gas dryer retrofitted with a two-stage modulating gas valve kit | Commercial gas dryer retrofitted with a two-stage modulating gas valve kit | Commercial gas dryer retrofitted with a two-stage modulating gas valve kit | Commercial gas dryer retrofitted with a two-stage modulating gas valve kit | Commercial gas dryer retrofitted with a two-stage modulating gas valve kit | Commercial gas dryer retrofitted with a two-stage modulating gas valve kit | Commercial gas dryer retrofitted with a two-stage modulating gas valve kit | Commercial gas dryer retrofitted with a two-stage modulating gas valve kit | Commercial gas dryer retrofitted with a two-stage modulating gas valve kit | Commercial gas dryer retrofitted with a two-stage modulating gas valve kit | Commercial gas dryer retrofitted with a two-stage modulating gas valve kit | Commercial gas dryer retrofitted with a two-stage modulating gas valve kit | Commercial gas dryer retrofitted with a two-stage modulating gas valve kit | Commercial gas dryer retrofitted with a two-stage modulating gas valve kit | Commercial gas dryer retrofitted with a two-stage modulating gas valve kit | Commercial gas dryer retrofitted with a two-stage modulating gas valve kit | Commercial gas dryer retrofitted with a two-stage modulating gas valve kit | Commercial gas dryer retrofitted with a two-stage modulating gas valve kit | Commercial gas dryer retrofitted with a two-stage modulating gas valve kit | Commercial gas dryer retrofitted with a two-stage modulating gas valve kit | Commercial gas dryer retrofitted with a two-stage modulating gas valve kit | Commercial gas dryer retrofitted with a two-stage modulating gas valve kit | Commercial gas dryer retrofitted with a two-stage modulating gas valve kit | 799.6811 | 799.6811 | 799.6811 | 799.6811 | 799.6811 | 799.6811 | 799.6811 | 799.6811 | 799.6811 | 799.6811 | 799.6811 | 799.6811 | 799.6811 | 799.6811 | 799.6811 | 799.6811 | 799.6811 | 799.6811 | 799.6811 | 799.6811 | 799.6811 | 799.6811 | 799.6811 | 799.6811 | 799.6811 | 799.6811 | 799.6811 | 799.6811 | 217.345 | 217.345 | 217.345 | 217.345 | 217.345 | 217.345 | 217.345 | 217.345 | 217.345 | 217.345 | 217.345 | 217.345 | 217.345 | 217.345 | 217.345 | 217.345 | 217.345 | 217.345 | 217.345 | 217.345 | 217.345 | 217.345 | 217.345 | 217.345 | 217.345 | 217.345 | 217.345 | 217.345 | 0 | 0 | 0 | 0 | 0 | 0 | 0 | 0 | 0 | 0 | 0 | 0 | 0 | 0 | 0 | 0 | 0 | 0 | 0 | 0 | 0 | 0 | 0 | 0 | 0 | 0 | 0 | 0 | 0 | 0 | 0 | 0 | 0 | 0 | 0 | 0 | 0 | 0 | 0 | 0 | 0 | 0 | 0 | 0 | 0 | 0 | 0 | 0 | 0 | 0 | 0 | 0 | 0 | 0 | 0 | 0 | 0 | 0 | 0 | 0 | 0 | 0 | 0 | 0 | 0 | 0 | 0 | 0 | 0 | 0 | 0 | 0 | 0 | 0 | 0 | 0 | 0 | 0 | 0 | 0 | 0 | 0 | 0 | 0 | 0 | 0
Gas Boiler - Stack Economizer_Warehouse_Existing_Boiler with an economizer installed on a exhaust stack | Gas Boiler - Stack Economizer_Warehouse_Existing | Gas Boiler - Stack Economizer_Commercial_Existing_The baseline boiler does not have an economizer installed._Boiler with an economizer installed on a exhaust stack | Commercial | Warehouse | Existing | Space Heating | Natural Gas | Gas Boiler - Stack Economizer | NEQ | The baseline boiler does not have an economizer installed. | 15 | 15 | 15 | 0.41423 | 0 | 0 | 0 | 0 | Retro1Slow | 0.012666666666666666 | TBD | A | WCM724 | 0.7 | 0.42 | kBtuh heat | 0.0321 | 583.4409553208071 | 583.441 | 460.17878166148137 | 460.1788 | IL TRM v13 - 4.4.28 - Stack Economizer for Boilers Serving HVAC Loads - CI-HVC-BECO-V03-250101 | Efficiency Maine TRM - 2023.1 - Boiler Stack Heat Exchanger (Boiler Economizer) - AF2. ¦ GDS Associates, Inc. (2009). Natural Gas Energy Efficiency Potential in Massachusetts. Prepared for GasNetworks. | IL TRM v13 - 4.4.28 - Stack Economizer for Boilers Serving HVAC Loads - CI-HVC-BECO-V03-250101 | 0 | 0 | 1.9889 | The baseline boiler does not have an economizer installed. | The baseline boiler does not have an economizer installed. | The baseline boiler does not have an economizer installed. | The baseline boiler does not have an economizer installed. | The baseline boiler does not have an economizer installed. | The baseline boiler does not have an economizer installed. | The baseline boiler does not have an economizer installed. | The baseline boiler does not have an economizer installed. | The baseline boiler does not have an economizer installed. | The baseline boiler does not have an economizer installed. | The baseline boiler does not have an economizer installed. | The baseline boiler does not have an economizer installed. | The baseline boiler does not have an economizer installed. | The baseline boiler does not have an economizer installed. | The baseline boiler does not have an economizer installed. | The baseline boiler does not have an economizer installed. | The baseline boiler does not have an economizer installed. | The baseline boiler does not have an economizer installed. | The baseline boiler does not have an economizer installed. | The baseline boiler does not have an economizer installed. | The baseline boiler does not have an economizer installed. | The baseline boiler does not have an economizer installed. | The baseline boiler does not have an economizer installed. | The baseline boiler does not have an economizer installed. | The baseline boiler does not have an economizer installed. | The baseline boiler does not have an economizer installed. | The baseline boiler does not have an economizer installed. | The baseline boiler does not have an economizer installed. | 0 | 0 | 0 | 0 | 0 | 0 | 0 | 0 | 0 | 0 | 0 | 0 | 0 | 0 | 0 | 0 | 0 | 0 | 0 | 0 | 0 | 0 | 0 | 0 | 0 | 0 | 0 | 0 | 0 | 0 | 0 | 0 | 0 | 0 | 0 | 0 | 0 | 0 | 0 | 0 | 0 | 0 | 0 | 0 | 0 | 0 | 0 | 0 | 0 | 0 | 0 | 0 | 0 | 0 | 0 | 0 | 0 | 0 | 0 | 0 | 0 | 0 | 0 | 0 | 0 | 0 | 0 | 0 | 0 | 0 | 0 | 0 | 0 | 0 | 0 | 0 | 0 | 0 | 0 | 0 | 0 | 0 | 0 | 0 | 0 | 0 | 0 | 0 | 0 | 0 | 0 | 0 | 0 | 0 | 0 | 0 | 0 | 0 | 0 | 0 | 0 | 0 | 0 | 0 | 0 | 0 | 0 | 0 | 0 | 0 | 0 | 0 | Boiler with an economizer installed on a exhaust stack | Boiler with an economizer installed on a exhaust stack | Boiler with an economizer installed on a exhaust stack | Boiler with an economizer installed on a exhaust stack | Boiler with an economizer installed on a exhaust stack | Boiler with an economizer installed on a exhaust stack | Boiler with an economizer installed on a exhaust stack | Boiler with an economizer installed on a exhaust stack | Boiler with an economizer installed on a exhaust stack | Boiler with an economizer installed on a exhaust stack | Boiler with an economizer installed on a exhaust stack | Boiler with an economizer installed on a exhaust stack | Boiler with an economizer installed on a exhaust stack | Boiler with an economizer installed on a exhaust stack | Boiler with an economizer installed on a exhaust stack | Boiler with an economizer installed on a exhaust stack | Boiler with an economizer installed on a exhaust stack | Boiler with an economizer installed on a exhaust stack | Boiler with an economizer installed on a exhaust stack | Boiler with an economizer installed on a exhaust stack | Boiler with an economizer installed on a exhaust stack | Boiler with an economizer installed on a exhaust stack | Boiler with an economizer installed on a exhaust stack | Boiler with an economizer installed on a exhaust stack | Boiler with an economizer installed on a exhaust stack | Boiler with an economizer installed on a exhaust stack | Boiler with an economizer installed on a exhaust stack | Boiler with an economizer installed on a exhaust stack | 1.9889 | 1.9889 | 1.9889 | 1.9889 | 1.9889 | 1.9889 | 1.9889 | 1.9889 | 1.9889 | 1.9889 | 1.9889 | 1.9889 | 1.9889 | 1.9889 | 1.9889 | 1.9889 | 1.9889 | 1.9889 | 1.9889 | 1.9889 | 1.9889 | 1.9889 | 1.9889 | 1.9889 | 1.9889 | 1.9889 | 1.9889 | 1.9889 | 0.4142 | 0.4142 | 0.4142 | 0.4142 | 0.4142 | 0.4142 | 0.4142 | 0.4142 | 0.4142 | 0.4142 | 0.4142 | 0.4142 | 0.4142 | 0.4142 | 0.4142 | 0.4142 | 0.4142 | 0.4142 | 0.4142 | 0.4142 | 0.4142 | 0.4142 | 0.4142 | 0.4142 | 0.4142 | 0.4142 | 0.4142 | 0.4142 | 0 | 0 | 0 | 0 | 0 | 0 | 0 | 0 | 0 | 0 | 0 | 0 | 0 | 0 | 0 | 0 | 0 | 0 | 0 | 0 | 0 | 0 | 0 | 0 | 0 | 0 | 0 | 0 | 0 | 0 | 0 | 0 | 0 | 0 | 0 | 0 | 0 | 0 | 0 | 0 | 0 | 0 | 0 | 0 | 0 | 0 | 0 | 0 | 0 | 0 | 0 | 0 | 0 | 0 | 0 | 0 | 0 | 0 | 0 | 0 | 0 | 0 | 0 | 0 | 0 | 0 | 0 | 0 | 0 | 0 | 0 | 0 | 0 | 0 | 0 | 0 | 0 | 0 | 0 | 0 | 0 | 0 | 0 | 0 | 0 | 0 | 0 | 0 | 0 | 0 | 0 | 0 | 0 | 0 | 0 | 0 | 0 | 0 | 0 | 0 | 0 | 0 | 0 | 0 | 0 | 0 | 0 | 0 | 0 | 0 | 0 | 0 | Boiler with an economizer installed on a exhaust stack | Boiler with an economizer installed on a exhaust stack | Boiler with an economizer installed on a exhaust stack | Boiler with an economizer installed on a exhaust stack | Boiler with an economizer installed on a exhaust stack | Boiler with an economizer installed on a exhaust stack | Boiler with an economizer installed on a exhaust stack | Boiler with an economizer installed on a exhaust stack | Boiler with an economizer installed on a exhaust stack | Boiler with an economizer installed on a exhaust stack | Boiler with an economizer installed on a exhaust stack | Boiler with an economizer installed on a exhaust stack | Boiler with an economizer installed on a exhaust stack | Boiler with an economizer installed on a exhaust stack | Boiler with an economizer installed on a exhaust stack | Boiler with an economizer installed on a exhaust stack | Boiler with an economizer installed on a exhaust stack | Boiler with an economizer installed on a exhaust stack | Boiler with an economizer installed on a exhaust stack | Boiler with an economizer installed on a exhaust stack | Boiler with an economizer installed on a exhaust stack | Boiler with an economizer installed on a exhaust stack | Boiler with an economizer installed on a exhaust stack | Boiler with an economizer installed on a exhaust stack | Boiler with an economizer installed on a exhaust stack | Boiler with an economizer installed on a exhaust stack | Boiler with an economizer installed on a exhaust stack | Boiler with an economizer installed on a exhaust stack | 1.9889 | 1.9889 | 1.9889 | 1.9889 | 1.9889 | 1.9889 | 1.9889 | 1.9889 | 1.9889 | 1.9889 | 1.9889 | 1.9889 | 1.9889 | 1.9889 | 1.9889 | 1.9889 | 1.9889 | 1.9889 | 1.9889 | 1.9889 | 1.9889 | 1.9889 | 1.9889 | 1.9889 | 1.9889 | 1.9889 | 1.9889 | 1.9889 | 0.4142 | 0.4142 | 0.4142 | 0.4142 | 0.4142 | 0.4142 | 0.4142 | 0.4142 | 0.4142 | 0.4142 | 0.4142 | 0.4142 | 0.4142 | 0.4142 | 0.4142 | 0.4142 | 0.4142 | 0.4142 | 0.4142 | 0.4142 | 0.4142 | 0.4142 | 0.4142 | 0.4142 | 0.4142 | 0.4142 | 0.4142 | 0.4142 | 0 | 0 | 0 | 0 | 0 | 0 | 0 | 0 | 0 | 0 | 0 | 0 | 0 | 0 | 0 | 0 | 0 | 0 | 0 | 0 | 0 | 0 | 0 | 0 | 0 | 0 | 0 | 0 | 0 | 0 | 0 | 0 | 0 | 0 | 0 | 0 | 0 | 0 | 0 | 0 | 0 | 0 | 0 | 0 | 0 | 0 | 0 | 0 | 0 | 0 | 0 | 0 | 0 | 0 | 0 | 0 | 0 | 0 | 0 | 0 | 0 | 0 | 0 | 0 | 0 | 0 | 0 | 0 | 0 | 0 | 0 | 0 | 0 | 0 | 0 | 0 | 0 | 0 | 0 | 0 | 0 | 0 | 0 | 0 | 0 | 0
Windows - High Efficiency Glazing_Healthcare_Existing_U-0.29 Window | Windows - High Efficiency Glazing_Healthcare_Existing | Windows - High Efficiency Glazing_Commercial_Existing_Double Pane Window_U-0.29 Window | Commercial | Healthcare | Existing | Space Heating | Natural Gas | Windows - High Efficiency Glazing | NEQ | Double Pane Window | 45 | 45 | 45 | 3.9345 | 0 | 0 | 0.36514 | 0.80581 | Retro1Slow | 0.012666666666666666 | TBD | A | WCM505 | 0.7 | 0.42 | sqft window | 0.0321 | 510.3291800853598 | 510.3292 | 402.51315612366415 | 402.5132 | RTF Wkbk - ComWeatherizationSchool_v4_1 | RTF Wkbk - ComWeatherizationSchool_v4_1 | AEG BEST | 0 | 0 | 34.6186 | Double Pane Window | Double Pane Window | Double Pane Window | Double Pane Window | Double Pane Window | Double Pane Window | Double Pane Window | Double Pane Window | Double Pane Window | Double Pane Window | Double Pane Window | Double Pane Window | Double Pane Window | Double Pane Window | Double Pane Window | Double Pane Window | Double Pane Window | Double Pane Window | Double Pane Window | Double Pane Window | Double Pane Window | Double Pane Window | Double Pane Window | Double Pane Window | Double Pane Window | Double Pane Window | Double Pane Window | Double Pane Window | 0 | 0 | 0 | 288.4748 | 568.2537 | 993.3566 | 1589.4698 | 2371.2964 | 3335.3455 | 4452.4678 | 5661.0783 | 6864.4198 | 7933.7352 | 8722.9615 | 9093.4469 | 8947.8785 | 8264.9353 | 7119.8041 | 5767.9716 | 4323.2556 | 2935.4269 | 1521.1764 | 996.9073 | 0 | 0 | 0 | 0 | 0 | 0 | 0 | 0 | 288.4748 | 852.532 | 1832.7042 | 3392.275 | 5705.5054 | 8938.612 | 13224.5653 | 18631.4903 | 25130.4042 | 32564.1678 | 40635.2929 | 48913.6253 | 56878.3887 | 63997.3165 | 69823.1888 | 74167.8054 | 77018.967 | 78472.2809 | 78571.3252 | 78234.8204 | 77010.2013 | 75880.2783 | 74837.6895 | 73875.6576 | 72987.9344 | 0 | 0 | 0 | 0.4925220390550733 | 0.9845192506178948 | 1.7480585127931996 | 2.843456762013004 | 4.315970212648409 | 6.181391570946087 | 8.408390081030813 | 10.900310441181201 | 13.481805368733882 | 15.898251152137128 | 17.83680460149625 | 18.97500181610949 | 19.054219941518316 | 17.96181572356153 | 15.79245329770032 | 13.060184383396297 | 9.98719982259717 | 6.914215261798041 | 3.6491691659489662 | 2.4327794439659773 | 0 | 0 | 0 | 0 | 0 | 0 | 0 | 0 | 0.4925220390550733 | 1.477041289672968 | 3.2250998024661675 | 6.068556564479172 | 10.38452677712758 | 16.56591834807367 | 24.974308429104482 | 35.87461887028569 | 49.35642423901957 | 65.2546753911567 | 83.09147999265294 | 102.06648180876243 | 121.12070175028074 | 139.08251747384227 | 154.8749707715426 | 167.93515515493888 | 177.92235497753603 | 184.8365702393341 | 188.48573940528306 | 190.918518849249 | 190.918518849249 | 190.918518849249 | 190.918518849249 | 190.918518849249 | 190.918518849249 | U-0.29 Window | U-0.29 Window | U-0.29 Window | U-0.29 Window | U-0.29 Window | U-0.29 Window | U-0.29 Window | U-0.29 Window | U-0.29 Window | U-0.29 Window | U-0.29 Window | U-0.29 Window | U-0.29 Window | U-0.29 Window | U-0.29 Window | U-0.29 Window | U-0.29 Window | U-0.29 Window | U-0.29 Window | U-0.29 Window | U-0.29 Window | U-0.29 Window | U-0.29 Window | U-0.29 Window | U-0.29 Window | U-0.29 Window | U-0.29 Window | U-0.29 Window | 34.6186 | 34.6186 | 34.6186 | 34.6186 | 34.6186 | 34.6186 | 34.6186 | 34.6186 | 34.6186 | 34.6186 | 34.6186 | 34.6186 | 34.6186 | 34.6186 | 34.6186 | 34.6186 | 34.6186 | 34.6186 | 34.6186 | 34.6186 | 34.6186 | 34.6186 | 34.6186 | 34.6186 | 34.6186 | 34.6186 | 34.6186 | 34.6186 | 3.9345 | 3.9345 | 3.9345 | 3.9345 | 3.9345 | 3.9345 | 3.9345 | 3.9345 | 3.9345 | 3.9345 | 3.9345 | 3.9345 | 3.9345 | 3.9345 | 3.9345 | 3.9345 | 3.9345 | 3.9345 | 3.9345 | 3.9345 | 3.9345 | 3.9345 | 3.9345 | 3.9345 | 3.9345 | 3.9345 | 3.9345 | 3.9345 | 0 | 0 | 0 | 246.9696 | 490.2283 | 863.82 | 1393.9305 | 2098.2467 | 2979.2974 | 4016.9662 | 5161.0777 | 6326.9696 | 7396.4654 | 8228.926 | 8683.9714 | 8653.6748 | 8098.4247 | 7071.2842 | 5809.3387 | 4414.7816 | 3038.5043 | 1594.9139 | 1057.9549 | 0 | 0 | 0 | 0 | 0 | 0 | 0 | 0 | 246.9696 | 735.4731 | 1593.7142 | 2974.9514 | 5048.5287 | 7984.4153 | 11931.0538 | 16985.9102 | 23162.8174 | 30358.9335 | 38333.864 | 46711.0582 | 55008.2434 | 62707.9864 | 69347.3589 | 74699.7258 | 78649.507 | 81227.8305 | 82379.9905 | 83025.6829 | 82658.682 | 82319.9233 | 82007.8844 | 81720.6776 | 81456.4735 | 0 | 0 | 0 | 0.41864373319681236 | 0.8368413630252107 | 1.4858497358742198 | 2.4169382477110535 | 3.668574680751147 | 5.2541828353041735 | 7.147131568876192 | 9.26526387500402 | 11.4595345634238 | 13.513513479316558 | 15.161283911271811 | 16.12875154369307 | 16.196086950290564 | 15.267543365027295 | 13.42358530304527 | 11.101156725886854 | 8.489119849207594 | 5.877082972528333 | 3.10179379105662 | 2.0678625273710804 | 0 | 0 | 0 | 0 | 0 | 0 | 0 | 0 | 0.41864373319681236 | 1.255485096222023 | 2.7413348320962427 | 5.158273079807296 | 8.826847760558444 | 14.081030595862618 | 21.22816216473881 | 30.493426039742825 | 41.95296060316662 | 55.46647408248318 | 70.627757993755 | 86.75650953744805 | 102.95259648773862 | 118.22013985276591 | 131.64372515581118 | 142.74488188169803 | 151.23400173090562 | 157.11108470343393 | 160.21287849449055 | 162.28074102186164 | 162.28074102186164 | 162.28074102186164 | 162.28074102186164 | 162.28074102186164 | 162.28074102186164 | U-0.29 Window | U-0.29 Window | U-0.29 Window | U-0.29 Window | U-0.29 Window | U-0.29 Window | U-0.29 Window | U-0.29 Window | U-0.29 Window | U-0.29 Window | U-0.29 Window | U-0.29 Window | U-0.29 Window | U-0.29 Window | U-0.29 Window | U-0.29 Window | U-0.29 Window | U-0.29 Window | U-0.29 Window | U-0.29 Window | U-0.29 Window | U-0.29 Window | U-0.29 Window | U-0.29 Window | U-0.29 Window | U-0.29 Window | U-0.29 Window | U-0.29 Window | 34.6186 | 34.6186 | 34.6186 | 34.6186 | 34.6186 | 34.6186 | 34.6186 | 34.6186 | 34.6186 | 34.6186 | 34.6186 | 34.6186 | 34.6186 | 34.6186 | 34.6186 | 34.6186 | 34.6186 | 34.6186 | 34.6186 | 34.6186 | 34.6186 | 34.6186 | 34.6186 | 34.6186 | 34.6186 | 34.6186 | 34.6186 | 34.6186 | 3.9345 | 3.9345 | 3.9345 | 3.9345 | 3.9345 | 3.9345 | 3.9345 | 3.9345 | 3.9345 | 3.9345 | 3.9345 | 3.9345 | 3.9345 | 3.9345 | 3.9345 | 3.9345 | 3.9345 | 3.9345 | 3.9345 | 3.9345 | 3.9345 | 3.9345 | 3.9345 | 3.9345 | 3.9345 | 3.9345 | 3.9345 | 3.9345 | 0 | 0 | 0 | 246.9622 | 490.1736 | 863.5598 | 1392.9619 | 2095.2558 | 2971.3881 | 3998.6726 | 5123.5181 | 6257.767 | 7281.1656 | 8054.2903 | 8442.7585 | 8349.4951 | 7748.3696 | 6704.4381 | 5454.9382 | 4105.4203 | 2798.2805 | 1454.6385 | 955.585 | 0 | 0 | 0 | 0 | 0 | 0 | 0 | 0 | 246.9622 | 735.391 | 1593.2342 | 2972.8843 | 5041.3323 | 7963.2185 | 11876.7186 | 16862.2959 | 22909.4692 | 29885.6832 | 37520.336 | 45413.5745 | 53074.6845 | 59997.4279 | 65749.7375 | 70142.6456 | 73138.2225 | 74805.9689 | 75134.5287 | 74991.9528 | 73938.262 | 72924.1759 | 71947.8851 | 71008.5379 | 70106.5052 | 0 | 0 | 0 | 0.41864 | 0.83684 | 1.4858497358742198 | 2.4169382477110535 | 3.668574680751147 | 5.2541828353041735 | 7.147131568876192 | 9.26526387500402 | 11.4595345634238 | 13.513513479316558 | 15.161283911271811 | 16.12875154369307 | 16.196086950290564 | 15.267543365027295 | 13.42358530304527 | 11.101156725886854 | 8.489119849207594 | 5.877082972528333 | 3.10179379105662 | 2.0678625273710804 | 0 | 0 | 0 | 0 | 0 | 0 | 0
Broiler_Warehouse_New_Infrared Burners | Broiler_Warehouse_New | Broiler_Commercial_New_Typical_Infrared Burners | Commercial | Warehouse | New | Food Preparation | Natural Gas | Broiler | EQ | Typical | 15 | 9 | 12 | 428.3666 | 0 | 0 | 0.0033016 | 0.5 | LO3Slow | 0.996 | n/a | A | WCE219 | 0.66442 | 0.398652 | 1 units | 0.0321 | 614.9983090149822 | 614.9983 | 467.4411378678724 | 467.4411 | IL TRM v13 - 4.2.14 - Infrared Salamander Broiler - CI-FSE-IRBL-V03-240101¦IL TRM v13 - 4.2.15 - Infrared Upright Broiler - CI-FSE-IRUB-V03-240101 | AEG Estimate based on Online Vendors | IL TRM v13 - 4.2.14 - Infrared Salamander Broiler - CI-FSE-IRBL-V03-240101¦IL TRM v13 - 4.2.15 - Infrared Upright Broiler - CI-FSE-IRUB-V03-240101 | 0 | 0 | 1897.052 | Typical | Typical | Typical | Typical | Typical | Typical | Typical | Typical | Typical | Typical | Typical | Typical | Typical | Typical | Typical | Typical | Typical | Typical | Typical | Typical | Typical | Typical | Typical | Typical | Typical | Typical | Typical | Typical | 0 | 0 | 0 | 0 | 0 | 0 | 0 | 0 | 0 | 0 | 0 | 0 | 0 | 0 | 0 | 0 | 0 | 0 | 0 | 0 | 0 | 0 | 0 | 0 | 0 | 0 | 0 | 0 | 0 | 0 | 0 | 0 | 0 | 0 | 0 | 0 | 0 | 0 | 0 | 0 | 0 | 0 | 0 | 0 | 0 | 0 | 0 | 0 | 0 | 0 | 0 | 0 | 0 | 0 | 0 | 0 | 0 | 0 | 0 | 0 | 0 | 0 | 0 | 0 | 0 | 0 | 0 | 0 | 0 | 0 | 0 | 0 | 0 | 0 | 0 | 0 | 0 | 0 | 0 | 0 | 0 | 0 | 0 | 0 | 0 | 0 | 0 | 0 | 0 | 0 | 0 | 0 | 0 | 0 | 0 | 0 | 0 | 0 | 0 | 0 | 0 | 0 | 0 | 0 | 0 | 0 | 0 | 0 | 0 | 0 | 0 | 0 | Infrared Burners | Infrared Burners | Infrared Burners | Infrared Burners | Infrared Burners | Infrared Burners | Infrared Burners | Infrared Burners | Infrared Burners | Infrared Burners | Infrared Burners | Infrared Burners | Infrared Burners | Infrared Burners | Infrared Burners | Infrared Burners | Infrared Burners | Infrared Burners | Infrared Burners | Infrared Burners | Infrared Burners | Infrared Burners | Infrared Burners | Infrared Burners | Infrared Burners | Infrared Burners | Infrared Burners | Infrared Burners | 1897.052 | 1897.052 | 1897.052 | 1897.052 | 1897.052 | 1897.052 | 1897.052 | 1897.052 | 1897.052 | 1897.052 | 1897.052 | 1897.052 | 1897.052 | 1897.052 | 1897.052 | 1897.052 | 1897.052 | 1897.052 | 1897.052 | 1897.052 | 1897.052 | 1897.052 | 1897.052 | 1897.052 | 1897.052 | 1897.052 | 1897.052 | 1897.052 | 428.3666 | 428.3666 | 428.3666 | 428.3666 | 428.3666 | 428.3666 | 428.3666 | 428.3666 | 428.3666 | 428.3666 | 428.3666 | 428.3666 | 428.3666 | 428.3666 | 428.3666 | 428.3666 | 428.3666 | 428.3666 | 428.3666 | 428.3666 | 428.3666 | 428.3666 | 428.3666 | 428.3666 | 428.3666 | 428.3666 | 428.3666 | 428.3666 | 0 | 0 | 0 | 0 | 0 | 0 | 0 | 0 | 0 | 0 | 0 | 0 | 0 | 0 | 0 | 0 | 0 | 0 | 0 | 0 | 0 | 0 | 0 | 0 | 0 | 0 | 0 | 0 | 0 | 0 | 0 | 0 | 0 | 0 | 0 | 0 | 0 | 0 | 0 | 0 | 0 | 0 | 0 | 0 | 0 | 0 | 0 | 0 | 0 | 0 | 0 | 0 | 0 | 0 | 0 | 0 | 0 | 0 | 0 | 0 | 0 | 0 | 0 | 0 | 0 | 0 | 0 | 0 | 0 | 0 | 0 | 0 | 0 | 0 | 0 | 0 | 0 | 0 | 0 | 0 | 0 | 0 | 0 | 0 | 0 | 0 | 0 | 0 | 0 | 0 | 0 | 0 | 0 | 0 | 0 | 0 | 0 | 0 | 0 | 0 | 0 | 0 | 0 | 0 | 0 | 0 | 0 | 0 | 0 | 0 | 0 | 0 | Infrared Burners | Infrared Burners | Infrared Burners | Infrared Burners | Infrared Burners | Infrared Burners | Infrared Burners | Infrared Burners | Infrared Burners | Infrared Burners | Infrared Burners | Infrared Burners | Infrared Burners | Infrared Burners | Infrared Burners | Infrared Burners | Infrared Burners | Infrared Burners | Infrared Burners | Infrared Burners | Infrared Burners | Infrared Burners | Infrared Burners | Infrared Burners | Infrared Burners | Infrared Burners | Infrared Burners | Infrared Burners | 1897.052 | 1897.052 | 1897.052 | 1897.052 | 1897.052 | 1897.052 | 1897.052 | 1897.052 | 1897.052 | 1897.052 | 1897.052 | 1897.052 | 1897.052 | 1897.052 | 1897.052 | 1897.052 | 1897.052 | 1897.052 | 1897.052 | 1897.052 | 1897.052 | 1897.052 | 1897.052 | 1897.052 | 1897.052 | 1897.052 | 1897.052 | 1897.052 | 428.3666 | 428.3666 | 428.3666 | 428.3666 | 428.3666 | 428.3666 | 428.3666 | 428.3666 | 428.3666 | 428.3666 | 428.3666 | 428.3666 | 428.3666 | 428.3666 | 428.3666 | 428.3666 | 428.3666 | 428.3666 | 428.3666 | 428.3666 | 428.3666 | 428.3666 | 428.3666 | 428.3666 | 428.3666 | 428.3666 | 428.3666 | 428.3666 | 0 | 0 | 0 | 0 | 0 | 0 | 0 | 0 | 0 | 0 | 0 | 0 | 0 | 0 | 0 | 0 | 0 | 0 | 0 | 0 | 0 | 0 | 0 | 0 | 0 | 0 | 0 | 0 | 0 | 0 | 0 | 0 | 0 | 0 | 0 | 0 | 0 | 0 | 0 | 0 | 0 | 0 | 0 | 0 | 0 | 0 | 0 | 0 | 0 | 0 | 0 | 0 | 0 | 0 | 0 | 0 | 0 | 0 | 0 | 0 | 0 | 0 | 0 | 0 | 0 | 0 | 0 | 0 | 0 | 0 | 0 | 0 | 0 | 0 | 0 | 0 | 0 | 0 | 0 | 0 | 0 | 0 | 0 | 0 | 0 | 0
Broiler_Warehouse_Existing_Infrared Burners | Broiler_Warehouse_Existing | Broiler_Commercial_Existing_Typical_Infrared Burners | Commercial | Warehouse | Existing | Food Preparation | Natural Gas | Broiler | EQ | Typical | 15 | 9 | 12 | 428.3666 | 0 | 0 | 0.0033016 | 0.5 | LO3Slow | 0.996 | n/a | A | WCE205 | 0.66442 | 0.398652 | 1 units | 0.0321 | 614.9983090149822 | 614.9983 | 467.4411378678724 | 467.4411 | IL TRM v13 - 4.2.14 - Infrared Salamander Broiler - CI-FSE-IRBL-V03-240101¦IL TRM v13 - 4.2.15 - Infrared Upright Broiler - CI-FSE-IRUB-V03-240101 | AEG Estimate based on Online Vendors | IL TRM v13 - 4.2.14 - Infrared Salamander Broiler - CI-FSE-IRBL-V03-240101¦IL TRM v13 - 4.2.15 - Infrared Upright Broiler - CI-FSE-IRUB-V03-240101 | 0 | 0 | 1897.052 | Typical | Typical | Typical | Typical | Typical | Typical | Typical | Typical | Typical | Typical | Typical | Typical | Typical | Typical | Typical | Typical | Typical | Typical | Typical | Typical | Typical | Typical | Typical | Typical | Typical | Typical | Typical | Typical | 0 | 0 | 0 | 5.5821 | 6.1592 | 6.6538 | 7.0777 | 7.4411 | 7.7526 | 8.0196 | 8.2484 | 7.6591 | 7.2662 | 7.0257 | 6.9019 | 1.2843 | 0.73745 | 0.32062 | 1.2092 | 1.0365 | 0.88842 | 0.6493 | 0.3642 | 0.85029 | 1.1194 | 1.2337 | 1.2406 | 1.1759 | 0 | 0 | 0 | 5.5821 | 11.7413 | 18.3951 | 25.4728 | 32.9139 | 40.6665 | 48.6861 | 56.9345 | 64.5936 | 71.8598 | 78.088 | 83.4265 | 88.0023 | 91.9245 | 95.2863 | 99.3693 | 103.0978 | 104.8634 | 106.3768 | 107.674 | 108.7859 | 109.739 | 110.5559 | 111.2561 | 111.8562 | 0 | 0 | 0 | 0.013416874355609665 | 0.014803830498615975 | 0.015992650049764242 | 0.017011638236462758 | 0.017885056682204345 | 0.018633701064268562 | 0.01927539624889503 | 0.019825420692860578 | 0.01840906879938991 | 0.017464738807396442 | 0.016886472457141193 | 0.016588952177351877 | 0.0030868918035154044 | 0.0017724888144144788 | 0.0007706317445767732 | 0.0029064746415441616 | 0.0024912639784664186 | 0.002135369124399783 | 0.0015606304756470085 | 0.0008753645505048447 | 0.0020437041131568727 | 0.0026905364250809096 | 0.002965281516862437 | 0.002981845040680426 | 0.002826210982360381 | 0 | 0 | 0 | 0.013416874355609665 | 0.028220704854225644 | 0.044213354903989886 | 0.06122499314045265 | 0.079110049822657 | 0.09774375088692557 | 0.1170191471358206 | 0.13684456782868118 | 0.15525363662807107 | 0.17271837543546753 | 0.1896048478926087 | 0.20619380006996058 | 0.209280691873476 | 0.21105318068789047 | 0.21182381243246723 | 0.2147302870740114 | 0.21722155105247784 | 0.2193569201768776 | 0.22091755065252464 | 0.22179291520302946 | 0.22383661931618634 | 0.22652715574126728 | 0.22949243725812973 | 0.23247428229881015 | 0.23530049328117053 | Infrared Burners | Infrared Burners | Infrared Burners | Infrared Burners | Infrared Burners | Infrared Burners | Infrared Burners | Infrared Burners | Infrared Burners | Infrared Burners | Infrared Burners | Infrared Burners | Infrared Burners | Infrared Burners | Infrared Burners | Infrared Burners | Infrared Burners | Infrared Burners | Infrared Burners | Infrared Burners | Infrared Burners | Infrared Burners | Infrared Burners | Infrared Burners | Infrared Burners | Infrared Burners | Infrared Burners | Infrared Burners | 1897.052 | 1897.052 | 1897.052 | 1897.052 | 1897.052 | 1897.052 | 1897.052 | 1897.052 | 1897.052 | 1897.052 | 1897.052 | 1897.052 | 1897.052 | 1897.052 | 1897.052 | 1897.052 | 1897.052 | 1897.052 | 1897.052 | 1897.052 | 1897.052 | 1897.052 | 1897.052 | 1897.052 | 1897.052 | 1897.052 | 1897.052 | 1897.052 | 428.3666 | 428.3666 | 428.3666 | 428.3666 | 428.3666 | 428.3666 | 428.3666 | 428.3666 | 428.3666 | 428.3666 | 428.3666 | 428.3666 | 428.3666 | 428.3666 | 428.3666 | 428.3666 | 428.3666 | 428.3666 | 428.3666 | 428.3666 | 428.3666 | 428.3666 | 428.3666 | 428.3666 | 428.3666 | 428.3666 | 428.3666 | 428.3666 | 0 | 0 | 0 | 0.026248 | 0.074487 | 0.17883 | 0.37333 | 0.69195 | 1.1577 | 1.7726 | 2.5132 | 3.0237 | 3.5232 | 3.9973 | 4.4347 | 4.8017 | 5.0997 | 5.2959 | 6.3331 | 6.3062 | 6.0644 | 5.5272 | 4.7782 | 4.2093 | 3.6046 | 3.0232 | 2.4864 | 2.008 | 0 | 0 | 0 | 0.026248 | 0.10074 | 0.27957 | 0.6529 | 1.3448 | 2.5025 | 4.2751 | 6.7883 | 9.812 | 13.3352 | 17.3287 | 21.7495 | 26.54 | 31.6288 | 36.9314 | 43.325 | 49.8017 | 56.2103 | 62.3667 | 68.1444 | 73.4522 | 78.2035 | 82.3615 | 85.9108 | 88.8587 | 0 | 0 | 0 | 6.308939336457804E-05 | 0.00017903353778911103 | 0.0004298297742073403 | 0.0008973114618471513 | 0.0016631218379991753 | 0.002782552522935017 | 0.004260516664046984 | 0.006040600579666488 | 0.00726754009951119 | 0.00846814896632806 | 0.009607658640058922 | 0.01065890049508161 | 0.011541047355200073 | 0.012257291047261806 | 0.012728856959839342 | 0.015221976143820978 | 0.015157175357481532 | 0.014576124917159072 | 0.013284908755656463 | 0.01148468420736668 | 0.010117316876153571 | 0.008663834981277686 | 0.007266332237844163 | 0.005976277140245844 | 0.0048263438216979825 | 0 | 0 | 0 | 6.308939336457804E-05 | 0.00024212293115368904 | 0.0006719527053610293 | 0.0015692641672081806 | 0.0032323860052073557 | 0.006014938528142373 | 0.010275455192189357 | 0.016316055771855846 | 0.023583595871367036 | 0.032051744837695094 | 0.041659403477754015 | 0.05231830397283563 | 0.0638593513280357 | 0.0761166423752975 | 0.08884549933513684 | 0.10406747547895782 | 0.11922465083643935 | 0.13380077575359842 | 0.14708568450925488 | 0.15857036871662156 | 0.16868768559277514 | 0.17735152057405282 | 0.184617852811897 | 0.19059412995214284 | 0.1954204737738408 | Infrared Burners | Infrared Burners | Infrared Burners | Infrared Burners | Infrared Burners | Infrared Burners | Infrared Burners | Infrared Burners | Infrared Burners | Infrared Burners | Infrared Burners | Infrared Burners | Infrared Burners | Infrared Burners | Infrared Burners | Infrared Burners | Infrared Burners | Infrared Burners | Infrared Burners | Infrared Burners | Infrared Burners | Infrared Burners | Infrared Burners | Infrared Burners | Infrared Burners | Infrared Burners | Infrared Burners | Infrared Burners | 1897.052 | 1897.052 | 1897.052 | 1897.052 | 1897.052 | 1897.052 | 1897.052 | 1897.052 | 1897.052 | 1897.052 | 1897.052 | 1897.052 | 1897.052 | 1897.052 | 1897.052 | 1897.052 | 1897.052 | 1897.052 | 1897.052 | 1897.052 | 1897.052 | 1897.052 | 1897.052 | 1897.052 | 1897.052 | 1897.052 | 1897.052 | 1897.052 | 428.3666 | 428.3666 | 428.3666 | 428.3666 | 428.3666 | 428.3666 | 428.3666 | 428.3666 | 428.3666 | 428.3666 | 428.3666 | 428.3666 | 428.3666 | 428.3666 | 428.3666 | 428.3666 | 428.3666 | 428.3666 | 428.3666 | 428.3666 | 428.3666 | 428.3666 | 428.3666 | 428.3666 | 428.3666 | 428.3666 | 428.3666 | 428.3666 | 0 | 0 | 0 | 0.026248 | 0.074487 | 0.17883 | 0.37333 | 0.69195 | 1.1577 | 1.7726 | 2.5132 | 3.0237 | 3.5232 | 3.9973 | 4.4347 | 4.8017 | 5.0997 | 5.2959 | 6.3331 | 6.3062 | 6.0644 | 5.5272 | 4.7782 | 4.2093 | 3.6046 | 3.0232 | 2.4864 | 2.008 | 0 | 0 | 0 | 0.026248 | 0.10074 | 0.27957 | 0.6529 | 1.3448 | 2.5025 | 4.2751 | 6.7883 | 9.812 | 13.3352 | 17.3287 | 21.7495 | 26.54 | 31.6288 | 36.9314 | 43.325 | 49.8017 | 56.2103 | 62.3667 | 68.1444 | 73.4522 | 78.2035 | 82.3615 | 85.9108 | 88.8587 | 0 | 0 | 0 | 6.3089e-05 | 0.00017903 | 0.0004298297742073403 | 0.0008973114618471513 | 0.0016631218379991753 | 0.002782552522935017 | 0.004260516664046984 | 0.006040600579666488 | 0.00726754009951119 | 0.00846814896632806 | 0.00960765864005892 | 0.010658900495081614 | 0.01154104735520007 | 0.012257291047261802 | 0.012728856959839344 | 0.015221976143820978 | 0.015157175357481538 | 0.014576124917159074 | 0.013284908755656466 | 0.01148468420736668 | 0.010117316876153571 | 0.00866383498127769 | 0.007266332237844164 | 0.005976277140245842 | 0.0048263438216979825 | 0 | 0
Broiler_Education_New_Infrared Burners | Broiler_Education_New | Broiler_Commercial_New_Typical_Infrared Burners | Commercial | Education | New | Food Preparation | Natural Gas | Broiler | EQ | Typical | 15 | 9 | 12 | 412.5661 | 0 | 0 | 0.01582 | 0.5 | LO3Slow | 0.996 | n/a | A | WCE135 | 0.66442 | 0.398652 | 1 units | 0.0321 | 614.9983090149815 | 614.9983 | 467.4411378678718 | 467.4411 | IL TRM v13 - 4.2.14 - Infrared Salamander Broiler - CI-FSE-IRBL-V03-240101¦IL TRM v13 - 4.2.15 - Infrared Upright Broiler - CI-FSE-IRUB-V03-240101 | AEG Estimate based on Online Vendors | IL TRM v13 - 4.2.14 - Infrared Salamander Broiler - CI-FSE-IRBL-V03-240101¦IL TRM v13 - 4.2.15 - Infrared Upright Broiler - CI-FSE-IRUB-V03-240101 | 0 | 0 | 1901.0397 | Typical | Typical | Typical | Typical | Typical | Typical | Typical | Typical | Typical | Typical | Typical | Typical | Typical | Typical | Typical | Typical | Typical | Typical | Typical | Typical | Typical | Typical | Typical | Typical | Typical | Typical | Typical | Typical | 0 | 0 | 0 | 0 | 0 | 0 | 0 | 0 | 0 | 0 | 0 | 0 | 0 | 0 | 0 | 0 | 0 | 0 | 0 | 0 | 0 | 0 | 0 | 0 | 0 | 0 | 0 | 0 | 0 | 0 | 0 | 0 | 0 | 0 | 0 | 0 | 0 | 0 | 0 | 0 | 0 | 0 | 0 | 0 | 0 | 0 | 0 | 0 | 0 | 0 | 0 | 0 | 0 | 0 | 0 | 0 | 0 | 0 | 0 | 0 | 0 | 0 | 0 | 0 | 0 | 0 | 0 | 0 | 0 | 0 | 0 | 0 | 0 | 0 | 0 | 0 | 0 | 0 | 0 | 0 | 0 | 0 | 0 | 0 | 0 | 0 | 0 | 0 | 0 | 0 | 0 | 0 | 0 | 0 | 0 | 0 | 0 | 0 | 0 | 0 | 0 | 0 | 0 | 0 | 0 | 0 | 0 | 0 | 0 | 0 | 0 | 0 | Infrared Burners | Infrared Burners | Infrared Burners | Infrared Burners | Infrared Burners | Infrared Burners | Infrared Burners | Infrared Burners | Infrared Burners | Infrared Burners | Infrared Burners | Infrared Burners | Infrared Burners | Infrared Burners | Infrared Burners | Infrared Burners | Infrared Burners | Infrared Burners | Infrared Burners | Infrared Burners | Infrared Burners | Infrared Burners | Infrared Burners | Infrared Burners | Infrared Burners | Infrared Burners | Infrared Burners | Infrared Burners | 1901.0397 | 1901.0397 | 1901.0397 | 1901.0397 | 1901.0397 | 1901.0397 | 1901.0397 | 1901.0397 | 1901.0397 | 1901.0397 | 1901.0397 | 1901.0397 | 1901.0397 | 1901.0397 | 1901.0397 | 1901.0397 | 1901.0397 | 1901.0397 | 1901.0397 | 1901.0397 | 1901.0397 | 1901.0397 | 1901.0397 | 1901.0397 | 1901.0397 | 1901.0397 | 1901.0397 | 1901.0397 | 412.5661 | 412.5661 | 412.5661 | 412.5661 | 412.5661 | 412.5661 | 412.5661 | 412.5661 | 412.5661 | 412.5661 | 412.5661 | 412.5661 | 412.5661 | 412.5661 | 412.5661 | 412.5661 | 412.5661 | 412.5661 | 412.5661 | 412.5661 | 412.5661 | 412.5661 | 412.5661 | 412.5661 | 412.5661 | 412.5661 | 412.5661 | 412.5661 | 0 | 0 | 0 | 0 | 0 | 0 | 0 | 0 | 0 | 0 | 0 | 0 | 0 | 0 | 0 | 0 | 0 | 0 | 0 | 0 | 0 | 0 | 0 | 0 | 0 | 0 | 0 | 0 | 0 | 0 | 0 | 0 | 0 | 0 | 0 | 0 | 0 | 0 | 0 | 0 | 0 | 0 | 0 | 0 | 0 | 0 | 0 | 0 | 0 | 0 | 0 | 0 | 0 | 0 | 0 | 0 | 0 | 0 | 0 | 0 | 0 | 0 | 0 | 0 | 0 | 0 | 0 | 0 | 0 | 0 | 0 | 0 | 0 | 0 | 0 | 0 | 0 | 0 | 0 | 0 | 0 | 0 | 0 | 0 | 0 | 0 | 0 | 0 | 0 | 0 | 0 | 0 | 0 | 0 | 0 | 0 | 0 | 0 | 0 | 0 | 0 | 0 | 0 | 0 | 0 | 0 | 0 | 0 | 0 | 0 | 0 | 0 | Infrared Burners | Infrared Burners | Infrared Burners | Infrared Burners | Infrared Burners | Infrared Burners | Infrared Burners | Infrared Burners | Infrared Burners | Infrared Burners | Infrared Burners | Infrared Burners | Infrared Burners | Infrared Burners | Infrared Burners | Infrared Burners | Infrared Burners | Infrared Burners | Infrared Burners | Infrared Burners | Infrared Burners | Infrared Burners | Infrared Burners | Infrared Burners | Infrared Burners | Infrared Burners | Infrared Burners | Infrared Burners | 1901.0397 | 1901.0397 | 1901.0397 | 1901.0397 | 1901.0397 | 1901.0397 | 1901.0397 | 1901.0397 | 1901.0397 | 1901.0397 | 1901.0397 | 1901.0397 | 1901.0397 | 1901.0397 | 1901.0397 | 1901.0397 | 1901.0397 | 1901.0397 | 1901.0397 | 1901.0397 | 1901.0397 | 1901.0397 | 1901.0397 | 1901.0397 | 1901.0397 | 1901.0397 | 1901.0397 | 1901.0397 | 412.5661 | 412.5661 | 412.5661 | 412.5661 | 412.5661 | 412.5661 | 412.5661 | 412.5661 | 412.5661 | 412.5661 | 412.5661 | 412.5661 | 412.5661 | 412.5661 | 412.5661 | 412.5661 | 412.5661 | 412.5661 | 412.5661 | 412.5661 | 412.5661 | 412.5661 | 412.5661 | 412.5661 | 412.5661 | 412.5661 | 412.5661 | 412.5661 | 0 | 0 | 0 | 0 | 0 | 0 | 0 | 0 | 0 | 0 | 0 | 0 | 0 | 0 | 0 | 0 | 0 | 0 | 0 | 0 | 0 | 0 | 0 | 0 | 0 | 0 | 0 | 0 | 0 | 0 | 0 | 0 | 0 | 0 | 0 | 0 | 0 | 0 | 0 | 0 | 0 | 0 | 0 | 0 | 0 | 0 | 0 | 0 | 0 | 0 | 0 | 0 | 0 | 0 | 0 | 0 | 0 | 0 | 0 | 0 | 0 | 0 | 0 | 0 | 0 | 0 | 0 | 0 | 0 | 0 | 0 | 0 | 0 | 0 | 0 | 0 | 0 | 0 | 0 | 0 | 0 | 0 | 0 | 0 | 0 | 0
Broiler_Education_Existing_Infrared Burners | Broiler_Education_Existing | Broiler_Commercial_Existing_Typical_Infrared Burners | Commercial | Education | Existing | Food Preparation | Natural Gas | Broiler | EQ | Typical | 15 | 9 | 12 | 412.5661 | 0 | 0 | 0.01582 | 0.5 | LO3Slow | 0.996 | n/a | A | WCE121 | 0.66442 | 0.398652 | 1 units | 0.0321 | 614.9983090149815 | 614.9983 | 467.4411378678718 | 467.4411 | IL TRM v13 - 4.2.14 - Infrared Salamander Broiler - CI-FSE-IRBL-V03-240101¦IL TRM v13 - 4.2.15 - Infrared Upright Broiler - CI-FSE-IRUB-V03-240101 | AEG Estimate based on Online Vendors | IL TRM v13 - 4.2.14 - Infrared Salamander Broiler - CI-FSE-IRBL-V03-240101¦IL TRM v13 - 4.2.15 - Infrared Upright Broiler - CI-FSE-IRUB-V03-240101 | 0 | 0 | 1901.0397 | Typical | Typical | Typical | Typical | Typical | Typical | Typical | Typical | Typical | Typical | Typical | Typical | Typical | Typical | Typical | Typical | Typical | Typical | Typical | Typical | Typical | Typical | Typical | Typical | Typical | Typical | Typical | Typical | 0 | 0 | 0 | 216.182 | 238.5296 | 257.6847 | 274.1033 | 288.1764 | 300.2391 | 310.5785 | 319.4409 | 296.6197 | 281.404 | 272.0866 | 267.2927 | 49.7381 | 28.5596 | 12.417 | 46.8311 | 40.141 | 34.4065 | 25.146 | 14.1045 | 32.9296 | 43.3518 | 47.7787 | 48.0456 | 45.5379 | 0 | 0 | 0 | 216.182 | 454.7116 | 712.3962 | 986.4995 | 1274.676 | 1574.9151 | 1885.4936 | 2204.9346 | 2501.5542 | 2782.9582 | 3024.1616 | 3230.9074 | 3408.1181 | 3560.0129 | 3690.2085 | 3848.3322 | 3992.7292 | 4061.1082 | 4119.7187 | 4169.9564 | 4213.0172 | 4249.9265 | 4281.563 | 4308.68 | 4331.9231 | 0 | 0 | 0 | 0.5196032745625779 | 0.5733167501813943 | 0.6193568721403797 | 0.6588198338195103 | 0.6926452295444792 | 0.7216384258801667 | 0.7464897370250418 | 0.7677908608635063 | 0.7129389585295949 | 0.676367329169266 | 0.6539724642254533 | 0.6424502193620163 | 0.11954789519634736 | 0.0686442287290431 | 0.02984471400349218 | 0.11256077243862747 | 0.09648066209025212 | 0.08269771036307329 | 0.06043946481389618 | 0.03390076368182936 | 0.07914774494324202 | 0.10419800467292993 | 0.11483822128194912 | 0.11547968672211106 | 0.10945235396239514 | 0 | 0 | 0 | 0.5196032745625779 | 1.092920024743972 | 1.712276896884352 | 2.3710967307038624 | 3.0637419602483416 | 3.7853803861285087 | 4.53187012315355 | 5.2996609840170565 | 6.012599942546651 | 6.688967271715917 | 7.34293973594137 | 7.985389955303387 | 8.104937850499734 | 8.173582079228778 | 8.203426793232271 | 8.315987565670898 | 8.41246822776115 | 8.495165938124224 | 8.55560540293812 | 8.589506166619948 | 8.66865391156319 | 8.772851916236121 | 8.88769013751807 | 9.003169824240182 | 9.112622178202578 | Infrared Burners | Infrared Burners | Infrared Burners | Infrared Burners | Infrared Burners | Infrared Burners | Infrared Burners | Infrared Burners | Infrared Burners | Infrared Burners | Infrared Burners | Infrared Burners | Infrared Burners | Infrared Burners | Infrared Burners | Infrared Burners | Infrared Burners | Infrared Burners | Infrared Burners | Infrared Burners | Infrared Burners | Infrared Burners | Infrared Burners | Infrared Burners | Infrared Burners | Infrared Burners | Infrared Burners | Infrared Burners | 1901.0397 | 1901.0397 | 1901.0397 | 1901.0397 | 1901.0397 | 1901.0397 | 1901.0397 | 1901.0397 | 1901.0397 | 1901.0397 | 1901.0397 | 1901.0397 | 1901.0397 | 1901.0397 | 1901.0397 | 1901.0397 | 1901.0397 | 1901.0397 | 1901.0397 | 1901.0397 | 1901.0397 | 1901.0397 | 1901.0397 | 1901.0397 | 1901.0397 | 1901.0397 | 1901.0397 | 1901.0397 | 412.5661 | 412.5661 | 412.5661 | 412.5661 | 412.5661 | 412.5661 | 412.5661 | 412.5661 | 412.5661 | 412.5661 | 412.5661 | 412.5661 | 412.5661 | 412.5661 | 412.5661 | 412.5661 | 412.5661 | 412.5661 | 412.5661 | 412.5661 | 412.5661 | 412.5661 | 412.5661 | 412.5661 | 412.5661 | 412.5661 | 412.5661 | 412.5661 | 0 | 0 | 0 | 1.0165 | 2.8847 | 6.9257 | 14.4581 | 26.7974 | 44.8344 | 68.6484 | 97.3303 | 117.0996 | 136.4447 | 154.8053 | 171.7436 | 185.9574 | 197.498 | 205.0962 | 245.267 | 244.2229 | 234.8606 | 214.0557 | 185.0492 | 163.0172 | 139.5977 | 117.0802 | 96.2939 | 77.7654 | 0 | 0 | 0 | 1.0165 | 3.9013 | 10.827 | 25.2851 | 52.0824 | 96.9169 | 165.5653 | 262.8956 | 379.9952 | 516.4399 | 671.1 | 842.307 | 1027.8316 | 1224.9066 | 1430.2651 | 1677.8738 | 1928.7017 | 2176.8885 | 2415.3126 | 2639.0685 | 2844.6268 | 3028.632 | 3189.6626 | 3327.1172 | 3441.2828 | 0 | 0 | 0 | 0.0024433004672727836 | 0.006933538320931679 | 0.01664627336166769 | 0.03475071477310016 | 0.06440870877348517 | 0.1077615668328064 | 0.16499956333284518 | 0.23393793206440808 | 0.28145434872780145 | 0.3279510425278801 | 0.372081511530799 | 0.41279358021009216 | 0.44695700643096914 | 0.4746954019704982 | 0.4929580155907065 | 0.5895105253285662 | 0.5870009467274871 | 0.56449826067145 | 0.5144925642698617 | 0.4447741972756732 | 0.39181934922411 | 0.33552949123798614 | 0.28140757115049303 | 0.23144683996141574 | 0.18691268826488025 | 0 | 0 | 0 | 0.0024433004672727836 | 0.009376838788204462 | 0.02602311214987215 | 0.06077382692297231 | 0.1251825356964575 | 0.23294410252926392 | 0.3979436658621091 | 0.6318815979265171 | 0.9133359466543186 | 1.2412869891821987 | 1.6133685007129979 | 2.02616208092309 | 2.4731190873540587 | 2.9478144893245575 | 3.4407725049152633 | 4.0302830302438295 | 4.617283976971317 | 5.181782237642767 | 5.6962748019126295 | 6.141048999188302 | 6.532868348412413 | 6.8683978396504 | 7.149805410800893 | 7.381252250762309 | 7.568164939027189 | Infrared Burners | Infrared Burners | Infrared Burners | Infrared Burners | Infrared Burners | Infrared Burners | Infrared Burners | Infrared Burners | Infrared Burners | Infrared Burners | Infrared Burners | Infrared Burners | Infrared Burners | Infrared Burners | Infrared Burners | Infrared Burners | Infrared Burners | Infrared Burners | Infrared Burners | Infrared Burners | Infrared Burners | Infrared Burners | Infrared Burners | Infrared Burners | Infrared Burners | Infrared Burners | Infrared Burners | Infrared Burners | 1901.0397 | 1901.0397 | 1901.0397 | 1901.0397 | 1901.0397 | 1901.0397 | 1901.0397 | 1901.0397 | 1901.0397 | 1901.0397 | 1901.0397 | 1901.0397 | 1901.0397 | 1901.0397 | 1901.0397 | 1901.0397 | 1901.0397 | 1901.0397 | 1901.0397 | 1901.0397 | 1901.0397 | 1901.0397 | 1901.0397 | 1901.0397 | 1901.0397 | 1901.0397 | 1901.0397 | 1901.0397 | 412.5661 | 412.5661 | 412.5661 | 412.5661 | 412.5661 | 412.5661 | 412.5661 | 412.5661 | 412.5661 | 412.5661 | 412.5661 | 412.5661 | 412.5661 | 412.5661 | 412.5661 | 412.5661 | 412.5661 | 412.5661 | 412.5661 | 412.5661 | 412.5661 | 412.5661 | 412.5661 | 412.5661 | 412.5661 | 412.5661 | 412.5661 | 412.5661 | 0 | 0 | 0 | 1.0165 | 2.8847 | 6.9257 | 14.4581 | 26.7974 | 44.8344 | 68.6484 | 97.3303 | 117.0996 | 136.4447 | 154.8053 | 171.7436 | 185.9574 | 197.498 | 205.0962 | 245.267 | 244.2229 | 234.8606 | 214.0557 | 185.0492 | 163.0172 | 139.5977 | 117.0802 | 96.2939 | 77.7654 | 0 | 0 | 0 | 1.0165 | 3.9013 | 10.827 | 25.2851 | 52.0824 | 96.9169 | 165.5653 | 262.8956 | 379.9952 | 516.4399 | 671.1 | 842.307 | 1027.8316 | 1224.9066 | 1430.2651 | 1677.8738 | 1928.7017 | 2176.8885 | 2415.3126 | 2639.0685 | 2844.6268 | 3028.632 | 3189.6626 | 3327.1172 | 3441.2828 | 0 | 0 | 0 | 0.0024433 | 0.0069335 | 0.01664627336166769 | 0.03475071477310016 | 0.06440870877348517 | 0.1077615668328064 | 0.16499956333284518 | 0.23393793206440808 | 0.28145434872780145 | 0.3279510425278802 | 0.372081511530799 | 0.41279358021009216 | 0.4469570064309692 | 0.4746954019704983 | 0.49295801559070646 | 0.5895105253285662 | 0.5870009467274871 | 0.5644982606714499 | 0.5144925642698617 | 0.4447741972756732 | 0.39181934922411 | 0.33552949123798625 | 0.28140757115049314 | 0.23144683996141582 | 0.18691268826488044 | 0 | 0
Broiler_Miscellaneous_New_Infrared Burners | Broiler_Miscellaneous_New | Broiler_Commercial_New_Typical_Infrared Burners | Commercial | Miscellaneous | New | Food Preparation | Natural Gas | Broiler | EQ | Typical | 15 | 9 | 12 | 417.0857 | 0 | 0 | 0.0067334 | 0.5 | LO3Slow | 0.996 | n/a | A | WCE247 | 0.66442 | 0.398652 | 1 units | 0.0321 | 614.9983090149824 | 614.9983 | 467.44113786787216 | 467.4411 | IL TRM v13 - 4.2.14 - Infrared Salamander Broiler - CI-FSE-IRBL-V03-240101¦IL TRM v13 - 4.2.15 - Infrared Upright Broiler - CI-FSE-IRUB-V03-240101 | AEG Estimate based on Online Vendors | IL TRM v13 - 4.2.14 - Infrared Salamander Broiler - CI-FSE-IRBL-V03-240101¦IL TRM v13 - 4.2.15 - Infrared Upright Broiler - CI-FSE-IRUB-V03-240101 | 0 | 0 | 1906.6774 | Typical | Typical | Typical | Typical | Typical | Typical | Typical | Typical | Typical | Typical | Typical | Typical | Typical | Typical | Typical | Typical | Typical | Typical | Typical | Typical | Typical | Typical | Typical | Typical | Typical | Typical | Typical | Typical | 0 | 0 | 0 | 0 | 0 | 0 | 0 | 0 | 0 | 0 | 0 | 0 | 0 | 0 | 0 | 0 | 0 | 0 | 0 | 0 | 0 | 0 | 0 | 0 | 0 | 0 | 0 | 0 | 0 | 0 | 0 | 0 | 0 | 0 | 0 | 0 | 0 | 0 | 0 | 0 | 0 | 0 | 0 | 0 | 0 | 0 | 0 | 0 | 0 | 0 | 0 | 0 | 0 | 0 | 0 | 0 | 0 | 0 | 0 | 0 | 0 | 0 | 0 | 0 | 0 | 0 | 0 | 0 | 0 | 0 | 0 | 0 | 0 | 0 | 0 | 0 | 0 | 0 | 0 | 0 | 0 | 0 | 0 | 0 | 0 | 0 | 0 | 0 | 0 | 0 | 0 | 0 | 0 | 0 | 0 | 0 | 0 | 0 | 0 | 0 | 0 | 0 | 0 | 0 | 0 | 0 | 0 | 0 | 0 | 0 | 0 | 0 | Infrared Burners | Infrared Burners | Infrared Burners | Infrared Burners | Infrared Burners | Infrared Burners | Infrared Burners | Infrared Burners | Infrared Burners | Infrared Burners | Infrared Burners | Infrared Burners | Infrared Burners | Infrared Burners | Infrared Burners | Infrared Burners | Infrared Burners | Infrared Burners | Infrared Burners | Infrared Burners | Infrared Burners | Infrared Burners | Infrared Burners | Infrared Burners | Infrared Burners | Infrared Burners | Infrared Burners | Infrared Burners | 1906.6774 | 1906.6774 | 1906.6774 | 1906.6774 | 1906.6774 | 1906.6774 | 1906.6774 | 1906.6774 | 1906.6774 | 1906.6774 | 1906.6774 | 1906.6774 | 1906.6774 | 1906.6774 | 1906.6774 | 1906.6774 | 1906.6774 | 1906.6774 | 1906.6774 | 1906.6774 | 1906.6774 | 1906.6774 | 1906.6774 | 1906.6774 | 1906.6774 | 1906.6774 | 1906.6774 | 1906.6774 | 417.0857 | 417.0857 | 417.0857 | 417.0857 | 417.0857 | 417.0857 | 417.0857 | 417.0857 | 417.0857 | 417.0857 | 417.0857 | 417.0857 | 417.0857 | 417.0857 | 417.0857 | 417.0857 | 417.0857 | 417.0857 | 417.0857 | 417.0857 | 417.0857 | 417.0857 | 417.0857 | 417.0857 | 417.0857 | 417.0857 | 417.0857 | 417.0857 | 0 | 0 | 0 | 0 | 0 | 0 | 0 | 0 | 0 | 0 | 0 | 0 | 0 | 0 | 0 | 0 | 0 | 0 | 0 | 0 | 0 | 0 | 0 | 0 | 0 | 0 | 0 | 0 | 0 | 0 | 0 | 0 | 0 | 0 | 0 | 0 | 0 | 0 | 0 | 0 | 0 | 0 | 0 | 0 | 0 | 0 | 0 | 0 | 0 | 0 | 0 | 0 | 0 | 0 | 0 | 0 | 0 | 0 | 0 | 0 | 0 | 0 | 0 | 0 | 0 | 0 | 0 | 0 | 0 | 0 | 0 | 0 | 0 | 0 | 0 | 0 | 0 | 0 | 0 | 0 | 0 | 0 | 0 | 0 | 0 | 0 | 0 | 0 | 0 | 0 | 0 | 0 | 0 | 0 | 0 | 0 | 0 | 0 | 0 | 0 | 0 | 0 | 0 | 0 | 0 | 0 | 0 | 0 | 0 | 0 | 0 | 0 | Infrared Burners | Infrared Burners | Infrared Burners | Infrared Burners | Infrared Burners | Infrared Burners | Infrared Burners | Infrared Burners | Infrared Burners | Infrared Burners | Infrared Burners | Infrared Burners | Infrared Burners | Infrared Burners | Infrared Burners | Infrared Burners | Infrared Burners | Infrared Burners | Infrared Burners | Infrared Burners | Infrared Burners | Infrared Burners | Infrared Burners | Infrared Burners | Infrared Burners | Infrared Burners | Infrared Burners | Infrared Burners | 1906.6774 | 1906.6774 | 1906.6774 | 1906.6774 | 1906.6774 | 1906.6774 | 1906.6774 | 1906.6774 | 1906.6774 | 1906.6774 | 1906.6774 | 1906.6774 | 1906.6774 | 1906.6774 | 1906.6774 | 1906.6774 | 1906.6774 | 1906.6774 | 1906.6774 | 1906.6774 | 1906.6774 | 1906.6774 | 1906.6774 | 1906.6774 | 1906.6774 | 1906.6774 | 1906.6774 | 1906.6774 | 417.0857 | 417.0857 | 417.0857 | 417.0857 | 417.0857 | 417.0857 | 417.0857 | 417.0857 | 417.0857 | 417.0857 | 417.0857 | 417.0857 | 417.0857 | 417.0857 | 417.0857 | 417.0857 | 417.0857 | 417.0857 | 417.0857 | 417.0857 | 417.0857 | 417.0857 | 417.0857 | 417.0857 | 417.0857 | 417.0857 | 417.0857 | 417.0857 | 0 | 0 | 0 | 0 | 0 | 0 | 0 | 0 | 0 | 0 | 0 | 0 | 0 | 0 | 0 | 0 | 0 | 0 | 0 | 0 | 0 | 0 | 0 | 0 | 0 | 0 | 0 | 0 | 0 | 0 | 0 | 0 | 0 | 0 | 0 | 0 | 0 | 0 | 0 | 0 | 0 | 0 | 0 | 0 | 0 | 0 | 0 | 0 | 0 | 0 | 0 | 0 | 0 | 0 | 0 | 0 | 0 | 0 | 0 | 0 | 0 | 0 | 0 | 0 | 0 | 0 | 0 | 0 | 0 | 0 | 0 | 0 | 0 | 0 | 0 | 0 | 0 | 0 | 0 | 0 | 0 | 0 | 0 | 0 | 0 | 0
Broiler_Miscellaneous_Existing_Infrared Burners | Broiler_Miscellaneous_Existing | Broiler_Commercial_Existing_Typical_Infrared Burners | Commercial | Miscellaneous | Existing | Food Preparation | Natural Gas | Broiler | EQ | Typical | 15 | 9 | 12 | 417.0857 | 0 | 0 | 0.0067334 | 0.5 | LO3Slow | 0.996 | n/a | A | WCE233 | 0.66442 | 0.398652 | 1 units | 0.0321 | 614.9983090149824 | 614.9983 | 467.44113786787216 | 467.4411 | IL TRM v13 - 4.2.14 - Infrared Salamander Broiler - CI-FSE-IRBL-V03-240101¦IL TRM v13 - 4.2.15 - Infrared Upright Broiler - CI-FSE-IRUB-V03-240101 | AEG Estimate based on Online Vendors | IL TRM v13 - 4.2.14 - Infrared Salamander Broiler - CI-FSE-IRBL-V03-240101¦IL TRM v13 - 4.2.15 - Infrared Upright Broiler - CI-FSE-IRUB-V03-240101 | 0 | 0 | 1906.6774 | Typical | Typical | Typical | Typical | Typical | Typical | Typical | Typical | Typical | Typical | Typical | Typical | Typical | Typical | Typical | Typical | Typical | Typical | Typical | Typical | Typical | Typical | Typical | Typical | Typical | Typical | Typical | Typical | 0 | 0 | 0 | 100.2459 | 110.6087 | 119.4911 | 127.1046 | 133.6305 | 139.224 | 144.0186 | 148.1281 | 137.5457 | 130.49 | 126.1694 | 123.9464 | 23.0641 | 13.2434 | 5.7579 | 21.7161 | 18.6138 | 15.9547 | 11.6604 | 6.5404 | 15.2698 | 20.1027 | 22.1555 | 22.2792 | 21.1164 | 0 | 0 | 0 | 100.2459 | 210.8546 | 330.3457 | 457.4503 | 591.0807 | 730.3048 | 874.3233 | 1022.4515 | 1159.9971 | 1290.4871 | 1402.3357 | 1498.2059 | 1580.3804 | 1650.8156 | 1711.1887 | 1784.5123 | 1851.4707 | 1883.1788 | 1910.3571 | 1933.6528 | 1953.6206 | 1970.7358 | 1985.406 | 1997.9804 | 2008.7585 | 0 | 0 | 0 | 0.24094553018664377 | 0.26585303653759623 | 0.2872023276955555 | 0.3055017201166633 | 0.3211869136204701 | 0.3346313651951617 | 0.34615518083061153 | 0.35603273708956856 | 0.33059733023860843 | 0.3136386791726928 | 0.3032539436032572 | 0.2979109568795914 | 0.055435622523799556 | 0.031831054373735665 | 0.013839309317081976 | 0.05219561985300191 | 0.044739102731144516 | 0.03834780234098097 | 0.028026418628790517 | 0.01572014242197921 | 0.03670164585564014 | 0.04831771605258788 | 0.053251696952379336 | 0.053549151256735567 | 0.050754213352189874 | 0 | 0 | 0 | 0.24094553018664377 | 0.50679856672424 | 0.7940008944197954 | 1.0995026145364588 | 1.420689528156929 | 1.7553208933520907 | 2.101476074182702 | 2.4575088112722705 | 2.788106141510879 | 3.101744820683572 | 3.4049987642868293 | 3.702909721166421 | 3.75834534369022 | 3.790176398063956 | 3.8040157073810374 | 3.8562113272340395 | 3.9009504299651834 | 3.939298232306165 | 3.9673246509349553 | 3.9830447933569344 | 4.019746439212574 | 4.068064155265162 | 4.121315852217542 | 4.174865003474277 | 4.225619216826468 | Infrared Burners | Infrared Burners | Infrared Burners | Infrared Burners | Infrared Burners | Infrared Burners | Infrared Burners | Infrared Burners | Infrared Burners | Infrared Burners | Infrared Burners | Infrared Burners | Infrared Burners | Infrared Burners | Infrared Burners | Infrared Burners | Infrared Burners | Infrared Burners | Infrared Burners | Infrared Burners | Infrared Burners | Infrared Burners | Infrared Burners | Infrared Burners | Infrared Burners | Infrared Burners | Infrared Burners | Infrared Burners | 1906.6774 | 1906.6774 | 1906.6774 | 1906.6774 | 1906.6774 | 1906.6774 | 1906.6774 | 1906.6774 | 1906.6774 | 1906.6774 | 1906.6774 | 1906.6774 | 1906.6774 | 1906.6774 | 1906.6774 | 1906.6774 | 1906.6774 | 1906.6774 | 1906.6774 | 1906.6774 | 1906.6774 | 1906.6774 | 1906.6774 | 1906.6774 | 1906.6774 | 1906.6774 | 1906.6774 | 1906.6774 | 417.0857 | 417.0857 | 417.0857 | 417.0857 | 417.0857 | 417.0857 | 417.0857 | 417.0857 | 417.0857 | 417.0857 | 417.0857 | 417.0857 | 417.0857 | 417.0857 | 417.0857 | 417.0857 | 417.0857 | 417.0857 | 417.0857 | 417.0857 | 417.0857 | 417.0857 | 417.0857 | 417.0857 | 417.0857 | 417.0857 | 417.0857 | 417.0857 | 0 | 0 | 0 | 0.47138 | 1.3377 | 3.2115 | 6.7044 | 12.4262 | 20.7902 | 31.833 | 45.1331 | 54.3003 | 63.2708 | 71.7848 | 79.6393 | 86.2304 | 91.5819 | 95.1053 | 113.7329 | 113.2487 | 108.9074 | 99.2599 | 85.8093 | 75.5928 | 64.7329 | 54.2913 | 44.6525 | 36.0606 | 0 | 0 | 0 | 0.47138 | 1.8091 | 5.0206 | 11.725 | 24.1512 | 44.9414 | 76.7744 | 121.9075 | 176.2078 | 239.4787 | 311.1961 | 390.5867 | 476.6164 | 568.0021 | 663.229 | 778.0478 | 894.3594 | 1009.4462 | 1120.006 | 1223.764 | 1319.0835 | 1404.4087 | 1479.0803 | 1542.8194 | 1595.7592 | 0 | 0 | 0 | 0.0011329842503165664 | 0.003215155001116333 | 0.007719052894990532 | 0.016114273726273557 | 0.029866999004440467 | 0.049970177489993786 | 0.07651204142480657 | 0.10847949162652447 | 0.13051335624211777 | 0.15207436458837434 | 0.1725381294871711 | 0.19141674602627062 | 0.20725868784372956 | 0.2201212750270475 | 0.2285898419832878 | 0.2733622612279974 | 0.2721985431065305 | 0.26176380974777747 | 0.23857563980797844 | 0.20624649616795188 | 0.18169077343799347 | 0.1555885713531142 | 0.13049166498511994 | 0.10732434588960713 | 0.08667338905919206 | 0 | 0 | 0 | 0.0011329842503165664 | 0.0043481392514329 | 0.012067192146423432 | 0.028181465872696987 | 0.058048464877137454 | 0.10801864236713124 | 0.18453068379193782 | 0.29301017541846225 | 0.42352353166058 | 0.5755978962489543 | 0.7481360257361254 | 0.939552771762396 | 1.1468114596061256 | 1.366932734633173 | 1.5955225766164607 | 1.868884837844458 | 2.141083380950988 | 2.402847190698766 | 2.6414228305067446 | 2.847669326674696 | 3.0293601001126897 | 3.1849486714658037 | 3.3154403364509237 | 3.422764682340531 | 3.509438071399723 | Infrared Burners | Infrared Burners | Infrared Burners | Infrared Burners | Infrared Burners | Infrared Burners | Infrared Burners | Infrared Burners | Infrared Burners | Infrared Burners | Infrared Burners | Infrared Burners | Infrared Burners | Infrared Burners | Infrared Burners | Infrared Burners | Infrared Burners | Infrared Burners | Infrared Burners | Infrared Burners | Infrared Burners | Infrared Burners | Infrared Burners | Infrared Burners | Infrared Burners | Infrared Burners | Infrared Burners | Infrared Burners | 1906.6774 | 1906.6774 | 1906.6774 | 1906.6774 | 1906.6774 | 1906.6774 | 1906.6774 | 1906.6774 | 1906.6774 | 1906.6774 | 1906.6774 | 1906.6774 | 1906.6774 | 1906.6774 | 1906.6774 | 1906.6774 | 1906.6774 | 1906.6774 | 1906.6774 | 1906.6774 | 1906.6774 | 1906.6774 | 1906.6774 | 1906.6774 | 1906.6774 | 1906.6774 | 1906.6774 | 1906.6774 | 417.0857 | 417.0857 | 417.0857 | 417.0857 | 417.0857 | 417.0857 | 417.0857 | 417.0857 | 417.0857 | 417.0857 | 417.0857 | 417.0857 | 417.0857 | 417.0857 | 417.0857 | 417.0857 | 417.0857 | 417.0857 | 417.0857 | 417.0857 | 417.0857 | 417.0857 | 417.0857 | 417.0857 | 417.0857 | 417.0857 | 417.0857 | 417.0857 | 0 | 0 | 0 | 0.47138 | 1.3377 | 3.2115 | 6.7044 | 12.4262 | 20.7902 | 31.833 | 45.1331 | 54.3003 | 63.2708 | 71.7848 | 79.6393 | 86.2304 | 91.5819 | 95.1053 | 113.7329 | 113.2487 | 108.9074 | 99.2599 | 85.8093 | 75.5928 | 64.7329 | 54.2913 | 44.6525 | 36.0606 | 0 | 0 | 0 | 0.47138 | 1.8091 | 5.0206 | 11.725 | 24.1512 | 44.9414 | 76.7744 | 121.9075 | 176.2078 | 239.4787 | 311.1961 | 390.5867 | 476.6164 | 568.0021 | 663.229 | 778.0478 | 894.3594 | 1009.4462 | 1120.006 | 1223.764 | 1319.0835 | 1404.4087 | 1479.0803 | 1542.8194 | 1595.7592 | 0 | 0 | 0 | 0.001133 | 0.0032152 | 0.007719052894990532 | 0.016114273726273557 | 0.029866999004440467 | 0.049970177489993786 | 0.07651204142480657 | 0.10847949162652447 | 0.1305133562421177 | 0.15207436458837434 | 0.1725381294871711 | 0.19141674602627065 | 0.20725868784372958 | 0.22012127502704754 | 0.22858984198328783 | 0.2733622612279974 | 0.27219854310653047 | 0.26176380974777747 | 0.2385756398079785 | 0.20624649616795188 | 0.18169077343799325 | 0.1555885713531142 | 0.13049166498511985 | 0.10732434588960742 | 0.08667338905919214 | 0 | 0
Broiler_Restaurant_New_Infrared Burners | Broiler_Restaurant_New | Broiler_Commercial_New_Typical_Infrared Burners | Commercial | Restaurant | New | Food Preparation | Natural Gas | Broiler | EQ | Typical | 15 | 9 | 12 | 416.1048 | 0 | 0 | 0.070775 | 0.5 | LO3Slow | 0.996 | n/a | A | WCE51 | 0.66442 | 0.398652 | 1 units | 0.0321 | 614.9983090149829 | 614.9983 | 467.44113786787284 | 467.4411 | IL TRM v13 - 4.2.14 - Infrared Salamander Broiler - CI-FSE-IRBL-V03-240101¦IL TRM v13 - 4.2.15 - Infrared Upright Broiler - CI-FSE-IRUB-V03-240101 | AEG Estimate based on Online Vendors | IL TRM v13 - 4.2.14 - Infrared Salamander Broiler - CI-FSE-IRBL-V03-240101¦IL TRM v13 - 4.2.15 - Infrared Upright Broiler - CI-FSE-IRUB-V03-240101 | 0 | 0 | 1903.1906 | Typical | Typical | Typical | Typical | Typical | Typical | Typical | Typical | Typical | Typical | Typical | Typical | Typical | Typical | Typical | Typical | Typical | Typical | Typical | Typical | Typical | Typical | Typical | Typical | Typical | Typical | Typical | Typical | 0 | 0 | 0 | 0 | 0 | 0 | 0 | 0 | 0 | 0 | 0 | 0 | 0 | 0 | 0 | 0 | 0 | 0 | 0 | 0 | 0 | 0 | 0 | 0 | 0 | 0 | 0 | 0 | 0 | 0 | 0 | 0 | 0 | 0 | 0 | 0 | 0 | 0 | 0 | 0 | 0 | 0 | 0 | 0 | 0 | 0 | 0 | 0 | 0 | 0 | 0 | 0 | 0 | 0 | 0 | 0 | 0 | 0 | 0 | 0 | 0 | 0 | 0 | 0 | 0 | 0 | 0 | 0 | 0 | 0 | 0 | 0 | 0 | 0 | 0 | 0 | 0 | 0 | 0 | 0 | 0 | 0 | 0 | 0 | 0 | 0 | 0 | 0 | 0 | 0 | 0 | 0 | 0 | 0 | 0 | 0 | 0 | 0 | 0 | 0 | 0 | 0 | 0 | 0 | 0 | 0 | 0 | 0 | 0 | 0 | 0 | 0 | Infrared Burners | Infrared Burners | Infrared Burners | Infrared Burners | Infrared Burners | Infrared Burners | Infrared Burners | Infrared Burners | Infrared Burners | Infrared Burners | Infrared Burners | Infrared Burners | Infrared Burners | Infrared Burners | Infrared Burners | Infrared Burners | Infrared Burners | Infrared Burners | Infrared Burners | Infrared Burners | Infrared Burners | Infrared Burners | Infrared Burners | Infrared Burners | Infrared Burners | Infrared Burners | Infrared Burners | Infrared Burners | 1903.1906 | 1903.1906 | 1903.1906 | 1903.1906 | 1903.1906 | 1903.1906 | 1903.1906 | 1903.1906 | 1903.1906 | 1903.1906 | 1903.1906 | 1903.1906 | 1903.1906 | 1903.1906 | 1903.1906 | 1903.1906 | 1903.1906 | 1903.1906 | 1903.1906 | 1903.1906 | 1903.1906 | 1903.1906 | 1903.1906 | 1903.1906 | 1903.1906 | 1903.1906 | 1903.1906 | 1903.1906 | 416.1048 | 416.1048 | 416.1048 | 416.1048 | 416.1048 | 416.1048 | 416.1048 | 416.1048 | 416.1048 | 416.1048 | 416.1048 | 416.1048 | 416.1048 | 416.1048 | 416.1048 | 416.1048 | 416.1048 | 416.1048 | 416.1048 | 416.1048 | 416.1048 | 416.1048 | 416.1048 | 416.1048 | 416.1048 | 416.1048 | 416.1048 | 416.1048 | 0 | 0 | 0 | 0 | 0 | 0 | 0 | 0 | 0 | 0 | 0 | 0 | 0 | 0 | 0 | 0 | 0 | 0 | 0 | 0 | 0 | 0 | 0 | 0 | 0 | 0 | 0 | 0 | 0 | 0 | 0 | 0 | 0 | 0 | 0 | 0 | 0 | 0 | 0 | 0 | 0 | 0 | 0 | 0 | 0 | 0 | 0 | 0 | 0 | 0 | 0 | 0 | 0 | 0 | 0 | 0 | 0 | 0 | 0 | 0 | 0 | 0 | 0 | 0 | 0 | 0 | 0 | 0 | 0 | 0 | 0 | 0 | 0 | 0 | 0 | 0 | 0 | 0 | 0 | 0 | 0 | 0 | 0 | 0 | 0 | 0 | 0 | 0 | 0 | 0 | 0 | 0 | 0 | 0 | 0 | 0 | 0 | 0 | 0 | 0 | 0 | 0 | 0 | 0 | 0 | 0 | 0 | 0 | 0 | 0 | 0 | 0 | Infrared Burners | Infrared Burners | Infrared Burners | Infrared Burners | Infrared Burners | Infrared Burners | Infrared Burners | Infrared Burners | Infrared Burners | Infrared Burners | Infrared Burners | Infrared Burners | Infrared Burners | Infrared Burners | Infrared Burners | Infrared Burners | Infrared Burners | Infrared Burners | Infrared Burners | Infrared Burners | Infrared Burners | Infrared Burners | Infrared Burners | Infrared Burners | Infrared Burners | Infrared Burners | Infrared Burners | Infrared Burners | 1903.1906 | 1903.1906 | 1903.1906 | 1903.1906 | 1903.1906 | 1903.1906 | 1903.1906 | 1903.1906 | 1903.1906 | 1903.1906 | 1903.1906 | 1903.1906 | 1903.1906 | 1903.1906 | 1903.1906 | 1903.1906 | 1903.1906 | 1903.1906 | 1903.1906 | 1903.1906 | 1903.1906 | 1903.1906 | 1903.1906 | 1903.1906 | 1903.1906 | 1903.1906 | 1903.1906 | 1903.1906 | 416.1048 | 416.1048 | 416.1048 | 416.1048 | 416.1048 | 416.1048 | 416.1048 | 416.1048 | 416.1048 | 416.1048 | 416.1048 | 416.1048 | 416.1048 | 416.1048 | 416.1048 | 416.1048 | 416.1048 | 416.1048 | 416.1048 | 416.1048 | 416.1048 | 416.1048 | 416.1048 | 416.1048 | 416.1048 | 416.1048 | 416.1048 | 416.1048 | 0 | 0 | 0 | 0 | 0 | 0 | 0 | 0 | 0 | 0 | 0 | 0 | 0 | 0 | 0 | 0 | 0 | 0 | 0 | 0 | 0 | 0 | 0 | 0 | 0 | 0 | 0 | 0 | 0 | 0 | 0 | 0 | 0 | 0 | 0 | 0 | 0 | 0 | 0 | 0 | 0 | 0 | 0 | 0 | 0 | 0 | 0 | 0 | 0 | 0 | 0 | 0 | 0 | 0 | 0 | 0 | 0 | 0 | 0 | 0 | 0 | 0 | 0 | 0 | 0 | 0 | 0 | 0 | 0 | 0 | 0 | 0 | 0 | 0 | 0 | 0 | 0 | 0 | 0 | 0 | 0 | 0 | 0 | 0 | 0 | 0
Broiler_Restaurant_Existing_Infrared Burners | Broiler_Restaurant_Existing | Broiler_Commercial_Existing_Typical_Infrared Burners | Commercial | Restaurant | Existing | Food Preparation | Natural Gas | Broiler | EQ | Typical | 15 | 9 | 12 | 416.1048 | 0 | 0 | 0.070775 | 0.5 | LO3Slow | 0.996 | n/a | A | WCE37 | 0.66442 | 0.398652 | 1 units | 0.0321 | 614.9983090149829 | 614.9983 | 467.44113786787284 | 467.4411 | IL TRM v13 - 4.2.14 - Infrared Salamander Broiler - CI-FSE-IRBL-V03-240101¦IL TRM v13 - 4.2.15 - Infrared Upright Broiler - CI-FSE-IRUB-V03-240101 | AEG Estimate based on Online Vendors | IL TRM v13 - 4.2.14 - Infrared Salamander Broiler - CI-FSE-IRBL-V03-240101¦IL TRM v13 - 4.2.15 - Infrared Upright Broiler - CI-FSE-IRUB-V03-240101 | 0 | 0 | 1903.1906 | Typical | Typical | Typical | Typical | Typical | Typical | Typical | Typical | Typical | Typical | Typical | Typical | Typical | Typical | Typical | Typical | Typical | Typical | Typical | Typical | Typical | Typical | Typical | Typical | Typical | Typical | Typical | Typical | 0 | 0 | 0 | 8138.7667 | 8980.1037 | 9701.2497 | 10319.3748 | 10849.1964 | 11303.3291 | 11692.5858 | 12026.2343 | 11167.0657 | 10594.2287 | 10243.4484 | 10062.9706 | 1872.5294 | 1075.2037 | 467.4704 | 1763.0872 | 1511.2176 | 1295.3294 | 946.689 | 531.0021 | 1239.7247 | 1632.0976 | 1798.7598 | 1808.8074 | 1714.3987 | 0 | 0 | 0 | 8138.7667 | 17118.8705 | 26820.1202 | 37139.495 | 47988.6914 | 59292.0205 | 70984.6062 | 83010.8405 | 94177.9062 | 104772.1349 | 113852.9023 | 121636.4173 | 128308.0015 | 134026.5023 | 138928.0744 | 144881.0768 | 150317.2989 | 152891.6143 | 155098.1704 | 156989.5042 | 158610.6475 | 160000.1989 | 161191.2429 | 162212.1378 | 163087.1905 | 0 | 0 | 0 | 19.56189788963683 | 21.584089774854128 | 23.317397105040396 | 24.803089102342902 | 26.076539385745054 | 27.168068200089753 | 28.103664326670923 | 28.905603863740502 | 26.840552766032143 | 25.463712945677543 | 24.620596509100302 | 24.186809832779424 | 4.500710124894155 | 2.5843012522214166 | 1.1235865447022226 | 4.237660624207436 | 3.6322805350349534 | 3.113383315744246 | 2.2754102929567748 | 1.2762877179381353 | 2.979735079764693 | 3.9228211743501675 | 4.32340146515851 | 4.347551200263134 | 4.1206356403262 | 0 | 0 | 0 | 19.56189788963683 | 41.14598766449096 | 64.46338476953134 | 89.26647387187425 | 115.3430132576193 | 142.51108145770905 | 170.61474578438 | 199.5203496481205 | 226.36090241415263 | 251.82461535983018 | 276.44521186893047 | 300.6320217017099 | 305.132731826604 | 307.7170330788254 | 308.8406196235277 | 313.0782802477351 | 316.7105607827701 | 319.8239440985143 | 322.0993543914711 | 323.3756421094092 | 326.3553771891739 | 330.2781983635241 | 334.60159982868254 | 338.9491510289457 | 343.0697866692719 | Infrared Burners | Infrared Burners | Infrared Burners | Infrared Burners | Infrared Burners | Infrared Burners | Infrared Burners | Infrared Burners | Infrared Burners | Infrared Burners | Infrared Burners | Infrared Burners | Infrared Burners | Infrared Burners | Infrared Burners | Infrared Burners | Infrared Burners | Infrared Burners | Infrared Burners | Infrared Burners | Infrared Burners | Infrared Burners | Infrared Burners | Infrared Burners | Infrared Burners | Infrared Burners | Infrared Burners | Infrared Burners | 1903.1906 | 1903.1906 | 1903.1906 | 1903.1906 | 1903.1906 | 1903.1906 | 1903.1906 | 1903.1906 | 1903.1906 | 1903.1906 | 1903.1906 | 1903.1906 | 1903.1906 | 1903.1906 | 1903.1906 | 1903.1906 | 1903.1906 | 1903.1906 | 1903.1906 | 1903.1906 | 1903.1906 | 1903.1906 | 1903.1906 | 1903.1906 | 1903.1906 | 1903.1906 | 1903.1906 | 1903.1906 | 416.1048 | 416.1048 | 416.1048 | 416.1048 | 416.1048 | 416.1048 | 416.1048 | 416.1048 | 416.1048 | 416.1048 | 416.1048 | 416.1048 | 416.1048 | 416.1048 | 416.1048 | 416.1048 | 416.1048 | 416.1048 | 416.1048 | 416.1048 | 416.1048 | 416.1048 | 416.1048 | 416.1048 | 416.1048 | 416.1048 | 416.1048 | 416.1048 | 0 | 0 | 0 | 38.2705 | 108.603 | 260.7376 | 544.3152 | 1008.861 | 1687.9152 | 2584.4582 | 3664.2692 | 4408.539 | 5136.8364 | 5828.0707 | 6465.7611 | 7000.8774 | 7435.3557 | 7721.4107 | 9233.7537 | 9194.4451 | 8841.976 | 8058.7155 | 6966.6871 | 6137.2329 | 5255.5409 | 4407.8063 | 3625.2501 | 2927.6928 | 0 | 0 | 0 | 38.2705 | 146.8734 | 407.6111 | 951.9263 | 1960.7872 | 3648.7024 | 6233.1606 | 9897.4298 | 14305.9688 | 19442.8052 | 25265.4087 | 31710.969 | 38695.5536 | 46114.9843 | 53846.2716 | 63168.1859 | 72611.294 | 81954.9695 | 90931.1038 | 99355.0099 | 107093.8205 | 114021.2022 | 120083.6431 | 125258.5008 | 129556.5779 | 0 | 0 | 0 | 0.09198478261078766 | 0.2610321668240653 | 0.6266948567983047 | 1.3082864702027768 | 2.424843425574931 | 4.0569812970968036 | 6.211863488483572 | 8.80723845208487 | 10.596124966769052 | 12.346621202745538 | 14.008034382221018 | 15.54075245650694 | 16.826928829924796 | 17.87121720863723 | 18.558763650943916 | 22.19374908876703 | 22.09926908307105 | 21.25209342344625 | 19.369491109726145 | 16.744750960964257 | 14.751119702158261 | 12.631932799278013 | 10.594363895898972 | 8.713454421579234 | 7.036843494093025 | 0 | 0 | 0 | 0.09198478261078766 | 0.35301694943485296 | 0.9797118062331577 | 2.2879982764359346 | 4.7128417020108655 | 8.769822999107669 | 14.981686487591238 | 23.788924939676107 | 34.38504990644517 | 46.7316711091907 | 60.73970549141171 | 76.28045794791865 | 93.10738677784344 | 110.97860398648068 | 129.53736763742458 | 151.73111672619163 | 173.83038580926265 | 195.0824792327089 | 214.45197034243503 | 231.19672130339927 | 245.94784100555754 | 258.57977380483555 | 269.17413770073455 | 277.8875921223138 | 284.9244356164068 | Infrared Burners | Infrared Burners | Infrared Burners | Infrared Burners | Infrared Burners | Infrared Burners | Infrared Burners | Infrared Burners | Infrared Burners | Infrared Burners | Infrared Burners | Infrared Burners | Infrared Burners | Infrared Burners | Infrared Burners | Infrared Burners | Infrared Burners | Infrared Burners | Infrared Burners | Infrared Burners | Infrared Burners | Infrared Burners | Infrared Burners | Infrared Burners | Infrared Burners | Infrared Burners | Infrared Burners | Infrared Burners | 1903.1906 | 1903.1906 | 1903.1906 | 1903.1906 | 1903.1906 | 1903.1906 | 1903.1906 | 1903.1906 | 1903.1906 | 1903.1906 | 1903.1906 | 1903.1906 | 1903.1906 | 1903.1906 | 1903.1906 | 1903.1906 | 1903.1906 | 1903.1906 | 1903.1906 | 1903.1906 | 1903.1906 | 1903.1906 | 1903.1906 | 1903.1906 | 1903.1906 | 1903.1906 | 1903.1906 | 1903.1906 | 416.1048 | 416.1048 | 416.1048 | 416.1048 | 416.1048 | 416.1048 | 416.1048 | 416.1048 | 416.1048 | 416.1048 | 416.1048 | 416.1048 | 416.1048 | 416.1048 | 416.1048 | 416.1048 | 416.1048 | 416.1048 | 416.1048 | 416.1048 | 416.1048 | 416.1048 | 416.1048 | 416.1048 | 416.1048 | 416.1048 | 416.1048 | 416.1048 | 0 | 0 | 0 | 38.2705 | 108.603 | 260.7376 | 544.3152 | 1008.861 | 1687.9152 | 2584.4582 | 3664.2692 | 4408.539 | 5136.8364 | 5828.0707 | 6465.7611 | 7000.8774 | 7435.3557 | 7721.4107 | 9233.7537 | 9194.4451 | 8841.976 | 8058.7155 | 6966.6871 | 6137.2329 | 5255.5409 | 4407.8063 | 3625.2501 | 2927.6928 | 0 | 0 | 0 | 38.2705 | 146.8734 | 407.6111 | 951.9263 | 1960.7872 | 3648.7024 | 6233.1606 | 9897.4298 | 14305.9688 | 19442.8052 | 25265.4087 | 31710.969 | 38695.5536 | 46114.9843 | 53846.2716 | 63168.1859 | 72611.294 | 81954.9695 | 90931.1038 | 99355.0099 | 107093.8205 | 114021.2022 | 120083.6431 | 125258.5008 | 129556.5779 | 0 | 0 | 0 | 0.091985 | 0.26103 | 0.6266948567983047 | 1.3082864702027768 | 2.424843425574931 | 4.0569812970968036 | 6.211863488483572 | 8.80723845208487 | 10.596124966769052 | 12.346621202745538 | 14.008034382221016 | 15.54075245650694 | 16.826928829924796 | 17.87121720863723 | 18.558763650943916 | 22.193749088767028 | 22.09926908307104 | 21.252093423446265 | 19.369491109726145 | 16.74475096096427 | 14.751119702158256 | 12.631932799278013 | 10.594363895898955 | 8.713454421579234 | 7.036843494093029 | 0 | 0
Broiler_Retail_New_Infrared Burners | Broiler_Retail_New | Broiler_Commercial_New_Typical_Infrared Burners | Commercial | Retail | New | Food Preparation | Natural Gas | Broiler | EQ | Typical | 15 | 9 | 12 | 415.9763 | 0 | 0 | 0.0016488 | 0.5 | LO3Slow | 0.996 | n/a | A | WCE79 | 0.66442 | 0.398652 | 1 units | 0.0321 | 614.9983090149823 | 614.9983 | 467.4411378678723 | 467.4411 | IL TRM v13 - 4.2.14 - Infrared Salamander Broiler - CI-FSE-IRBL-V03-240101¦IL TRM v13 - 4.2.15 - Infrared Upright Broiler - CI-FSE-IRUB-V03-240101 | AEG Estimate based on Online Vendors | IL TRM v13 - 4.2.14 - Infrared Salamander Broiler - CI-FSE-IRBL-V03-240101¦IL TRM v13 - 4.2.15 - Infrared Upright Broiler - CI-FSE-IRUB-V03-240101 | 0 | 0 | 1903.2453 | Typical | Typical | Typical | Typical | Typical | Typical | Typical | Typical | Typical | Typical | Typical | Typical | Typical | Typical | Typical | Typical | Typical | Typical | Typical | Typical | Typical | Typical | Typical | Typical | Typical | Typical | Typical | Typical | 0 | 0 | 0 | 0 | 0 | 0 | 0 | 0 | 0 | 0 | 0 | 0 | 0 | 0 | 0 | 0 | 0 | 0 | 0 | 0 | 0 | 0 | 0 | 0 | 0 | 0 | 0 | 0 | 0 | 0 | 0 | 0 | 0 | 0 | 0 | 0 | 0 | 0 | 0 | 0 | 0 | 0 | 0 | 0 | 0 | 0 | 0 | 0 | 0 | 0 | 0 | 0 | 0 | 0 | 0 | 0 | 0 | 0 | 0 | 0 | 0 | 0 | 0 | 0 | 0 | 0 | 0 | 0 | 0 | 0 | 0 | 0 | 0 | 0 | 0 | 0 | 0 | 0 | 0 | 0 | 0 | 0 | 0 | 0 | 0 | 0 | 0 | 0 | 0 | 0 | 0 | 0 | 0 | 0 | 0 | 0 | 0 | 0 | 0 | 0 | 0 | 0 | 0 | 0 | 0 | 0 | 0 | 0 | 0 | 0 | 0 | 0 | Infrared Burners | Infrared Burners | Infrared Burners | Infrared Burners | Infrared Burners | Infrared Burners | Infrared Burners | Infrared Burners | Infrared Burners | Infrared Burners | Infrared Burners | Infrared Burners | Infrared Burners | Infrared Burners | Infrared Burners | Infrared Burners | Infrared Burners | Infrared Burners | Infrared Burners | Infrared Burners | Infrared Burners | Infrared Burners | Infrared Burners | Infrared Burners | Infrared Burners | Infrared Burners | Infrared Burners | Infrared Burners | 1903.2453 | 1903.2453 | 1903.2453 | 1903.2453 | 1903.2453 | 1903.2453 | 1903.2453 | 1903.2453 | 1903.2453 | 1903.2453 | 1903.2453 | 1903.2453 | 1903.2453 | 1903.2453 | 1903.2453 | 1903.2453 | 1903.2453 | 1903.2453 | 1903.2453 | 1903.2453 | 1903.2453 | 1903.2453 | 1903.2453 | 1903.2453 | 1903.2453 | 1903.2453 | 1903.2453 | 1903.2453 | 415.9763 | 415.9763 | 415.9763 | 415.9763 | 415.9763 | 415.9763 | 415.9763 | 415.9763 | 415.9763 | 415.9763 | 415.9763 | 415.9763 | 415.9763 | 415.9763 | 415.9763 | 415.9763 | 415.9763 | 415.9763 | 415.9763 | 415.9763 | 415.9763 | 415.9763 | 415.9763 | 415.9763 | 415.9763 | 415.9763 | 415.9763 | 415.9763 | 0 | 0 | 0 | 0 | 0 | 0 | 0 | 0 | 0 | 0 | 0 | 0 | 0 | 0 | 0 | 0 | 0 | 0 | 0 | 0 | 0 | 0 | 0 | 0 | 0 | 0 | 0 | 0 | 0 | 0 | 0 | 0 | 0 | 0 | 0 | 0 | 0 | 0 | 0 | 0 | 0 | 0 | 0 | 0 | 0 | 0 | 0 | 0 | 0 | 0 | 0 | 0 | 0 | 0 | 0 | 0 | 0 | 0 | 0 | 0 | 0 | 0 | 0 | 0 | 0 | 0 | 0 | 0 | 0 | 0 | 0 | 0 | 0 | 0 | 0 | 0 | 0 | 0 | 0 | 0 | 0 | 0 | 0 | 0 | 0 | 0 | 0 | 0 | 0 | 0 | 0 | 0 | 0 | 0 | 0 | 0 | 0 | 0 | 0 | 0 | 0 | 0 | 0 | 0 | 0 | 0 | 0 | 0 | 0 | 0 | 0 | 0 | Infrared Burners | Infrared Burners | Infrared Burners | Infrared Burners | Infrared Burners | Infrared Burners | Infrared Burners | Infrared Burners | Infrared Burners | Infrared Burners | Infrared Burners | Infrared Burners | Infrared Burners | Infrared Burners | Infrared Burners | Infrared Burners | Infrared Burners | Infrared Burners | Infrared Burners | Infrared Burners | Infrared Burners | Infrared Burners | Infrared Burners | Infrared Burners | Infrared Burners | Infrared Burners | Infrared Burners | Infrared Burners | 1903.2453 | 1903.2453 | 1903.2453 | 1903.2453 | 1903.2453 | 1903.2453 | 1903.2453 | 1903.2453 | 1903.2453 | 1903.2453 | 1903.2453 | 1903.2453 | 1903.2453 | 1903.2453 | 1903.2453 | 1903.2453 | 1903.2453 | 1903.2453 | 1903.2453 | 1903.2453 | 1903.2453 | 1903.2453 | 1903.2453 | 1903.2453 | 1903.2453 | 1903.2453 | 1903.2453 | 1903.2453 | 415.9763 | 415.9763 | 415.9763 | 415.9763 | 415.9763 | 415.9763 | 415.9763 | 415.9763 | 415.9763 | 415.9763 | 415.9763 | 415.9763 | 415.9763 | 415.9763 | 415.9763 | 415.9763 | 415.9763 | 415.9763 | 415.9763 | 415.9763 | 415.9763 | 415.9763 | 415.9763 | 415.9763 | 415.9763 | 415.9763 | 415.9763 | 415.9763 | 0 | 0 | 0 | 0 | 0 | 0 | 0 | 0 | 0 | 0 | 0 | 0 | 0 | 0 | 0 | 0 | 0 | 0 | 0 | 0 | 0 | 0 | 0 | 0 | 0 | 0 | 0 | 0 | 0 | 0 | 0 | 0 | 0 | 0 | 0 | 0 | 0 | 0 | 0 | 0 | 0 | 0 | 0 | 0 | 0 | 0 | 0 | 0 | 0 | 0 | 0 | 0 | 0 | 0 | 0 | 0 | 0 | 0 | 0 | 0 | 0 | 0 | 0 | 0 | 0 | 0 | 0 | 0 | 0 | 0 | 0 | 0 | 0 | 0 | 0 | 0 | 0 | 0 | 0 | 0 | 0 | 0 | 0 | 0 | 0 | 0
Broiler_Retail_Existing_Infrared Burners | Broiler_Retail_Existing | Broiler_Commercial_Existing_Typical_Infrared Burners | Commercial | Retail | Existing | Food Preparation | Natural Gas | Broiler | EQ | Typical | 15 | 9 | 12 | 415.9763 | 0 | 0 | 0.0016488 | 0.5 | LO3Slow | 0.996 | n/a | A | WCE65 | 0.66442 | 0.398652 | 1 units | 0.0321 | 614.9983090149823 | 614.9983 | 467.4411378678723 | 467.4411 | IL TRM v13 - 4.2.14 - Infrared Salamander Broiler - CI-FSE-IRBL-V03-240101¦IL TRM v13 - 4.2.15 - Infrared Upright Broiler - CI-FSE-IRUB-V03-240101 | AEG Estimate based on Online Vendors | IL TRM v13 - 4.2.14 - Infrared Salamander Broiler - CI-FSE-IRBL-V03-240101¦IL TRM v13 - 4.2.15 - Infrared Upright Broiler - CI-FSE-IRUB-V03-240101 | 0 | 0 | 1903.2453 | Typical | Typical | Typical | Typical | Typical | Typical | Typical | Typical | Typical | Typical | Typical | Typical | Typical | Typical | Typical | Typical | Typical | Typical | Typical | Typical | Typical | Typical | Typical | Typical | Typical | Typical | Typical | Typical | 0 | 0 | 0 | 841.2549 | 928.2188 | 1002.7593 | 1066.6512 | 1121.4156 | 1168.3565 | 1208.5916 | 1243.0789 | 1154.2718 | 1095.0611 | 1058.8031 | 1040.1482 | 193.552 | 111.1373 | 48.3196 | 182.2396 | 156.2054 | 133.8903 | 97.8535 | 54.8865 | 128.1428 | 168.7 | 185.9269 | 186.9654 | 177.207 | 0 | 0 | 0 | 841.2549 | 1769.4738 | 2772.2331 | 3838.8842 | 4960.2998 | 6128.6564 | 7337.248 | 8580.3269 | 9734.5987 | 10829.6598 | 11768.2837 | 12572.8184 | 13262.4196 | 13853.5063 | 14360.1521 | 14975.4778 | 15537.3871 | 15803.4784 | 16031.5568 | 16227.0525 | 16394.6202 | 16538.2497 | 16661.3607 | 16766.8844 | 16857.3333 | 0 | 0 | 0 | 2.021994685993751 | 2.2310163907913827 | 2.4101778520464947 | 2.5637448188365908 | 2.695373647513817 | 2.8081983578085805 | 2.9049052523469507 | 2.9877968762369815 | 2.774345074707852 | 2.6320294969490887 | 2.5448816668126133 | 2.5000437702381517 | 0.46521109593130644 | 0.2671235392638943 | 0.11613832336000152 | 0.4380212651928664 | 0.3754467987367436 | 0.3218115417743513 | 0.2351953551118098 | 0.13192211706805504 | 0.3079971345799334 | 0.40547822166283004 | 0.44688377565855825 | 0.4493799872391114 | 0.42592510270028555 | 0 | 0 | 0 | 2.021994685993751 | 4.253011076785134 | 6.663188928831628 | 9.22693374766822 | 11.922307395182035 | 14.730505752990616 | 17.635411005337566 | 20.623207881574547 | 23.3975529562824 | 26.029582453231487 | 28.5744641200441 | 31.074507890282252 | 31.53971898621356 | 31.806842525477457 | 31.922980848837458 | 32.36100211403033 | 32.73644891276707 | 33.05826045454142 | 33.293455809653224 | 33.42537792672128 | 33.73337506130122 | 34.13885328296405 | 34.585737058622605 | 35.03511704586172 | 35.461042148562 | Infrared Burners | Infrared Burners | Infrared Burners | Infrared Burners | Infrared Burners | Infrared Burners | Infrared Burners | Infrared Burners | Infrared Burners | Infrared Burners | Infrared Burners | Infrared Burners | Infrared Burners | Infrared Burners | Infrared Burners | Infrared Burners | Infrared Burners | Infrared Burners | Infrared Burners | Infrared Burners | Infrared Burners | Infrared Burners | Infrared Burners | Infrared Burners | Infrared Burners | Infrared Burners | Infrared Burners | Infrared Burners | 1903.2453 | 1903.2453 | 1903.2453 | 1903.2453 | 1903.2453 | 1903.2453 | 1903.2453 | 1903.2453 | 1903.2453 | 1903.2453 | 1903.2453 | 1903.2453 | 1903.2453 | 1903.2453 | 1903.2453 | 1903.2453 | 1903.2453 | 1903.2453 | 1903.2453 | 1903.2453 | 1903.2453 | 1903.2453 | 1903.2453 | 1903.2453 | 1903.2453 | 1903.2453 | 1903.2453 | 1903.2453 | 415.9763 | 415.9763 | 415.9763 | 415.9763 | 415.9763 | 415.9763 | 415.9763 | 415.9763 | 415.9763 | 415.9763 | 415.9763 | 415.9763 | 415.9763 | 415.9763 | 415.9763 | 415.9763 | 415.9763 | 415.9763 | 415.9763 | 415.9763 | 415.9763 | 415.9763 | 415.9763 | 415.9763 | 415.9763 | 415.9763 | 415.9763 | 415.9763 | 0 | 0 | 0 | 3.9558 | 11.2256 | 26.9509 | 56.2626 | 104.2798 | 174.4696 | 267.1398 | 378.7533 | 455.6839 | 530.9636 | 602.4123 | 668.3265 | 723.6382 | 768.5476 | 798.1154 | 954.4371 | 950.374 | 913.9414 | 832.9805 | 720.1042 | 634.3685 | 543.2334 | 455.6082 | 374.7201 | 302.6178 | 0 | 0 | 0 | 3.9558 | 15.1814 | 42.1323 | 98.3948 | 202.6747 | 377.1442 | 644.284 | 1023.0373 | 1478.7212 | 2009.6848 | 2611.532 | 3277.7704 | 3999.7246 | 4766.6261 | 5565.7624 | 6529.3121 | 7505.3889 | 8471.1879 | 9398.9964 | 10269.7245 | 11069.6384 | 11785.6798 | 12412.3175 | 12947.2112 | 13391.4773 | 0 | 0 | 0 | 0.009507908827692793 | 0.026981311177956126 | 0.06477764465057803 | 0.13522963392570128 | 0.2506413512912177 | 0.4193455394863051 | 0.6420826360864708 | 0.910350797701973 | 1.0952571420119248 | 1.276195316158699 | 1.4479255152984802 | 1.6063532823187003 | 1.7392975297007163 | 1.8472392828125233 | 1.9183067866182006 | 2.294033174743185 | 2.284267349845839 | 2.1966999424537352 | 2.00210676465179 | 1.7308033020300717 | 1.5247337358826922 | 1.3056862446614328 | 1.0950751108020151 | 0.9006569115369735 | 0.7273558134031326 | 0 | 0 | 0 | 0.009507908827692793 | 0.03648922000564892 | 0.10126686465622695 | 0.23649649858192826 | 0.48713784987314596 | 0.906483389359451 | 1.548566025445922 | 2.458916823147895 | 3.5541739651598196 | 4.830369281318518 | 6.278294796616998 | 7.884648078935698 | 9.623945608636415 | 11.471184891448939 | 13.389491678067138 | 15.683524852810322 | 17.96779220265616 | 20.164492145109897 | 22.166598909761685 | 23.897402211791757 | 25.422135947674448 | 26.727822192335882 | 27.822897303137896 | 28.72355421467487 | 29.450910028078003 | Infrared Burners | Infrared Burners | Infrared Burners | Infrared Burners | Infrared Burners | Infrared Burners | Infrared Burners | Infrared Burners | Infrared Burners | Infrared Burners | Infrared Burners | Infrared Burners | Infrared Burners | Infrared Burners | Infrared Burners | Infrared Burners | Infrared Burners | Infrared Burners | Infrared Burners | Infrared Burners | Infrared Burners | Infrared Burners | Infrared Burners | Infrared Burners | Infrared Burners | Infrared Burners | Infrared Burners | Infrared Burners | 1903.2453 | 1903.2453 | 1903.2453 | 1903.2453 | 1903.2453 | 1903.2453 | 1903.2453 | 1903.2453 | 1903.2453 | 1903.2453 | 1903.2453 | 1903.2453 | 1903.2453 | 1903.2453 | 1903.2453 | 1903.2453 | 1903.2453 | 1903.2453 | 1903.2453 | 1903.2453 | 1903.2453 | 1903.2453 | 1903.2453 | 1903.2453 | 1903.2453 | 1903.2453 | 1903.2453 | 1903.2453 | 415.9763 | 415.9763 | 415.9763 | 415.9763 | 415.9763 | 415.9763 | 415.9763 | 415.9763 | 415.9763 | 415.9763 | 415.9763 | 415.9763 | 415.9763 | 415.9763 | 415.9763 | 415.9763 | 415.9763 | 415.9763 | 415.9763 | 415.9763 | 415.9763 | 415.9763 | 415.9763 | 415.9763 | 415.9763 | 415.9763 | 415.9763 | 415.9763 | 0 | 0 | 0 | 3.9558 | 11.2256 | 26.9509 | 56.2626 | 104.2798 | 174.4696 | 267.1398 | 378.7533 | 455.6839 | 530.9636 | 602.4123 | 668.3265 | 723.6382 | 768.5476 | 798.1154 | 954.4371 | 950.374 | 913.9414 | 832.9805 | 720.1042 | 634.3685 | 543.2334 | 455.6082 | 374.7201 | 302.6178 | 0 | 0 | 0 | 3.9558 | 15.1814 | 42.1323 | 98.3948 | 202.6747 | 377.1442 | 644.284 | 1023.0373 | 1478.7212 | 2009.6848 | 2611.532 | 3277.7704 | 3999.7246 | 4766.6261 | 5565.7624 | 6529.3121 | 7505.3889 | 8471.1879 | 9398.9964 | 10269.7245 | 11069.6384 | 11785.6798 | 12412.3175 | 12947.2112 | 13391.4773 | 0 | 0 | 0 | 0.0095079 | 0.026981 | 0.06477764465057803 | 0.13522963392570128 | 0.2506413512912177 | 0.4193455394863051 | 0.6420826360864708 | 0.910350797701973 | 1.0952571420119248 | 1.276195316158699 | 1.4479255152984802 | 1.6063532823187001 | 1.739297529700716 | 1.8472392828125237 | 1.9183067866182002 | 2.2940331747431846 | 2.2842673498458397 | 2.1966999424537357 | 2.00210676465179 | 1.7308033020300717 | 1.5247337358826922 | 1.305686244661432 | 1.0950751108020151 | 0.900656911536973 | 0.7273558134031324 | 0 | 0
Broiler_Lodging_New_Infrared Burners | Broiler_Lodging_New | Broiler_Commercial_New_Typical_Infrared Burners | Commercial | Lodging | New | Food Preparation | Natural Gas | Broiler | EQ | Typical | 15 | 9 | 12 | 415.9831 | 0 | 0 | 0.0094299 | 0.5 | LO3Slow | 0.996 | n/a | A | WCE191 | 0.66442 | 0.398652 | 1 units | 0.0321 | 614.9983090149823 | 614.9983 | 467.4411378678725 | 467.4411 | IL TRM v13 - 4.2.14 - Infrared Salamander Broiler - CI-FSE-IRBL-V03-240101¦IL TRM v13 - 4.2.15 - Infrared Upright Broiler - CI-FSE-IRUB-V03-240101 | AEG Estimate based on Online Vendors | IL TRM v13 - 4.2.14 - Infrared Salamander Broiler - CI-FSE-IRBL-V03-240101¦IL TRM v13 - 4.2.15 - Infrared Upright Broiler - CI-FSE-IRUB-V03-240101 | 0 | 0 | 1902.7742 | Typical | Typical | Typical | Typical | Typical | Typical | Typical | Typical | Typical | Typical | Typical | Typical | Typical | Typical | Typical | Typical | Typical | Typical | Typical | Typical | Typical | Typical | Typical | Typical | Typical | Typical | Typical | Typical | 0 | 0 | 0 | 0 | 0 | 0 | 0 | 0 | 0 | 0 | 0 | 0 | 0 | 0 | 0 | 0 | 0 | 0 | 0 | 0 | 0 | 0 | 0 | 0 | 0 | 0 | 0 | 0 | 0 | 0 | 0 | 0 | 0 | 0 | 0 | 0 | 0 | 0 | 0 | 0 | 0 | 0 | 0 | 0 | 0 | 0 | 0 | 0 | 0 | 0 | 0 | 0 | 0 | 0 | 0 | 0 | 0 | 0 | 0 | 0 | 0 | 0 | 0 | 0 | 0 | 0 | 0 | 0 | 0 | 0 | 0 | 0 | 0 | 0 | 0 | 0 | 0 | 0 | 0 | 0 | 0 | 0 | 0 | 0 | 0 | 0 | 0 | 0 | 0 | 0 | 0 | 0 | 0 | 0 | 0 | 0 | 0 | 0 | 0 | 0 | 0 | 0 | 0 | 0 | 0 | 0 | 0 | 0 | 0 | 0 | 0 | 0 | Infrared Burners | Infrared Burners | Infrared Burners | Infrared Burners | Infrared Burners | Infrared Burners | Infrared Burners | Infrared Burners | Infrared Burners | Infrared Burners | Infrared Burners | Infrared Burners | Infrared Burners | Infrared Burners | Infrared Burners | Infrared Burners | Infrared Burners | Infrared Burners | Infrared Burners | Infrared Burners | Infrared Burners | Infrared Burners | Infrared Burners | Infrared Burners | Infrared Burners | Infrared Burners | Infrared Burners | Infrared Burners | 1902.7742 | 1902.7742 | 1902.7742 | 1902.7742 | 1902.7742 | 1902.7742 | 1902.7742 | 1902.7742 | 1902.7742 | 1902.7742 | 1902.7742 | 1902.7742 | 1902.7742 | 1902.7742 | 1902.7742 | 1902.7742 | 1902.7742 | 1902.7742 | 1902.7742 | 1902.7742 | 1902.7742 | 1902.7742 | 1902.7742 | 1902.7742 | 1902.7742 | 1902.7742 | 1902.7742 | 1902.7742 | 415.9831 | 415.9831 | 415.9831 | 415.9831 | 415.9831 | 415.9831 | 415.9831 | 415.9831 | 415.9831 | 415.9831 | 415.9831 | 415.9831 | 415.9831 | 415.9831 | 415.9831 | 415.9831 | 415.9831 | 415.9831 | 415.9831 | 415.9831 | 415.9831 | 415.9831 | 415.9831 | 415.9831 | 415.9831 | 415.9831 | 415.9831 | 415.9831 | 0 | 0 | 0 | 0 | 0 | 0 | 0 | 0 | 0 | 0 | 0 | 0 | 0 | 0 | 0 | 0 | 0 | 0 | 0 | 0 | 0 | 0 | 0 | 0 | 0 | 0 | 0 | 0 | 0 | 0 | 0 | 0 | 0 | 0 | 0 | 0 | 0 | 0 | 0 | 0 | 0 | 0 | 0 | 0 | 0 | 0 | 0 | 0 | 0 | 0 | 0 | 0 | 0 | 0 | 0 | 0 | 0 | 0 | 0 | 0 | 0 | 0 | 0 | 0 | 0 | 0 | 0 | 0 | 0 | 0 | 0 | 0 | 0 | 0 | 0 | 0 | 0 | 0 | 0 | 0 | 0 | 0 | 0 | 0 | 0 | 0 | 0 | 0 | 0 | 0 | 0 | 0 | 0 | 0 | 0 | 0 | 0 | 0 | 0 | 0 | 0 | 0 | 0 | 0 | 0 | 0 | 0 | 0 | 0 | 0 | 0 | 0 | Infrared Burners | Infrared Burners | Infrared Burners | Infrared Burners | Infrared Burners | Infrared Burners | Infrared Burners | Infrared Burners | Infrared Burners | Infrared Burners | Infrared Burners | Infrared Burners | Infrared Burners | Infrared Burners | Infrared Burners | Infrared Burners | Infrared Burners | Infrared Burners | Infrared Burners | Infrared Burners | Infrared Burners | Infrared Burners | Infrared Burners | Infrared Burners | Infrared Burners | Infrared Burners | Infrared Burners | Infrared Burners | 1902.7742 | 1902.7742 | 1902.7742 | 1902.7742 | 1902.7742 | 1902.7742 | 1902.7742 | 1902.7742 | 1902.7742 | 1902.7742 | 1902.7742 | 1902.7742 | 1902.7742 | 1902.7742 | 1902.7742 | 1902.7742 | 1902.7742 | 1902.7742 | 1902.7742 | 1902.7742 | 1902.7742 | 1902.7742 | 1902.7742 | 1902.7742 | 1902.7742 | 1902.7742 | 1902.7742 | 1902.7742 | 415.9831 | 415.9831 | 415.9831 | 415.9831 | 415.9831 | 415.9831 | 415.9831 | 415.9831 | 415.9831 | 415.9831 | 415.9831 | 415.9831 | 415.9831 | 415.9831 | 415.9831 | 415.9831 | 415.9831 | 415.9831 | 415.9831 | 415.9831 | 415.9831 | 415.9831 | 415.9831 | 415.9831 | 415.9831 | 415.9831 | 415.9831 | 415.9831 | 0 | 0 | 0 | 0 | 0 | 0 | 0 | 0 | 0 | 0 | 0 | 0 | 0 | 0 | 0 | 0 | 0 | 0 | 0 | 0 | 0 | 0 | 0 | 0 | 0 | 0 | 0 | 0 | 0 | 0 | 0 | 0 | 0 | 0 | 0 | 0 | 0 | 0 | 0 | 0 | 0 | 0 | 0 | 0 | 0 | 0 | 0 | 0 | 0 | 0 | 0 | 0 | 0 | 0 | 0 | 0 | 0 | 0 | 0 | 0 | 0 | 0 | 0 | 0 | 0 | 0 | 0 | 0 | 0 | 0 | 0 | 0 | 0 | 0 | 0 | 0 | 0 | 0 | 0 | 0 | 0 | 0 | 0 | 0 | 0 | 0
Broiler_Lodging_Existing_Infrared Burners | Broiler_Lodging_Existing | Broiler_Commercial_Existing_Typical_Infrared Burners | Commercial | Lodging | Existing | Food Preparation | Natural Gas | Broiler | EQ | Typical | 15 | 9 | 12 | 415.9831 | 0 | 0 | 0.0094299 | 0.5 | LO3Slow | 0.996 | n/a | A | WCE177 | 0.66442 | 0.398652 | 1 units | 0.0321 | 614.9983090149823 | 614.9983 | 467.4411378678725 | 467.4411 | IL TRM v13 - 4.2.14 - Infrared Salamander Broiler - CI-FSE-IRBL-V03-240101¦IL TRM v13 - 4.2.15 - Infrared Upright Broiler - CI-FSE-IRUB-V03-240101 | AEG Estimate based on Online Vendors | IL TRM v13 - 4.2.14 - Infrared Salamander Broiler - CI-FSE-IRBL-V03-240101¦IL TRM v13 - 4.2.15 - Infrared Upright Broiler - CI-FSE-IRUB-V03-240101 | 0 | 0 | 1902.7742 | Typical | Typical | Typical | Typical | Typical | Typical | Typical | Typical | Typical | Typical | Typical | Typical | Typical | Typical | Typical | Typical | Typical | Typical | Typical | Typical | Typical | Typical | Typical | Typical | Typical | Typical | Typical | Typical | 0 | 0 | 0 | 258.6768 | 285.4173 | 308.3377 | 327.9838 | 344.8232 | 359.2571 | 371.6289 | 382.2334 | 354.9262 | 336.7195 | 325.5706 | 319.8344 | 59.5152 | 34.1735 | 14.8578 | 56.0367 | 48.0315 | 41.1698 | 30.0889 | 16.877 | 39.4025 | 51.8734 | 57.1705 | 57.4899 | 54.4892 | 0 | 0 | 0 | 258.6768 | 544.0941 | 852.4318 | 1180.4156 | 1525.2388 | 1884.4959 | 2256.1248 | 2638.3582 | 2993.2844 | 3330.0039 | 3618.6206 | 3866.0064 | 4078.0513 | 4259.8041 | 4415.5922 | 4604.7983 | 4777.5793 | 4859.3996 | 4929.5312 | 4989.644 | 5041.1693 | 5085.3338 | 5123.1891 | 5155.6365 | 5183.4486 | 0 | 0 | 0 | 0.6217416096314728 | 0.6860135348195073 | 0.7411037564092513 | 0.7883239463433174 | 0.8287983948582313 | 0.8634907792995861 | 0.8932271088207472 | 0.9187153912674568 | 0.8530812590015577 | 0.8093207501316352 | 0.7825237300601836 | 0.7687365593115153 | 0.14304740640829047 | 0.08213761412076359 | 0.03571128480501418 | 0.13468682601407675 | 0.11544585086920826 | 0.09895358645932131 | 0.07232004103571323 | 0.04056463153936182 | 0.09470580488765999 | 0.12468019028608564 | 0.1374119526232027 | 0.1381795108254209 | 0.13096738620021445 | 0 | 0 | 0 | 0.6217416096314728 | 1.3077551444509803 | 2.0488589008602314 | 2.837182847203549 | 3.6659812420617803 | 4.529472021361366 | 5.422699130182114 | 6.341414521449572 | 7.194495780451129 | 8.003816530582764 | 8.786340260642948 | 9.555076819954463 | 9.698124226362753 | 9.780261840483517 | 9.815973125288531 | 9.950659951302606 | 10.066105802171815 | 10.165059388631137 | 10.23737942966685 | 10.277944061206211 | 10.372649866093871 | 10.497330056379957 | 10.634742009003158 | 10.77292151982858 | 10.903888906028794 | Infrared Burners | Infrared Burners | Infrared Burners | Infrared Burners | Infrared Burners | Infrared Burners | Infrared Burners | Infrared Burners | Infrared Burners | Infrared Burners | Infrared Burners | Infrared Burners | Infrared Burners | Infrared Burners | Infrared Burners | Infrared Burners | Infrared Burners | Infrared Burners | Infrared Burners | Infrared Burners | Infrared Burners | Infrared Burners | Infrared Burners | Infrared Burners | Infrared Burners | Infrared Burners | Infrared Burners | Infrared Burners | 1902.7742 | 1902.7742 | 1902.7742 | 1902.7742 | 1902.7742 | 1902.7742 | 1902.7742 | 1902.7742 | 1902.7742 | 1902.7742 | 1902.7742 | 1902.7742 | 1902.7742 | 1902.7742 | 1902.7742 | 1902.7742 | 1902.7742 | 1902.7742 | 1902.7742 | 1902.7742 | 1902.7742 | 1902.7742 | 1902.7742 | 1902.7742 | 1902.7742 | 1902.7742 | 1902.7742 | 1902.7742 | 415.9831 | 415.9831 | 415.9831 | 415.9831 | 415.9831 | 415.9831 | 415.9831 | 415.9831 | 415.9831 | 415.9831 | 415.9831 | 415.9831 | 415.9831 | 415.9831 | 415.9831 | 415.9831 | 415.9831 | 415.9831 | 415.9831 | 415.9831 | 415.9831 | 415.9831 | 415.9831 | 415.9831 | 415.9831 | 415.9831 | 415.9831 | 415.9831 | 0 | 0 | 0 | 1.2164 | 3.4518 | 8.2871 | 17.3001 | 32.0649 | 53.6475 | 82.1426 | 116.4626 | 140.1179 | 163.2656 | 185.2353 | 205.5032 | 222.511 | 236.3201 | 245.4119 | 293.4791 | 292.2298 | 281.0271 | 256.1325 | 221.4243 | 195.0615 | 167.0384 | 140.0946 | 115.2224 | 93.0517 | 0 | 0 | 0 | 1.2164 | 4.6681 | 12.9552 | 30.2554 | 62.3203 | 115.9678 | 198.1104 | 314.573 | 454.6909 | 617.9565 | 803.018 | 1007.8791 | 1229.8723 | 1465.6862 | 1711.412 | 2007.6932 | 2307.8263 | 2604.7991 | 2890.0903 | 3157.8298 | 3403.7947 | 3623.9697 | 3816.6541 | 3981.1281 | 4117.7352 | 0 | 0 | 0 | 0.0029235796610680496 | 0.008296462872999823 | 0.019918428733848026 | 0.041581657384781166 | 0.07706951866464534 | 0.1289442413068733 | 0.1974335018989537 | 0.27992307507689923 | 0.3367797863920623 | 0.39241632807887006 | 0.44522151652723924 | 0.4939363502307022 | 0.5348152758436624 | 0.568006203491029 | 0.589858696237278 | 0.7053905178350376 | 0.7023876317576833 | 0.6754615961947044 | 0.6156262878093988 | 0.5322033922313534 | 0.46883921791377253 | 0.4014844712761926 | 0.3367238137536396 | 0.27694230938569336 | 0.223654086399251 | 0 | 0 | 0 | 0.0029235796610680496 | 0.011220042534067873 | 0.0311384712679159 | 0.07272012865269706 | 0.1497896473173424 | 0.2787338886242157 | 0.4761673905231694 | 0.7560904656000687 | 1.092870251992131 | 1.4852865800710011 | 1.9305080965982402 | 2.4244444468289426 | 2.9592597226726043 | 3.5272659261636337 | 4.117124622400912 | 4.822515140235949 | 5.524902771993632 | 6.200364368188336 | 6.8159906559977355 | 7.348194048229089 | 7.817033266142861 | 8.218517737419054 | 8.555241551172692 | 8.832183860558386 | 9.055837946957638 | Infrared Burners | Infrared Burners | Infrared Burners | Infrared Burners | Infrared Burners | Infrared Burners | Infrared Burners | Infrared Burners | Infrared Burners | Infrared Burners | Infrared Burners | Infrared Burners | Infrared Burners | Infrared Burners | Infrared Burners | Infrared Burners | Infrared Burners | Infrared Burners | Infrared Burners | Infrared Burners | Infrared Burners | Infrared Burners | Infrared Burners | Infrared Burners | Infrared Burners | Infrared Burners | Infrared Burners | Infrared Burners | 1902.7742 | 1902.7742 | 1902.7742 | 1902.7742 | 1902.7742 | 1902.7742 | 1902.7742 | 1902.7742 | 1902.7742 | 1902.7742 | 1902.7742 | 1902.7742 | 1902.7742 | 1902.7742 | 1902.7742 | 1902.7742 | 1902.7742 | 1902.7742 | 1902.7742 | 1902.7742 | 1902.7742 | 1902.7742 | 1902.7742 | 1902.7742 | 1902.7742 | 1902.7742 | 1902.7742 | 1902.7742 | 415.9831 | 415.9831 | 415.9831 | 415.9831 | 415.9831 | 415.9831 | 415.9831 | 415.9831 | 415.9831 | 415.9831 | 415.9831 | 415.9831 | 415.9831 | 415.9831 | 415.9831 | 415.9831 | 415.9831 | 415.9831 | 415.9831 | 415.9831 | 415.9831 | 415.9831 | 415.9831 | 415.9831 | 415.9831 | 415.9831 | 415.9831 | 415.9831 | 0 | 0 | 0 | 1.2164 | 3.4518 | 8.2871 | 17.3001 | 32.0649 | 53.6475 | 82.1426 | 116.4626 | 140.1179 | 163.2656 | 185.2353 | 205.5032 | 222.511 | 236.3201 | 245.4119 | 293.4791 | 292.2298 | 281.0271 | 256.1325 | 221.4243 | 195.0615 | 167.0384 | 140.0946 | 115.2224 | 93.0517 | 0 | 0 | 0 | 1.2164 | 4.6681 | 12.9552 | 30.2554 | 62.3203 | 115.9678 | 198.1104 | 314.573 | 454.6909 | 617.9565 | 803.018 | 1007.8791 | 1229.8723 | 1465.6862 | 1711.412 | 2007.6932 | 2307.8263 | 2604.7991 | 2890.0903 | 3157.8298 | 3403.7947 | 3623.9697 | 3816.6541 | 3981.1281 | 4117.7352 | 0 | 0 | 0 | 0.0029236 | 0.0082965 | 0.019918428733848026 | 0.041581657384781166 | 0.07706951866464534 | 0.1289442413068733 | 0.1974335018989537 | 0.27992307507689923 | 0.33677978639206246 | 0.39241632807887006 | 0.4452215165272392 | 0.4939363502307022 | 0.5348152758436624 | 0.568006203491029 | 0.589858696237278 | 0.7053905178350374 | 0.7023876317576832 | 0.6754615961947041 | 0.6156262878093989 | 0.5322033922313534 | 0.4688392179137723 | 0.4014844712761924 | 0.3367238137536393 | 0.2769423093856931 | 0.22365408639925075 | 0 | 0
Broiler_Grocery_New_Infrared Burners | Broiler_Grocery_New | Broiler_Commercial_New_Typical_Infrared Burners | Commercial | Grocery | New | Food Preparation | Natural Gas | Broiler | EQ | Typical | 15 | 9 | 12 | 416.0291 | 0 | 0 | 0.0053454 | 0.5 | LO3Slow | 0.996 | n/a | A | WCE107 | 0.66442 | 0.398652 | 1 units | 0.0321 | 614.9983090149829 | 614.9983 | 467.4411378678724 | 467.4411 | IL TRM v13 - 4.2.14 - Infrared Salamander Broiler - CI-FSE-IRBL-V03-240101¦IL TRM v13 - 4.2.15 - Infrared Upright Broiler - CI-FSE-IRUB-V03-240101 | AEG Estimate based on Online Vendors | IL TRM v13 - 4.2.14 - Infrared Salamander Broiler - CI-FSE-IRBL-V03-240101¦IL TRM v13 - 4.2.15 - Infrared Upright Broiler - CI-FSE-IRUB-V03-240101 | 0 | 0 | 1903.0711 | Typical | Typical | Typical | Typical | Typical | Typical | Typical | Typical | Typical | Typical | Typical | Typical | Typical | Typical | Typical | Typical | Typical | Typical | Typical | Typical | Typical | Typical | Typical | Typical | Typical | Typical | Typical | Typical | 0 | 0 | 0 | 0 | 0 | 0 | 0 | 0 | 0 | 0 | 0 | 0 | 0 | 0 | 0 | 0 | 0 | 0 | 0 | 0 | 0 | 0 | 0 | 0 | 0 | 0 | 0 | 0 | 0 | 0 | 0 | 0 | 0 | 0 | 0 | 0 | 0 | 0 | 0 | 0 | 0 | 0 | 0 | 0 | 0 | 0 | 0 | 0 | 0 | 0 | 0 | 0 | 0 | 0 | 0 | 0 | 0 | 0 | 0 | 0 | 0 | 0 | 0 | 0 | 0 | 0 | 0 | 0 | 0 | 0 | 0 | 0 | 0 | 0 | 0 | 0 | 0 | 0 | 0 | 0 | 0 | 0 | 0 | 0 | 0 | 0 | 0 | 0 | 0 | 0 | 0 | 0 | 0 | 0 | 0 | 0 | 0 | 0 | 0 | 0 | 0 | 0 | 0 | 0 | 0 | 0 | 0 | 0 | 0 | 0 | 0 | 0 | Infrared Burners | Infrared Burners | Infrared Burners | Infrared Burners | Infrared Burners | Infrared Burners | Infrared Burners | Infrared Burners | Infrared Burners | Infrared Burners | Infrared Burners | Infrared Burners | Infrared Burners | Infrared Burners | Infrared Burners | Infrared Burners | Infrared Burners | Infrared Burners | Infrared Burners | Infrared Burners | Infrared Burners | Infrared Burners | Infrared Burners | Infrared Burners | Infrared Burners | Infrared Burners | Infrared Burners | Infrared Burners | 1903.0711 | 1903.0711 | 1903.0711 | 1903.0711 | 1903.0711 | 1903.0711 | 1903.0711 | 1903.0711 | 1903.0711 | 1903.0711 | 1903.0711 | 1903.0711 | 1903.0711 | 1903.0711 | 1903.0711 | 1903.0711 | 1903.0711 | 1903.0711 | 1903.0711 | 1903.0711 | 1903.0711 | 1903.0711 | 1903.0711 | 1903.0711 | 1903.0711 | 1903.0711 | 1903.0711 | 1903.0711 | 416.0291 | 416.0291 | 416.0291 | 416.0291 | 416.0291 | 416.0291 | 416.0291 | 416.0291 | 416.0291 | 416.0291 | 416.0291 | 416.0291 | 416.0291 | 416.0291 | 416.0291 | 416.0291 | 416.0291 | 416.0291 | 416.0291 | 416.0291 | 416.0291 | 416.0291 | 416.0291 | 416.0291 | 416.0291 | 416.0291 | 416.0291 | 416.0291 | 0 | 0 | 0 | 0 | 0 | 0 | 0 | 0 | 0 | 0 | 0 | 0 | 0 | 0 | 0 | 0 | 0 | 0 | 0 | 0 | 0 | 0 | 0 | 0 | 0 | 0 | 0 | 0 | 0 | 0 | 0 | 0 | 0 | 0 | 0 | 0 | 0 | 0 | 0 | 0 | 0 | 0 | 0 | 0 | 0 | 0 | 0 | 0 | 0 | 0 | 0 | 0 | 0 | 0 | 0 | 0 | 0 | 0 | 0 | 0 | 0 | 0 | 0 | 0 | 0 | 0 | 0 | 0 | 0 | 0 | 0 | 0 | 0 | 0 | 0 | 0 | 0 | 0 | 0 | 0 | 0 | 0 | 0 | 0 | 0 | 0 | 0 | 0 | 0 | 0 | 0 | 0 | 0 | 0 | 0 | 0 | 0 | 0 | 0 | 0 | 0 | 0 | 0 | 0 | 0 | 0 | 0 | 0 | 0 | 0 | 0 | 0 | Infrared Burners | Infrared Burners | Infrared Burners | Infrared Burners | Infrared Burners | Infrared Burners | Infrared Burners | Infrared Burners | Infrared Burners | Infrared Burners | Infrared Burners | Infrared Burners | Infrared Burners | Infrared Burners | Infrared Burners | Infrared Burners | Infrared Burners | Infrared Burners | Infrared Burners | Infrared Burners | Infrared Burners | Infrared Burners | Infrared Burners | Infrared Burners | Infrared Burners | Infrared Burners | Infrared Burners | Infrared Burners | 1903.0711 | 1903.0711 | 1903.0711 | 1903.0711 | 1903.0711 | 1903.0711 | 1903.0711 | 1903.0711 | 1903.0711 | 1903.0711 | 1903.0711 | 1903.0711 | 1903.0711 | 1903.0711 | 1903.0711 | 1903.0711 | 1903.0711 | 1903.0711 | 1903.0711 | 1903.0711 | 1903.0711 | 1903.0711 | 1903.0711 | 1903.0711 | 1903.0711 | 1903.0711 | 1903.0711 | 1903.0711 | 416.0291 | 416.0291 | 416.0291 | 416.0291 | 416.0291 | 416.0291 | 416.0291 | 416.0291 | 416.0291 | 416.0291 | 416.0291 | 416.0291 | 416.0291 | 416.0291 | 416.0291 | 416.0291 | 416.0291 | 416.0291 | 416.0291 | 416.0291 | 416.0291 | 416.0291 | 416.0291 | 416.0291 | 416.0291 | 416.0291 | 416.0291 | 416.0291 | 0 | 0 | 0 | 0 | 0 | 0 | 0 | 0 | 0 | 0 | 0 | 0 | 0 | 0 | 0 | 0 | 0 | 0 | 0 | 0 | 0 | 0 | 0 | 0 | 0 | 0 | 0 | 0 | 0 | 0 | 0 | 0 | 0 | 0 | 0 | 0 | 0 | 0 | 0 | 0 | 0 | 0 | 0 | 0 | 0 | 0 | 0 | 0 | 0 | 0 | 0 | 0 | 0 | 0 | 0 | 0 | 0 | 0 | 0 | 0 | 0 | 0 | 0 | 0 | 0 | 0 | 0 | 0 | 0 | 0 | 0 | 0 | 0 | 0 | 0 | 0 | 0 | 0 | 0 | 0 | 0 | 0 | 0 | 0 | 0 | 0
Broiler_Grocery_Existing_Infrared Burners | Broiler_Grocery_Existing | Broiler_Commercial_Existing_Typical_Infrared Burners | Commercial | Grocery | Existing | Food Preparation | Natural Gas | Broiler | EQ | Typical | 15 | 9 | 12 | 416.0291 | 0 | 0 | 0.0053454 | 0.5 | LO3Slow | 0.996 | n/a | A | WCE93 | 0.66442 | 0.398652 | 1 units | 0.0321 | 614.9983090149829 | 614.9983 | 467.4411378678724 | 467.4411 | IL TRM v13 - 4.2.14 - Infrared Salamander Broiler - CI-FSE-IRBL-V03-240101¦IL TRM v13 - 4.2.15 - Infrared Upright Broiler - CI-FSE-IRUB-V03-240101 | AEG Estimate based on Online Vendors | IL TRM v13 - 4.2.14 - Infrared Salamander Broiler - CI-FSE-IRBL-V03-240101¦IL TRM v13 - 4.2.15 - Infrared Upright Broiler - CI-FSE-IRUB-V03-240101 | 0 | 0 | 1903.0711 | Typical | Typical | Typical | Typical | Typical | Typical | Typical | Typical | Typical | Typical | Typical | Typical | Typical | Typical | Typical | Typical | Typical | Typical | Typical | Typical | Typical | Typical | Typical | Typical | Typical | Typical | Typical | Typical | 0 | 0 | 0 | 227.999 | 251.5682 | 271.7704 | 289.0865 | 303.9289 | 316.651 | 327.5556 | 336.9024 | 312.8337 | 296.7862 | 286.9595 | 281.9036 | 52.457 | 30.1207 | 13.0957 | 49.391 | 42.3352 | 36.2873 | 26.5205 | 14.8755 | 34.7296 | 45.7215 | 50.3904 | 50.6718 | 48.0271 | 0 | 0 | 0 | 227.999 | 479.5673 | 751.3376 | 1040.4242 | 1344.3531 | 1661.004 | 1988.5596 | 2325.462 | 2638.2957 | 2935.0819 | 3189.4701 | 3407.5172 | 3594.4146 | 3754.6125 | 3891.9249 | 4058.692 | 4210.9821 | 4283.0989 | 4344.9132 | 4397.897 | 4443.3116 | 4482.2384 | 4515.6043 | 4544.2036 | 4568.7173 | 0 | 0 | 0 | 0.5480061339182559 | 0.604655727087121 | 0.6532125212318624 | 0.6948326304987836 | 0.7305070098704303 | 0.7610850493318417 | 0.787294797441623 | 0.8097602958214355 | 0.7519100465877802 | 0.713339317344942 | 0.6897202911411298 | 0.6775682105619857 | 0.1260826924537121 | 0.07239649987439213 | 0.03147610328806757 | 0.11871363548829232 | 0.10175454470425037 | 0.0872181811750719 | 0.0637432423354808 | 0.035753867136028405 | 0.08347416546057712 | 0.10989373719955613 | 0.12111557557782657 | 0.12179210517860983 | 0.11543530281574667 | 0 | 0 | 0 | 0.5480061339182559 | 1.152661861005377 | 1.8058743822372394 | 2.5007070127360227 | 3.231214022606453 | 3.9922990719382954 | 4.7795938693799185 | 5.589354165201353 | 6.341264211789134 | 7.054603529134075 | 7.744323820275205 | 8.421892030837192 | 8.547974723290903 | 8.620371223165295 | 8.651847326453362 | 8.770560961941655 | 8.872315506645904 | 8.959533687820976 | 9.023276930156456 | 9.059030797292484 | 9.142504962753062 | 9.252398699952618 | 9.373514275530443 | 9.495306380709053 | 9.610741683524799 | Infrared Burners | Infrared Burners | Infrared Burners | Infrared Burners | Infrared Burners | Infrared Burners | Infrared Burners | Infrared Burners | Infrared Burners | Infrared Burners | Infrared Burners | Infrared Burners | Infrared Burners | Infrared Burners | Infrared Burners | Infrared Burners | Infrared Burners | Infrared Burners | Infrared Burners | Infrared Burners | Infrared Burners | Infrared Burners | Infrared Burners | Infrared Burners | Infrared Burners | Infrared Burners | Infrared Burners | Infrared Burners | 1903.0711 | 1903.0711 | 1903.0711 | 1903.0711 | 1903.0711 | 1903.0711 | 1903.0711 | 1903.0711 | 1903.0711 | 1903.0711 | 1903.0711 | 1903.0711 | 1903.0711 | 1903.0711 | 1903.0711 | 1903.0711 | 1903.0711 | 1903.0711 | 1903.0711 | 1903.0711 | 1903.0711 | 1903.0711 | 1903.0711 | 1903.0711 | 1903.0711 | 1903.0711 | 1903.0711 | 1903.0711 | 416.0291 | 416.0291 | 416.0291 | 416.0291 | 416.0291 | 416.0291 | 416.0291 | 416.0291 | 416.0291 | 416.0291 | 416.0291 | 416.0291 | 416.0291 | 416.0291 | 416.0291 | 416.0291 | 416.0291 | 416.0291 | 416.0291 | 416.0291 | 416.0291 | 416.0291 | 416.0291 | 416.0291 | 416.0291 | 416.0291 | 416.0291 | 416.0291 | 0 | 0 | 0 | 1.0721 | 3.0424 | 7.3043 | 15.2484 | 28.2622 | 47.2852 | 72.4009 | 102.6507 | 123.5006 | 143.9031 | 163.2673 | 181.1315 | 196.1223 | 208.2937 | 216.3073 | 258.674 | 257.5728 | 247.6987 | 225.7565 | 195.1645 | 171.9282 | 147.2285 | 123.4801 | 101.5576 | 82.0163 | 0 | 0 | 0 | 1.0721 | 4.1145 | 11.4188 | 26.6672 | 54.9294 | 102.2146 | 174.6155 | 277.2662 | 400.7668 | 544.6699 | 707.784 | 888.3497 | 1084.0155 | 1291.8631 | 1508.447 | 1769.5907 | 2034.1295 | 2295.8829 | 2547.3399 | 2783.3268 | 3000.1215 | 3194.1849 | 3364.0178 | 3508.986 | 3629.3922 | 0 | 0 | 0 | 0.0025768575923583253 | 0.007312543464677958 | 0.01755620173247259 | 0.036650278753024186 | 0.06792945543951452 | 0.1136520928870857 | 0.1740188663675236 | 0.24672558469800077 | 0.2968393716353061 | 0.34587769501926197 | 0.39242044963651845 | 0.4353579453240423 | 0.4713888328130888 | 0.5006434808202812 | 0.5199043761517785 | 0.621734695881946 | 0.6190879372215063 | 0.59535519612451 | 0.5426160589780132 | 0.46908670566178823 | 0.4132372086057973 | 0.35387040134356157 | 0.29679003707459456 | 0.2440983230554638 | 0.19712981940411026 | 0 | 0 | 0 | 0.0025768575923583253 | 0.009889401057036283 | 0.027445602789508874 | 0.06409588154253305 | 0.1320253369820476 | 0.24567742986913332 | 0.4196962962366569 | 0.6664218809346576 | 0.9632612525699636 | 1.3091389475892254 | 1.7015593972257441 | 2.1369173425497863 | 2.6083061753628747 | 3.108949656183156 | 3.6288540323349348 | 4.25058872821688 | 4.869676665438387 | 5.465031861562897 | 6.007647920540911 | 6.476734626202699 | 6.889971834808496 | 7.243842236152058 | 7.540632273226652 | 7.784730596282116 | 7.981860415686226 | Infrared Burners | Infrared Burners | Infrared Burners | Infrared Burners | Infrared Burners | Infrared Burners | Infrared Burners | Infrared Burners | Infrared Burners | Infrared Burners | Infrared Burners | Infrared Burners | Infrared Burners | Infrared Burners | Infrared Burners | Infrared Burners | Infrared Burners | Infrared Burners | Infrared Burners | Infrared Burners | Infrared Burners | Infrared Burners | Infrared Burners | Infrared Burners | Infrared Burners | Infrared Burners | Infrared Burners | Infrared Burners | 1903.0711 | 1903.0711 | 1903.0711 | 1903.0711 | 1903.0711 | 1903.0711 | 1903.0711 | 1903.0711 | 1903.0711 | 1903.0711 | 1903.0711 | 1903.0711 | 1903.0711 | 1903.0711 | 1903.0711 | 1903.0711 | 1903.0711 | 1903.0711 | 1903.0711 | 1903.0711 | 1903.0711 | 1903.0711 | 1903.0711 | 1903.0711 | 1903.0711 | 1903.0711 | 1903.0711 | 1903.0711 | 416.0291 | 416.0291 | 416.0291 | 416.0291 | 416.0291 | 416.0291 | 416.0291 | 416.0291 | 416.0291 | 416.0291 | 416.0291 | 416.0291 | 416.0291 | 416.0291 | 416.0291 | 416.0291 | 416.0291 | 416.0291 | 416.0291 | 416.0291 | 416.0291 | 416.0291 | 416.0291 | 416.0291 | 416.0291 | 416.0291 | 416.0291 | 416.0291 | 0 | 0 | 0 | 1.0721 | 3.0424 | 7.3043 | 15.2484 | 28.2622 | 47.2852 | 72.4009 | 102.6507 | 123.5006 | 143.9031 | 163.2673 | 181.1315 | 196.1223 | 208.2937 | 216.3073 | 258.674 | 257.5728 | 247.6987 | 225.7565 | 195.1645 | 171.9282 | 147.2285 | 123.4801 | 101.5576 | 82.0163 | 0 | 0 | 0 | 1.0721 | 4.1145 | 11.4188 | 26.6672 | 54.9294 | 102.2146 | 174.6155 | 277.2662 | 400.7668 | 544.6699 | 707.784 | 888.3497 | 1084.0155 | 1291.8631 | 1508.447 | 1769.5907 | 2034.1295 | 2295.8829 | 2547.3399 | 2783.3268 | 3000.1215 | 3194.1849 | 3364.0178 | 3508.986 | 3629.3922 | 0 | 0 | 0 | 0.0025769 | 0.0073125 | 0.01755620173247259 | 0.036650278753024186 | 0.06792945543951452 | 0.1136520928870857 | 0.1740188663675236 | 0.24672558469800077 | 0.2968393716353061 | 0.34587769501926197 | 0.3924204496365184 | 0.43535794532404243 | 0.4713888328130888 | 0.5006434808202812 | 0.5199043761517788 | 0.6217346958819461 | 0.6190879372215063 | 0.59535519612451 | 0.5426160589780132 | 0.4690867056617884 | 0.41323720860579743 | 0.3538704013435617 | 0.2967900370745945 | 0.2440983230554638 | 0.19712981940411037 | 0 | 0
Broiler_Healthcare_New_Infrared Burners | Broiler_Healthcare_New | Broiler_Commercial_New_Typical_Infrared Burners | Commercial | Healthcare | New | Food Preparation | Natural Gas | Broiler | EQ | Typical | 15 | 9 | 12 | 416.3467 | 0 | 0 | 0.010543 | 0.5 | LO3Slow | 0.996 | n/a | A | WCE163 | 0.66442 | 0.398652 | 1 units | 0.0321 | 614.9983090149824 | 614.9983 | 467.44113786787267 | 467.4411 | IL TRM v13 - 4.2.14 - Infrared Salamander Broiler - CI-FSE-IRBL-V03-240101¦IL TRM v13 - 4.2.15 - Infrared Upright Broiler - CI-FSE-IRUB-V03-240101 | AEG Estimate based on Online Vendors | IL TRM v13 - 4.2.14 - Infrared Salamander Broiler - CI-FSE-IRBL-V03-240101¦IL TRM v13 - 4.2.15 - Infrared Upright Broiler - CI-FSE-IRUB-V03-240101 | 0 | 0 | 1902.7432 | Typical | Typical | Typical | Typical | Typical | Typical | Typical | Typical | Typical | Typical | Typical | Typical | Typical | Typical | Typical | Typical | Typical | Typical | Typical | Typical | Typical | Typical | Typical | Typical | Typical | Typical | Typical | Typical | 0 | 0 | 0 | 0 | 0 | 0 | 0 | 0 | 0 | 0 | 0 | 0 | 0 | 0 | 0 | 0 | 0 | 0 | 0 | 0 | 0 | 0 | 0 | 0 | 0 | 0 | 0 | 0 | 0 | 0 | 0 | 0 | 0 | 0 | 0 | 0 | 0 | 0 | 0 | 0 | 0 | 0 | 0 | 0 | 0 | 0 | 0 | 0 | 0 | 0 | 0 | 0 | 0 | 0 | 0 | 0 | 0 | 0 | 0 | 0 | 0 | 0 | 0 | 0 | 0 | 0 | 0 | 0 | 0 | 0 | 0 | 0 | 0 | 0 | 0 | 0 | 0 | 0 | 0 | 0 | 0 | 0 | 0 | 0 | 0 | 0 | 0 | 0 | 0 | 0 | 0 | 0 | 0 | 0 | 0 | 0 | 0 | 0 | 0 | 0 | 0 | 0 | 0 | 0 | 0 | 0 | 0 | 0 | 0 | 0 | 0 | 0 | Infrared Burners | Infrared Burners | Infrared Burners | Infrared Burners | Infrared Burners | Infrared Burners | Infrared Burners | Infrared Burners | Infrared Burners | Infrared Burners | Infrared Burners | Infrared Burners | Infrared Burners | Infrared Burners | Infrared Burners | Infrared Burners | Infrared Burners | Infrared Burners | Infrared Burners | Infrared Burners | Infrared Burners | Infrared Burners | Infrared Burners | Infrared Burners | Infrared Burners | Infrared Burners | Infrared Burners | Infrared Burners | 1902.7432 | 1902.7432 | 1902.7432 | 1902.7432 | 1902.7432 | 1902.7432 | 1902.7432 | 1902.7432 | 1902.7432 | 1902.7432 | 1902.7432 | 1902.7432 | 1902.7432 | 1902.7432 | 1902.7432 | 1902.7432 | 1902.7432 | 1902.7432 | 1902.7432 | 1902.7432 | 1902.7432 | 1902.7432 | 1902.7432 | 1902.7432 | 1902.7432 | 1902.7432 | 1902.7432 | 1902.7432 | 416.3467 | 416.3467 | 416.3467 | 416.3467 | 416.3467 | 416.3467 | 416.3467 | 416.3467 | 416.3467 | 416.3467 | 416.3467 | 416.3467 | 416.3467 | 416.3467 | 416.3467 | 416.3467 | 416.3467 | 416.3467 | 416.3467 | 416.3467 | 416.3467 | 416.3467 | 416.3467 | 416.3467 | 416.3467 | 416.3467 | 416.3467 | 416.3467 | 0 | 0 | 0 | 0 | 0 | 0 | 0 | 0 | 0 | 0 | 0 | 0 | 0 | 0 | 0 | 0 | 0 | 0 | 0 | 0 | 0 | 0 | 0 | 0 | 0 | 0 | 0 | 0 | 0 | 0 | 0 | 0 | 0 | 0 | 0 | 0 | 0 | 0 | 0 | 0 | 0 | 0 | 0 | 0 | 0 | 0 | 0 | 0 | 0 | 0 | 0 | 0 | 0 | 0 | 0 | 0 | 0 | 0 | 0 | 0 | 0 | 0 | 0 | 0 | 0 | 0 | 0 | 0 | 0 | 0 | 0 | 0 | 0 | 0 | 0 | 0 | 0 | 0 | 0 | 0 | 0 | 0 | 0 | 0 | 0 | 0 | 0 | 0 | 0 | 0 | 0 | 0 | 0 | 0 | 0 | 0 | 0 | 0 | 0 | 0 | 0 | 0 | 0 | 0 | 0 | 0 | 0 | 0 | 0 | 0 | 0 | 0 | Infrared Burners | Infrared Burners | Infrared Burners | Infrared Burners | Infrared Burners | Infrared Burners | Infrared Burners | Infrared Burners | Infrared Burners | Infrared Burners | Infrared Burners | Infrared Burners | Infrared Burners | Infrared Burners | Infrared Burners | Infrared Burners | Infrared Burners | Infrared Burners | Infrared Burners | Infrared Burners | Infrared Burners | Infrared Burners | Infrared Burners | Infrared Burners | Infrared Burners | Infrared Burners | Infrared Burners | Infrared Burners | 1902.7432 | 1902.7432 | 1902.7432 | 1902.7432 | 1902.7432 | 1902.7432 | 1902.7432 | 1902.7432 | 1902.7432 | 1902.7432 | 1902.7432 | 1902.7432 | 1902.7432 | 1902.7432 | 1902.7432 | 1902.7432 | 1902.7432 | 1902.7432 | 1902.7432 | 1902.7432 | 1902.7432 | 1902.7432 | 1902.7432 | 1902.7432 | 1902.7432 | 1902.7432 | 1902.7432 | 1902.7432 | 416.3467 | 416.3467 | 416.3467 | 416.3467 | 416.3467 | 416.3467 | 416.3467 | 416.3467 | 416.3467 | 416.3467 | 416.3467 | 416.3467 | 416.3467 | 416.3467 | 416.3467 | 416.3467 | 416.3467 | 416.3467 | 416.3467 | 416.3467 | 416.3467 | 416.3467 | 416.3467 | 416.3467 | 416.3467 | 416.3467 | 416.3467 | 416.3467 | 0 | 0 | 0 | 0 | 0 | 0 | 0 | 0 | 0 | 0 | 0 | 0 | 0 | 0 | 0 | 0 | 0 | 0 | 0 | 0 | 0 | 0 | 0 | 0 | 0 | 0 | 0 | 0 | 0 | 0 | 0 | 0 | 0 | 0 | 0 | 0 | 0 | 0 | 0 | 0 | 0 | 0 | 0 | 0 | 0 | 0 | 0 | 0 | 0 | 0 | 0 | 0 | 0 | 0 | 0 | 0 | 0 | 0 | 0 | 0 | 0 | 0 | 0 | 0 | 0 | 0 | 0 | 0 | 0 | 0 | 0 | 0 | 0 | 0 | 0 | 0 | 0 | 0 | 0 | 0 | 0 | 0 | 0 | 0 | 0 | 0
Broiler_Healthcare_Existing_Infrared Burners | Broiler_Healthcare_Existing | Broiler_Commercial_Existing_Typical_Infrared Burners | Commercial | Healthcare | Existing | Food Preparation | Natural Gas | Broiler | EQ | Typical | 15 | 9 | 12 | 416.3467 | 0 | 0 | 0.010543 | 0.5 | LO3Slow | 0.996 | n/a | A | WCE149 | 0.66442 | 0.398652 | 1 units | 0.0321 | 614.9983090149824 | 614.9983 | 467.44113786787267 | 467.4411 | IL TRM v13 - 4.2.14 - Infrared Salamander Broiler - CI-FSE-IRBL-V03-240101¦IL TRM v13 - 4.2.15 - Infrared Upright Broiler - CI-FSE-IRUB-V03-240101 | AEG Estimate based on Online Vendors | IL TRM v13 - 4.2.14 - Infrared Salamander Broiler - CI-FSE-IRBL-V03-240101¦IL TRM v13 - 4.2.15 - Infrared Upright Broiler - CI-FSE-IRUB-V03-240101 | 0 | 0 | 1902.7432 | Typical | Typical | Typical | Typical | Typical | Typical | Typical | Typical | Typical | Typical | Typical | Typical | Typical | Typical | Typical | Typical | Typical | Typical | Typical | Typical | Typical | Typical | Typical | Typical | Typical | Typical | Typical | Typical | 0 | 0 | 0 | 160.7168 | 177.3307 | 191.5712 | 203.7774 | 214.2398 | 223.2076 | 230.8943 | 237.4829 | 220.5168 | 209.2049 | 202.2781 | 198.7142 | 36.977 | 21.2321 | 9.2312 | 34.8158 | 29.8421 | 25.579 | 18.6943 | 10.4857 | 24.4809 | 32.2291 | 35.5202 | 35.7186 | 33.8543 | 0 | 0 | 0 | 160.7168 | 338.0475 | 529.6187 | 733.3961 | 947.6359 | 1170.8435 | 1401.7378 | 1639.2206 | 1859.7374 | 2068.9424 | 2248.2609 | 2401.9625 | 2533.7067 | 2646.6303 | 2743.422 | 2860.9763 | 2968.3258 | 3019.1609 | 3062.7339 | 3100.0822 | 3132.0951 | 3159.5346 | 3183.0543 | 3203.2139 | 3220.4937 | 0 | 0 | 0 | 0.3862901059285615 | 0.4262224643303655 | 0.46045020010334026 | 0.4897882593373187 | 0.5149351672521573 | 0.5364896597505904 | 0.5549649390349616 | 0.5708008927072798 | 0.5300221905699861 | 0.5028336425542439 | 0.48618456589343223 | 0.47761855138442266 | 0.08887582384427792 | 0.05103236966597099 | 0.022187538643827737 | 0.08368136776143749 | 0.07172688665266067 | 0.06148018855942344 | 0.044932679234710435 | 0.025202938924388782 | 0.05884102790512654 | 0.07746421208860846 | 0.08537449788205508 | 0.08585138431630317 | 0.08137046757809098 | 0 | 0 | 0 | 0.3862901059285615 | 0.812512570258927 | 1.2729627703622672 | 1.7627510296995859 | 2.277686196951743 | 2.814175856702333 | 3.3691407957372945 | 3.939941688444575 | 4.469963879014561 | 4.972797521568804 | 5.458982087462236 | 5.9366006388466595 | 6.025476462690938 | 6.076508832356908 | 6.098696371000736 | 6.182377738762173 | 6.254104625414834 | 6.315584813974258 | 6.3605174932089685 | 6.385720432133358 | 6.444561460038484 | 6.522025672127092 | 6.607400170009147 | 6.6932515543254505 | 6.774622021903542 | Infrared Burners | Infrared Burners | Infrared Burners | Infrared Burners | Infrared Burners | Infrared Burners | Infrared Burners | Infrared Burners | Infrared Burners | Infrared Burners | Infrared Burners | Infrared Burners | Infrared Burners | Infrared Burners | Infrared Burners | Infrared Burners | Infrared Burners | Infrared Burners | Infrared Burners | Infrared Burners | Infrared Burners | Infrared Burners | Infrared Burners | Infrared Burners | Infrared Burners | Infrared Burners | Infrared Burners | Infrared Burners | 1902.7432 | 1902.7432 | 1902.7432 | 1902.7432 | 1902.7432 | 1902.7432 | 1902.7432 | 1902.7432 | 1902.7432 | 1902.7432 | 1902.7432 | 1902.7432 | 1902.7432 | 1902.7432 | 1902.7432 | 1902.7432 | 1902.7432 | 1902.7432 | 1902.7432 | 1902.7432 | 1902.7432 | 1902.7432 | 1902.7432 | 1902.7432 | 1902.7432 | 1902.7432 | 1902.7432 | 1902.7432 | 416.3467 | 416.3467 | 416.3467 | 416.3467 | 416.3467 | 416.3467 | 416.3467 | 416.3467 | 416.3467 | 416.3467 | 416.3467 | 416.3467 | 416.3467 | 416.3467 | 416.3467 | 416.3467 | 416.3467 | 416.3467 | 416.3467 | 416.3467 | 416.3467 | 416.3467 | 416.3467 | 416.3467 | 416.3467 | 416.3467 | 416.3467 | 416.3467 | 0 | 0 | 0 | 0.75573 | 2.1446 | 5.1488 | 10.7486 | 19.922 | 33.3314 | 51.0355 | 72.3586 | 87.0557 | 101.4375 | 115.0873 | 127.6798 | 138.2468 | 146.8265 | 152.4752 | 182.3396 | 181.5633 | 174.6031 | 159.136 | 137.5716 | 121.1923 | 103.7815 | 87.0412 | 71.5881 | 57.8133 | 0 | 0 | 0 | 0.75573 | 2.9003 | 8.0491 | 18.7978 | 38.7198 | 72.0512 | 123.0866 | 195.4452 | 282.5009 | 383.9384 | 498.9177 | 626.1986 | 764.1237 | 910.6357 | 1063.3059 | 1247.3864 | 1433.8601 | 1618.3703 | 1795.6226 | 1961.97 | 2114.7888 | 2251.5843 | 2371.2997 | 2473.488 | 2558.3624 | 0 | 0 | 0 | 0.001816429654167699 | 0.005154619656135122 | 0.012375385250617734 | 0.025834820425438637 | 0.04788354529862572 | 0.08011348100513022 | 0.12266608375720499 | 0.17391712674240553 | 0.20924238838880288 | 0.24380955463401324 | 0.2766175918046134 | 0.3068842781258926 | 0.33228248899139357 | 0.3529041214479508 | 0.3664811470273633 | 0.4382614475762862 | 0.4363957445849741 | 0.41966651017516127 | 0.3824906363774783 | 0.3306597171169649 | 0.2912913473150427 | 0.24944362181241114 | 0.20920761240455063 | 0.17206516721972445 | 0.13895701910272953 | 0 | 0 | 0 | 0.001816429654167699 | 0.006971049310302822 | 0.019346434560920556 | 0.04518125498635919 | 0.09306480028498491 | 0.17317828129011512 | 0.2958443650473201 | 0.46976149178972565 | 0.6790038801785285 | 0.9228134348125417 | 1.199431026617155 | 1.5063153047430475 | 1.838597793734441 | 2.191501915182392 | 2.5579830622097552 | 2.9962445097860417 | 3.4326402543710155 | 3.852306764546177 | 4.2347974009236555 | 4.56545711804062 | 4.856748465355663 | 5.106192087168074 | 5.315399699572625 | 5.487464866792349 | 5.626421885895079 | Infrared Burners | Infrared Burners | Infrared Burners | Infrared Burners | Infrared Burners | Infrared Burners | Infrared Burners | Infrared Burners | Infrared Burners | Infrared Burners | Infrared Burners | Infrared Burners | Infrared Burners | Infrared Burners | Infrared Burners | Infrared Burners | Infrared Burners | Infrared Burners | Infrared Burners | Infrared Burners | Infrared Burners | Infrared Burners | Infrared Burners | Infrared Burners | Infrared Burners | Infrared Burners | Infrared Burners | Infrared Burners | 1902.7432 | 1902.7432 | 1902.7432 | 1902.7432 | 1902.7432 | 1902.7432 | 1902.7432 | 1902.7432 | 1902.7432 | 1902.7432 | 1902.7432 | 1902.7432 | 1902.7432 | 1902.7432 | 1902.7432 | 1902.7432 | 1902.7432 | 1902.7432 | 1902.7432 | 1902.7432 | 1902.7432 | 1902.7432 | 1902.7432 | 1902.7432 | 1902.7432 | 1902.7432 | 1902.7432 | 1902.7432 | 416.3467 | 416.3467 | 416.3467 | 416.3467 | 416.3467 | 416.3467 | 416.3467 | 416.3467 | 416.3467 | 416.3467 | 416.3467 | 416.3467 | 416.3467 | 416.3467 | 416.3467 | 416.3467 | 416.3467 | 416.3467 | 416.3467 | 416.3467 | 416.3467 | 416.3467 | 416.3467 | 416.3467 | 416.3467 | 416.3467 | 416.3467 | 416.3467 | 0 | 0 | 0 | 0.75573 | 2.1446 | 5.1488 | 10.7486 | 19.922 | 33.3314 | 51.0355 | 72.3586 | 87.0557 | 101.4375 | 115.0873 | 127.6798 | 138.2468 | 146.8265 | 152.4752 | 182.3396 | 181.5633 | 174.6031 | 159.136 | 137.5716 | 121.1923 | 103.7815 | 87.0412 | 71.5881 | 57.8133 | 0 | 0 | 0 | 0.75573 | 2.9003 | 8.0491 | 18.7978 | 38.7198 | 72.0512 | 123.0866 | 195.4452 | 282.5009 | 383.9384 | 498.9177 | 626.1986 | 764.1237 | 910.6357 | 1063.3059 | 1247.3864 | 1433.8601 | 1618.3703 | 1795.6226 | 1961.97 | 2114.7888 | 2251.5843 | 2371.2997 | 2473.488 | 2558.3624 | 0 | 0 | 0 | 0.0018164 | 0.0051546 | 0.012375385250617734 | 0.025834820425438637 | 0.04788354529862572 | 0.08011348100513022 | 0.12266608375720499 | 0.17391712674240553 | 0.20924238838880288 | 0.24380955463401324 | 0.2766175918046134 | 0.3068842781258926 | 0.3322824889913936 | 0.35290412144795075 | 0.36648114702736323 | 0.43826144757628605 | 0.43639574458497427 | 0.4196665101751613 | 0.3824906363774782 | 0.3306597171169651 | 0.2912913473150428 | 0.24944362181241114 | 0.20920761240455063 | 0.17206516721972445 | 0.13895701910272937 | 0 | 0
Broiler_Office_New_Infrared Burners | Broiler_Office_New | Broiler_Commercial_New_Typical_Infrared Burners | Commercial | Office | New | Food Preparation | Natural Gas | Broiler | EQ | Typical | 15 | 9 | 12 | 416.0699 | 0 | 0 | 0.0077466 | 0.5 | LO3Slow | 0.996 | n/a | A | WCE23 | 0.66442 | 0.398652 | 1 units | 0.0321 | 614.9983090149827 | 614.9983 | 467.4411378678726 | 467.4411 | IL TRM v13 - 4.2.14 - Infrared Salamander Broiler - CI-FSE-IRBL-V03-240101¦IL TRM v13 - 4.2.15 - Infrared Upright Broiler - CI-FSE-IRUB-V03-240101 | AEG Estimate based on Online Vendors | IL TRM v13 - 4.2.14 - Infrared Salamander Broiler - CI-FSE-IRBL-V03-240101¦IL TRM v13 - 4.2.15 - Infrared Upright Broiler - CI-FSE-IRUB-V03-240101 | 0 | 0 | 1901.2082 | Typical | Typical | Typical | Typical | Typical | Typical | Typical | Typical | Typical | Typical | Typical | Typical | Typical | Typical | Typical | Typical | Typical | Typical | Typical | Typical | Typical | Typical | Typical | Typical | Typical | Typical | Typical | Typical | 0 | 0 | 0 | 0 | 0 | 0 | 0 | 0 | 0 | 0 | 0 | 0 | 0 | 0 | 0 | 0 | 0 | 0 | 0 | 0 | 0 | 0 | 0 | 0 | 0 | 0 | 0 | 0 | 0 | 0 | 0 | 0 | 0 | 0 | 0 | 0 | 0 | 0 | 0 | 0 | 0 | 0 | 0 | 0 | 0 | 0 | 0 | 0 | 0 | 0 | 0 | 0 | 0 | 0 | 0 | 0 | 0 | 0 | 0 | 0 | 0 | 0 | 0 | 0 | 0 | 0 | 0 | 0 | 0 | 0 | 0 | 0 | 0 | 0 | 0 | 0 | 0 | 0 | 0 | 0 | 0 | 0 | 0 | 0 | 0 | 0 | 0 | 0 | 0 | 0 | 0 | 0 | 0 | 0 | 0 | 0 | 0 | 0 | 0 | 0 | 0 | 0 | 0 | 0 | 0 | 0 | 0 | 0 | 0 | 0 | 0 | 0 | Infrared Burners | Infrared Burners | Infrared Burners | Infrared Burners | Infrared Burners | Infrared Burners | Infrared Burners | Infrared Burners | Infrared Burners | Infrared Burners | Infrared Burners | Infrared Burners | Infrared Burners | Infrared Burners | Infrared Burners | Infrared Burners | Infrared Burners | Infrared Burners | Infrared Burners | Infrared Burners | Infrared Burners | Infrared Burners | Infrared Burners | Infrared Burners | Infrared Burners | Infrared Burners | Infrared Burners | Infrared Burners | 1901.2082 | 1901.2082 | 1901.2082 | 1901.2082 | 1901.2082 | 1901.2082 | 1901.2082 | 1901.2082 | 1901.2082 | 1901.2082 | 1901.2082 | 1901.2082 | 1901.2082 | 1901.2082 | 1901.2082 | 1901.2082 | 1901.2082 | 1901.2082 | 1901.2082 | 1901.2082 | 1901.2082 | 1901.2082 | 1901.2082 | 1901.2082 | 1901.2082 | 1901.2082 | 1901.2082 | 1901.2082 | 416.0699 | 416.0699 | 416.0699 | 416.0699 | 416.0699 | 416.0699 | 416.0699 | 416.0699 | 416.0699 | 416.0699 | 416.0699 | 416.0699 | 416.0699 | 416.0699 | 416.0699 | 416.0699 | 416.0699 | 416.0699 | 416.0699 | 416.0699 | 416.0699 | 416.0699 | 416.0699 | 416.0699 | 416.0699 | 416.0699 | 416.0699 | 416.0699 | 0 | 0 | 0 | 0 | 0 | 0 | 0 | 0 | 0 | 0 | 0 | 0 | 0 | 0 | 0 | 0 | 0 | 0 | 0 | 0 | 0 | 0 | 0 | 0 | 0 | 0 | 0 | 0 | 0 | 0 | 0 | 0 | 0 | 0 | 0 | 0 | 0 | 0 | 0 | 0 | 0 | 0 | 0 | 0 | 0 | 0 | 0 | 0 | 0 | 0 | 0 | 0 | 0 | 0 | 0 | 0 | 0 | 0 | 0 | 0 | 0 | 0 | 0 | 0 | 0 | 0 | 0 | 0 | 0 | 0 | 0 | 0 | 0 | 0 | 0 | 0 | 0 | 0 | 0 | 0 | 0 | 0 | 0 | 0 | 0 | 0 | 0 | 0 | 0 | 0 | 0 | 0 | 0 | 0 | 0 | 0 | 0 | 0 | 0 | 0 | 0 | 0 | 0 | 0 | 0 | 0 | 0 | 0 | 0 | 0 | 0 | 0 | Infrared Burners | Infrared Burners | Infrared Burners | Infrared Burners | Infrared Burners | Infrared Burners | Infrared Burners | Infrared Burners | Infrared Burners | Infrared Burners | Infrared Burners | Infrared Burners | Infrared Burners | Infrared Burners | Infrared Burners | Infrared Burners | Infrared Burners | Infrared Burners | Infrared Burners | Infrared Burners | Infrared Burners | Infrared Burners | Infrared Burners | Infrared Burners | Infrared Burners | Infrared Burners | Infrared Burners | Infrared Burners | 1901.2082 | 1901.2082 | 1901.2082 | 1901.2082 | 1901.2082 | 1901.2082 | 1901.2082 | 1901.2082 | 1901.2082 | 1901.2082 | 1901.2082 | 1901.2082 | 1901.2082 | 1901.2082 | 1901.2082 | 1901.2082 | 1901.2082 | 1901.2082 | 1901.2082 | 1901.2082 | 1901.2082 | 1901.2082 | 1901.2082 | 1901.2082 | 1901.2082 | 1901.2082 | 1901.2082 | 1901.2082 | 416.0699 | 416.0699 | 416.0699 | 416.0699 | 416.0699 | 416.0699 | 416.0699 | 416.0699 | 416.0699 | 416.0699 | 416.0699 | 416.0699 | 416.0699 | 416.0699 | 416.0699 | 416.0699 | 416.0699 | 416.0699 | 416.0699 | 416.0699 | 416.0699 | 416.0699 | 416.0699 | 416.0699 | 416.0699 | 416.0699 | 416.0699 | 416.0699 | 0 | 0 | 0 | 0 | 0 | 0 | 0 | 0 | 0 | 0 | 0 | 0 | 0 | 0 | 0 | 0 | 0 | 0 | 0 | 0 | 0 | 0 | 0 | 0 | 0 | 0 | 0 | 0 | 0 | 0 | 0 | 0 | 0 | 0 | 0 | 0 | 0 | 0 | 0 | 0 | 0 | 0 | 0 | 0 | 0 | 0 | 0 | 0 | 0 | 0 | 0 | 0 | 0 | 0 | 0 | 0 | 0 | 0 | 0 | 0 | 0 | 0 | 0 | 0 | 0 | 0 | 0 | 0 | 0 | 0 | 0 | 0 | 0 | 0 | 0 | 0 | 0 | 0 | 0 | 0 | 0 | 0 | 0 | 0 | 0 | 0
Broiler_Office_Existing_Infrared Burners | Broiler_Office_Existing | Broiler_Commercial_Existing_Typical_Infrared Burners | Commercial | Office | Existing | Food Preparation | Natural Gas | Broiler | EQ | Typical | 15 | 9 | 12 | 416.0699 | 0 | 0 | 0.0077466 | 0.5 | LO3Slow | 0.996 | n/a | A | WCE9 | 0.66442 | 0.398652 | 1 units | 0.0321 | 614.9983090149827 | 614.9983 | 467.4411378678726 | 467.4411 | IL TRM v13 - 4.2.14 - Infrared Salamander Broiler - CI-FSE-IRBL-V03-240101¦IL TRM v13 - 4.2.15 - Infrared Upright Broiler - CI-FSE-IRUB-V03-240101 | AEG Estimate based on Online Vendors | IL TRM v13 - 4.2.14 - Infrared Salamander Broiler - CI-FSE-IRBL-V03-240101¦IL TRM v13 - 4.2.15 - Infrared Upright Broiler - CI-FSE-IRUB-V03-240101 | 0 | 0 | 1901.2082 | Typical | Typical | Typical | Typical | Typical | Typical | Typical | Typical | Typical | Typical | Typical | Typical | Typical | Typical | Typical | Typical | Typical | Typical | Typical | Typical | Typical | Typical | Typical | Typical | Typical | Typical | Typical | Typical | 0 | 0 | 0 | 100.3586 | 110.733 | 119.6254 | 127.2475 | 133.7807 | 139.3806 | 144.1805 | 148.2947 | 137.7003 | 130.6367 | 126.3113 | 124.0858 | 23.09 | 13.2583 | 5.7643 | 21.7405 | 18.6347 | 15.9726 | 11.6736 | 6.5477 | 15.287 | 20.1253 | 22.1804 | 22.3043 | 21.1401 | 0 | 0 | 0 | 100.3586 | 211.0916 | 330.7171 | 457.9646 | 591.7453 | 731.1258 | 875.3063 | 1023.601 | 1161.3013 | 1291.938 | 1403.9123 | 1499.8903 | 1582.1571 | 1652.6716 | 1713.1125 | 1786.5186 | 1853.5523 | 1885.296 | 1912.5049 | 1935.8268 | 1955.817 | 1972.9514 | 1987.6381 | 2000.2267 | 2011.0169 | 0 | 0 | 0 | 0.24121641662124274 | 0.26615192558998574 | 0.2875252189917654 | 0.30584518476471945 | 0.3215480125701086 | 0.3350075792604422 | 0.3465443507092996 | 0.3564330119511772 | 0.3309690089827913 | 0.31399129191254155 | 0.3035948811566417 | 0.2982458875042623 | 0.05549794680980572 | 0.03186684088872995 | 0.013854868357149287 | 0.0522543015199857 | 0.04478940130284492 | 0.038390915402438414 | 0.0280579277280091 | 0.015737816015379442 | 0.036742908202287816 | 0.04837203793114419 | 0.05331156592904228 | 0.05360935465062521 | 0.050811274497442 | 0 | 0 | 0 | 0.24121641662124274 | 0.5073683422112285 | 0.7948935612029938 | 1.1007387459677134 | 1.422286758537822 | 1.7572943377982642 | 2.103838688507564 | 2.4602717004587413 | 2.7912407094415324 | 3.105232001354074 | 3.408826882510716 | 3.707072770014978 | 3.7625707168247837 | 3.794437557713514 | 3.808292426070663 | 3.8605467275906484 | 3.9053361288934934 | 3.943727044295932 | 3.9717849720239413 | 3.9875227880393207 | 4.024265696241609 | 4.072637734172753 | 4.125949300101795 | 4.17955865475242 | 4.230369929249862 | Infrared Burners | Infrared Burners | Infrared Burners | Infrared Burners | Infrared Burners | Infrared Burners | Infrared Burners | Infrared Burners | Infrared Burners | Infrared Burners | Infrared Burners | Infrared Burners | Infrared Burners | Infrared Burners | Infrared Burners | Infrared Burners | Infrared Burners | Infrared Burners | Infrared Burners | Infrared Burners | Infrared Burners | Infrared Burners | Infrared Burners | Infrared Burners | Infrared Burners | Infrared Burners | Infrared Burners | Infrared Burners | 1901.2082 | 1901.2082 | 1901.2082 | 1901.2082 | 1901.2082 | 1901.2082 | 1901.2082 | 1901.2082 | 1901.2082 | 1901.2082 | 1901.2082 | 1901.2082 | 1901.2082 | 1901.2082 | 1901.2082 | 1901.2082 | 1901.2082 | 1901.2082 | 1901.2082 | 1901.2082 | 1901.2082 | 1901.2082 | 1901.2082 | 1901.2082 | 1901.2082 | 1901.2082 | 1901.2082 | 1901.2082 | 416.0699 | 416.0699 | 416.0699 | 416.0699 | 416.0699 | 416.0699 | 416.0699 | 416.0699 | 416.0699 | 416.0699 | 416.0699 | 416.0699 | 416.0699 | 416.0699 | 416.0699 | 416.0699 | 416.0699 | 416.0699 | 416.0699 | 416.0699 | 416.0699 | 416.0699 | 416.0699 | 416.0699 | 416.0699 | 416.0699 | 416.0699 | 416.0699 | 0 | 0 | 0 | 0.47191 | 1.3392 | 3.2151 | 6.7119 | 12.4402 | 20.8136 | 31.8688 | 45.1839 | 54.3614 | 63.342 | 71.8655 | 79.7289 | 86.3273 | 91.6849 | 95.2122 | 113.8608 | 113.3761 | 109.0298 | 99.3715 | 85.9057 | 75.6778 | 64.8057 | 54.3524 | 44.7027 | 36.1012 | 0 | 0 | 0 | 0.47191 | 1.8111 | 5.0262 | 11.7381 | 24.1783 | 44.9919 | 76.8607 | 122.0445 | 176.4059 | 239.7479 | 311.546 | 391.0258 | 477.1522 | 568.6407 | 663.9747 | 778.9226 | 895.3649 | 1010.5811 | 1121.2652 | 1225.1398 | 1320.5665 | 1405.9876 | 1480.7431 | 1544.554 | 1597.5532 | 0 | 0 | 0 | 0.0011342580239524053 | 0.0032187696847930155 | 0.00772773114984583 | 0.016132390427390526 | 0.029900577402289213 | 0.05002635717179181 | 0.07659806117412253 | 0.10860145123578159 | 0.1306600877366285 | 0.1522453363527616 | 0.17273210792990434 | 0.1916319490217917 | 0.2074917013673511 | 0.22036874949700455 | 0.22884683735992925 | 0.2736695926329029 | 0.2725045661848089 | 0.2620581014288668 | 0.23884386185965828 | 0.20647837172070532 | 0.18189504187068878 | 0.1557634940143711 | 0.13063837209292686 | 0.10744500680986253 | 0.08677083284791327 | 0 | 0 | 0 | 0.0011342580239524053 | 0.0043530277087454215 | 0.01208075885859125 | 0.028213149285981776 | 0.05811372668827099 | 0.1081400838600628 | 0.1847381450341853 | 0.2933395962699669 | 0.4239996840065954 | 0.576245020359357 | 0.7489771282892612 | 0.9406090773110529 | 1.148100778678404 | 1.3684695281754085 | 1.5973163655353377 | 1.8709859581682409 | 2.1434905243530498 | 2.4055486257819165 | 2.644392487641575 | 2.8508708593622805 | 3.032765901232969 | 3.18852939524734 | 3.319167767340267 | 3.4266127741501298 | 3.513383606998043 | Infrared Burners | Infrared Burners | Infrared Burners | Infrared Burners | Infrared Burners | Infrared Burners | Infrared Burners | Infrared Burners | Infrared Burners | Infrared Burners | Infrared Burners | Infrared Burners | Infrared Burners | Infrared Burners | Infrared Burners | Infrared Burners | Infrared Burners | Infrared Burners | Infrared Burners | Infrared Burners | Infrared Burners | Infrared Burners | Infrared Burners | Infrared Burners | Infrared Burners | Infrared Burners | Infrared Burners | Infrared Burners | 1901.2082 | 1901.2082 | 1901.2082 | 1901.2082 | 1901.2082 | 1901.2082 | 1901.2082 | 1901.2082 | 1901.2082 | 1901.2082 | 1901.2082 | 1901.2082 | 1901.2082 | 1901.2082 | 1901.2082 | 1901.2082 | 1901.2082 | 1901.2082 | 1901.2082 | 1901.2082 | 1901.2082 | 1901.2082 | 1901.2082 | 1901.2082 | 1901.2082 | 1901.2082 | 1901.2082 | 1901.2082 | 416.0699 | 416.0699 | 416.0699 | 416.0699 | 416.0699 | 416.0699 | 416.0699 | 416.0699 | 416.0699 | 416.0699 | 416.0699 | 416.0699 | 416.0699 | 416.0699 | 416.0699 | 416.0699 | 416.0699 | 416.0699 | 416.0699 | 416.0699 | 416.0699 | 416.0699 | 416.0699 | 416.0699 | 416.0699 | 416.0699 | 416.0699 | 416.0699 | 0 | 0 | 0 | 0.47191 | 1.3392 | 3.2151 | 6.7119 | 12.4402 | 20.8136 | 31.8688 | 45.1839 | 54.3614 | 63.342 | 71.8655 | 79.7289 | 86.3273 | 91.6849 | 95.2122 | 113.8608 | 113.3761 | 109.0298 | 99.3715 | 85.9057 | 75.6778 | 64.8057 | 54.3524 | 44.7027 | 36.1012 | 0 | 0 | 0 | 0.47191 | 1.8111 | 5.0262 | 11.7381 | 24.1783 | 44.9919 | 76.8607 | 122.0445 | 176.4059 | 239.7479 | 311.546 | 391.0258 | 477.1522 | 568.6407 | 663.9747 | 778.9226 | 895.3649 | 1010.5811 | 1121.2652 | 1225.1398 | 1320.5665 | 1405.9876 | 1480.7431 | 1544.554 | 1597.5532 | 0 | 0 | 0 | 0.0011343 | 0.0032188 | 0.00772773114984583 | 0.016132390427390526 | 0.029900577402289213 | 0.05002635717179181 | 0.07659806117412253 | 0.10860145123578159 | 0.13066008773662846 | 0.1522453363527616 | 0.17273210792990437 | 0.19163194902179173 | 0.20749170136735104 | 0.22036874949700458 | 0.22884683735992925 | 0.27366959263290297 | 0.27250456618480895 | 0.2620581014288668 | 0.2388438618596582 | 0.20647837172070527 | 0.18189504187068878 | 0.15576349401437115 | 0.13063837209292686 | 0.1074450068098625 | 0.08677083284791334 | 0 | 0
Gas Boiler - Stack Economizer_Office_Existing_Boiler with an economizer installed on a exhaust stack | Gas Boiler - Stack Economizer_Office_Existing | Gas Boiler - Stack Economizer_Commercial_Existing_The baseline boiler does not have an economizer installed._Boiler with an economizer installed on a exhaust stack | Commercial | Office | Existing | Space Heating | Natural Gas | Gas Boiler - Stack Economizer | NEQ | The baseline boiler does not have an economizer installed. | 15 | 15 | 15 | 0.38665 | 0 | 0 | 0 | 0 | Retro1Slow | 0.012666666666666666 | TBD | A | WCM24 | 0.7 | 0.42 | kBtuh heat | 0.0321 | 625.0441596266617 | 625.0442 | 492.99257660694417 | 492.9926 | IL TRM v13 - 4.4.28 - Stack Economizer for Boilers Serving HVAC Loads - CI-HVC-BECO-V03-250101 | Efficiency Maine TRM - 2023.1 - Boiler Stack Heat Exchanger (Boiler Economizer) - AF2. ¦ GDS Associates, Inc. (2009). Natural Gas Energy Efficiency Potential in Massachusetts. Prepared for GasNetworks. | IL TRM v13 - 4.4.28 - Stack Economizer for Boilers Serving HVAC Loads - CI-HVC-BECO-V03-250101 | 0 | 0 | 1.9889 | The baseline boiler does not have an economizer installed. | The baseline boiler does not have an economizer installed. | The baseline boiler does not have an economizer installed. | The baseline boiler does not have an economizer installed. | The baseline boiler does not have an economizer installed. | The baseline boiler does not have an economizer installed. | The baseline boiler does not have an economizer installed. | The baseline boiler does not have an economizer installed. | The baseline boiler does not have an economizer installed. | The baseline boiler does not have an economizer installed. | The baseline boiler does not have an economizer installed. | The baseline boiler does not have an economizer installed. | The baseline boiler does not have an economizer installed. | The baseline boiler does not have an economizer installed. | The baseline boiler does not have an economizer installed. | The baseline boiler does not have an economizer installed. | The baseline boiler does not have an economizer installed. | The baseline boiler does not have an economizer installed. | The baseline boiler does not have an economizer installed. | The baseline boiler does not have an economizer installed. | The baseline boiler does not have an economizer installed. | The baseline boiler does not have an economizer installed. | The baseline boiler does not have an economizer installed. | The baseline boiler does not have an economizer installed. | The baseline boiler does not have an economizer installed. | The baseline boiler does not have an economizer installed. | The baseline boiler does not have an economizer installed. | The baseline boiler does not have an economizer installed. | 0 | 0 | 0 | 0 | 0 | 0 | 0 | 0 | 0 | 0 | 0 | 0 | 0 | 0 | 0 | 0 | 0 | 0 | 0 | 0 | 0 | 0 | 0 | 0 | 0 | 0 | 0 | 0 | 0 | 0 | 0 | 0 | 0 | 0 | 0 | 0 | 0 | 0 | 0 | 0 | 0 | 0 | 0 | 0 | 0 | 0 | 0 | 0 | 0 | 0 | 0 | 0 | 0 | 0 | 0 | 0 | 0 | 0 | 0 | 0 | 0 | 0 | 0 | 0 | 0 | 0 | 0 | 0 | 0 | 0 | 0 | 0 | 0 | 0 | 0 | 0 | 0 | 0 | 0 | 0 | 0 | 0 | 0 | 0 | 0 | 0 | 0 | 0 | 0 | 0 | 0 | 0 | 0 | 0 | 0 | 0 | 0 | 0 | 0 | 0 | 0 | 0 | 0 | 0 | 0 | 0 | 0 | 0 | 0 | 0 | 0 | 0 | Boiler with an economizer installed on a exhaust stack | Boiler with an economizer installed on a exhaust stack | Boiler with an economizer installed on a exhaust stack | Boiler with an economizer installed on a exhaust stack | Boiler with an economizer installed on a exhaust stack | Boiler with an economizer installed on a exhaust stack | Boiler with an economizer installed on a exhaust stack | Boiler with an economizer installed on a exhaust stack | Boiler with an economizer installed on a exhaust stack | Boiler with an economizer installed on a exhaust stack | Boiler with an economizer installed on a exhaust stack | Boiler with an economizer installed on a exhaust stack | Boiler with an economizer installed on a exhaust stack | Boiler with an economizer installed on a exhaust stack | Boiler with an economizer installed on a exhaust stack | Boiler with an economizer installed on a exhaust stack | Boiler with an economizer installed on a exhaust stack | Boiler with an economizer installed on a exhaust stack | Boiler with an economizer installed on a exhaust stack | Boiler with an economizer installed on a exhaust stack | Boiler with an economizer installed on a exhaust stack | Boiler with an economizer installed on a exhaust stack | Boiler with an economizer installed on a exhaust stack | Boiler with an economizer installed on a exhaust stack | Boiler with an economizer installed on a exhaust stack | Boiler with an economizer installed on a exhaust stack | Boiler with an economizer installed on a exhaust stack | Boiler with an economizer installed on a exhaust stack | 1.9889 | 1.9889 | 1.9889 | 1.9889 | 1.9889 | 1.9889 | 1.9889 | 1.9889 | 1.9889 | 1.9889 | 1.9889 | 1.9889 | 1.9889 | 1.9889 | 1.9889 | 1.9889 | 1.9889 | 1.9889 | 1.9889 | 1.9889 | 1.9889 | 1.9889 | 1.9889 | 1.9889 | 1.9889 | 1.9889 | 1.9889 | 1.9889 | 0.3867 | 0.3867 | 0.3867 | 0.3867 | 0.3867 | 0.3867 | 0.3867 | 0.3867 | 0.3867 | 0.3867 | 0.3867 | 0.3867 | 0.3867 | 0.3867 | 0.3867 | 0.3867 | 0.3867 | 0.3867 | 0.3867 | 0.3867 | 0.3867 | 0.3867 | 0.3867 | 0.3867 | 0.3867 | 0.3867 | 0.3867 | 0.3867 | 0 | 0 | 0 | 0 | 0 | 0 | 0 | 0 | 0 | 0 | 0 | 0 | 0 | 0 | 0 | 0 | 0 | 0 | 0 | 0 | 0 | 0 | 0 | 0 | 0 | 0 | 0 | 0 | 0 | 0 | 0 | 0 | 0 | 0 | 0 | 0 | 0 | 0 | 0 | 0 | 0 | 0 | 0 | 0 | 0 | 0 | 0 | 0 | 0 | 0 | 0 | 0 | 0 | 0 | 0 | 0 | 0 | 0 | 0 | 0 | 0 | 0 | 0 | 0 | 0 | 0 | 0 | 0 | 0 | 0 | 0 | 0 | 0 | 0 | 0 | 0 | 0 | 0 | 0 | 0 | 0 | 0 | 0 | 0 | 0 | 0 | 0 | 0 | 0 | 0 | 0 | 0 | 0 | 0 | 0 | 0 | 0 | 0 | 0 | 0 | 0 | 0 | 0 | 0 | 0 | 0 | 0 | 0 | 0 | 0 | 0 | 0 | Boiler with an economizer installed on a exhaust stack | Boiler with an economizer installed on a exhaust stack | Boiler with an economizer installed on a exhaust stack | Boiler with an economizer installed on a exhaust stack | Boiler with an economizer installed on a exhaust stack | Boiler with an economizer installed on a exhaust stack | Boiler with an economizer installed on a exhaust stack | Boiler with an economizer installed on a exhaust stack | Boiler with an economizer installed on a exhaust stack | Boiler with an economizer installed on a exhaust stack | Boiler with an economizer installed on a exhaust stack | Boiler with an economizer installed on a exhaust stack | Boiler with an economizer installed on a exhaust stack | Boiler with an economizer installed on a exhaust stack | Boiler with an economizer installed on a exhaust stack | Boiler with an economizer installed on a exhaust stack | Boiler with an economizer installed on a exhaust stack | Boiler with an economizer installed on a exhaust stack | Boiler with an economizer installed on a exhaust stack | Boiler with an economizer installed on a exhaust stack | Boiler with an economizer installed on a exhaust stack | Boiler with an economizer installed on a exhaust stack | Boiler with an economizer installed on a exhaust stack | Boiler with an economizer installed on a exhaust stack | Boiler with an economizer installed on a exhaust stack | Boiler with an economizer installed on a exhaust stack | Boiler with an economizer installed on a exhaust stack | Boiler with an economizer installed on a exhaust stack | 1.9889 | 1.9889 | 1.9889 | 1.9889 | 1.9889 | 1.9889 | 1.9889 | 1.9889 | 1.9889 | 1.9889 | 1.9889 | 1.9889 | 1.9889 | 1.9889 | 1.9889 | 1.9889 | 1.9889 | 1.9889 | 1.9889 | 1.9889 | 1.9889 | 1.9889 | 1.9889 | 1.9889 | 1.9889 | 1.9889 | 1.9889 | 1.9889 | 0.3867 | 0.3867 | 0.3867 | 0.3867 | 0.3867 | 0.3867 | 0.3867 | 0.3867 | 0.3867 | 0.3867 | 0.3867 | 0.3867 | 0.3867 | 0.3867 | 0.3867 | 0.3867 | 0.3867 | 0.3867 | 0.3867 | 0.3867 | 0.3867 | 0.3867 | 0.3867 | 0.3867 | 0.3867 | 0.3867 | 0.3867 | 0.3867 | 0 | 0 | 0 | 0 | 0 | 0 | 0 | 0 | 0 | 0 | 0 | 0 | 0 | 0 | 0 | 0 | 0 | 0 | 0 | 0 | 0 | 0 | 0 | 0 | 0 | 0 | 0 | 0 | 0 | 0 | 0 | 0 | 0 | 0 | 0 | 0 | 0 | 0 | 0 | 0 | 0 | 0 | 0 | 0 | 0 | 0 | 0 | 0 | 0 | 0 | 0 | 0 | 0 | 0 | 0 | 0 | 0 | 0 | 0 | 0 | 0 | 0 | 0 | 0 | 0 | 0 | 0 | 0 | 0 | 0 | 0 | 0 | 0 | 0 | 0 | 0 | 0 | 0 | 0 | 0 | 0 | 0 | 0 | 0 | 0 | 0
Gas Boiler - Stack Economizer_Restaurant_Existing_Boiler with an economizer installed on a exhaust stack | Gas Boiler - Stack Economizer_Restaurant_Existing | Gas Boiler - Stack Economizer_Commercial_Existing_The baseline boiler does not have an economizer installed._Boiler with an economizer installed on a exhaust stack | Commercial | Restaurant | Existing | Space Heating | Natural Gas | Gas Boiler - Stack Economizer | NEQ | The baseline boiler does not have an economizer installed. | 15 | 15 | 15 | 0.3573 | 0 | 0 | 0 | 0 | Retro1Slow | 0.012666666666666666 | TBD | A | WCM124 | 0.7 | 0.42 | kBtuh heat | 0.0321 | 676.405512230181 | 676.4055 | 533.5029392238044 | 533.5029 | IL TRM v13 - 4.4.28 - Stack Economizer for Boilers Serving HVAC Loads - CI-HVC-BECO-V03-250101 | Efficiency Maine TRM - 2023.1 - Boiler Stack Heat Exchanger (Boiler Economizer) - AF2. ¦ GDS Associates, Inc. (2009). Natural Gas Energy Efficiency Potential in Massachusetts. Prepared for GasNetworks. | IL TRM v13 - 4.4.28 - Stack Economizer for Boilers Serving HVAC Loads - CI-HVC-BECO-V03-250101 | 0 | 0 | 1.9889 | The baseline boiler does not have an economizer installed. | The baseline boiler does not have an economizer installed. | The baseline boiler does not have an economizer installed. | The baseline boiler does not have an economizer installed. | The baseline boiler does not have an economizer installed. | The baseline boiler does not have an economizer installed. | The baseline boiler does not have an economizer installed. | The baseline boiler does not have an economizer installed. | The baseline boiler does not have an economizer installed. | The baseline boiler does not have an economizer installed. | The baseline boiler does not have an economizer installed. | The baseline boiler does not have an economizer installed. | The baseline boiler does not have an economizer installed. | The baseline boiler does not have an economizer installed. | The baseline boiler does not have an economizer installed. | The baseline boiler does not have an economizer installed. | The baseline boiler does not have an economizer installed. | The baseline boiler does not have an economizer installed. | The baseline boiler does not have an economizer installed. | The baseline boiler does not have an economizer installed. | The baseline boiler does not have an economizer installed. | The baseline boiler does not have an economizer installed. | The baseline boiler does not have an economizer installed. | The baseline boiler does not have an economizer installed. | The baseline boiler does not have an economizer installed. | The baseline boiler does not have an economizer installed. | The baseline boiler does not have an economizer installed. | The baseline boiler does not have an economizer installed. | 0 | 0 | 0 | 0 | 0 | 0 | 0 | 0 | 0 | 0 | 0 | 0 | 0 | 0 | 0 | 0 | 0 | 0 | 0 | 0 | 0 | 0 | 0 | 0 | 0 | 0 | 0 | 0 | 0 | 0 | 0 | 0 | 0 | 0 | 0 | 0 | 0 | 0 | 0 | 0 | 0 | 0 | 0 | 0 | 0 | 0 | 0 | 0 | 0 | 0 | 0 | 0 | 0 | 0 | 0 | 0 | 0 | 0 | 0 | 0 | 0 | 0 | 0 | 0 | 0 | 0 | 0 | 0 | 0 | 0 | 0 | 0 | 0 | 0 | 0 | 0 | 0 | 0 | 0 | 0 | 0 | 0 | 0 | 0 | 0 | 0 | 0 | 0 | 0 | 0 | 0 | 0 | 0 | 0 | 0 | 0 | 0 | 0 | 0 | 0 | 0 | 0 | 0 | 0 | 0 | 0 | 0 | 0 | 0 | 0 | 0 | 0 | Boiler with an economizer installed on a exhaust stack | Boiler with an economizer installed on a exhaust stack | Boiler with an economizer installed on a exhaust stack | Boiler with an economizer installed on a exhaust stack | Boiler with an economizer installed on a exhaust stack | Boiler with an economizer installed on a exhaust stack | Boiler with an economizer installed on a exhaust stack | Boiler with an economizer installed on a exhaust stack | Boiler with an economizer installed on a exhaust stack | Boiler with an economizer installed on a exhaust stack | Boiler with an economizer installed on a exhaust stack | Boiler with an economizer installed on a exhaust stack | Boiler with an economizer installed on a exhaust stack | Boiler with an economizer installed on a exhaust stack | Boiler with an economizer installed on a exhaust stack | Boiler with an economizer installed on a exhaust stack | Boiler with an economizer installed on a exhaust stack | Boiler with an economizer installed on a exhaust stack | Boiler with an economizer installed on a exhaust stack | Boiler with an economizer installed on a exhaust stack | Boiler with an economizer installed on a exhaust stack | Boiler with an economizer installed on a exhaust stack | Boiler with an economizer installed on a exhaust stack | Boiler with an economizer installed on a exhaust stack | Boiler with an economizer installed on a exhaust stack | Boiler with an economizer installed on a exhaust stack | Boiler with an economizer installed on a exhaust stack | Boiler with an economizer installed on a exhaust stack | 1.9889 | 1.9889 | 1.9889 | 1.9889 | 1.9889 | 1.9889 | 1.9889 | 1.9889 | 1.9889 | 1.9889 | 1.9889 | 1.9889 | 1.9889 | 1.9889 | 1.9889 | 1.9889 | 1.9889 | 1.9889 | 1.9889 | 1.9889 | 1.9889 | 1.9889 | 1.9889 | 1.9889 | 1.9889 | 1.9889 | 1.9889 | 1.9889 | 0.3573 | 0.3573 | 0.3573 | 0.3573 | 0.3573 | 0.3573 | 0.3573 | 0.3573 | 0.3573 | 0.3573 | 0.3573 | 0.3573 | 0.3573 | 0.3573 | 0.3573 | 0.3573 | 0.3573 | 0.3573 | 0.3573 | 0.3573 | 0.3573 | 0.3573 | 0.3573 | 0.3573 | 0.3573 | 0.3573 | 0.3573 | 0.3573 | 0 | 0 | 0 | 0 | 0 | 0 | 0 | 0 | 0 | 0 | 0 | 0 | 0 | 0 | 0 | 0 | 0 | 0 | 0 | 0 | 0 | 0 | 0 | 0 | 0 | 0 | 0 | 0 | 0 | 0 | 0 | 0 | 0 | 0 | 0 | 0 | 0 | 0 | 0 | 0 | 0 | 0 | 0 | 0 | 0 | 0 | 0 | 0 | 0 | 0 | 0 | 0 | 0 | 0 | 0 | 0 | 0 | 0 | 0 | 0 | 0 | 0 | 0 | 0 | 0 | 0 | 0 | 0 | 0 | 0 | 0 | 0 | 0 | 0 | 0 | 0 | 0 | 0 | 0 | 0 | 0 | 0 | 0 | 0 | 0 | 0 | 0 | 0 | 0 | 0 | 0 | 0 | 0 | 0 | 0 | 0 | 0 | 0 | 0 | 0 | 0 | 0 | 0 | 0 | 0 | 0 | 0 | 0 | 0 | 0 | 0 | 0 | Boiler with an economizer installed on a exhaust stack | Boiler with an economizer installed on a exhaust stack | Boiler with an economizer installed on a exhaust stack | Boiler with an economizer installed on a exhaust stack | Boiler with an economizer installed on a exhaust stack | Boiler with an economizer installed on a exhaust stack | Boiler with an economizer installed on a exhaust stack | Boiler with an economizer installed on a exhaust stack | Boiler with an economizer installed on a exhaust stack | Boiler with an economizer installed on a exhaust stack | Boiler with an economizer installed on a exhaust stack | Boiler with an economizer installed on a exhaust stack | Boiler with an economizer installed on a exhaust stack | Boiler with an economizer installed on a exhaust stack | Boiler with an economizer installed on a exhaust stack | Boiler with an economizer installed on a exhaust stack | Boiler with an economizer installed on a exhaust stack | Boiler with an economizer installed on a exhaust stack | Boiler with an economizer installed on a exhaust stack | Boiler with an economizer installed on a exhaust stack | Boiler with an economizer installed on a exhaust stack | Boiler with an economizer installed on a exhaust stack | Boiler with an economizer installed on a exhaust stack | Boiler with an economizer installed on a exhaust stack | Boiler with an economizer installed on a exhaust stack | Boiler with an economizer installed on a exhaust stack | Boiler with an economizer installed on a exhaust stack | Boiler with an economizer installed on a exhaust stack | 1.9889 | 1.9889 | 1.9889 | 1.9889 | 1.9889 | 1.9889 | 1.9889 | 1.9889 | 1.9889 | 1.9889 | 1.9889 | 1.9889 | 1.9889 | 1.9889 | 1.9889 | 1.9889 | 1.9889 | 1.9889 | 1.9889 | 1.9889 | 1.9889 | 1.9889 | 1.9889 | 1.9889 | 1.9889 | 1.9889 | 1.9889 | 1.9889 | 0.3573 | 0.3573 | 0.3573 | 0.3573 | 0.3573 | 0.3573 | 0.3573 | 0.3573 | 0.3573 | 0.3573 | 0.3573 | 0.3573 | 0.3573 | 0.3573 | 0.3573 | 0.3573 | 0.3573 | 0.3573 | 0.3573 | 0.3573 | 0.3573 | 0.3573 | 0.3573 | 0.3573 | 0.3573 | 0.3573 | 0.3573 | 0.3573 | 0 | 0 | 0 | 0 | 0 | 0 | 0 | 0 | 0 | 0 | 0 | 0 | 0 | 0 | 0 | 0 | 0 | 0 | 0 | 0 | 0 | 0 | 0 | 0 | 0 | 0 | 0 | 0 | 0 | 0 | 0 | 0 | 0 | 0 | 0 | 0 | 0 | 0 | 0 | 0 | 0 | 0 | 0 | 0 | 0 | 0 | 0 | 0 | 0 | 0 | 0 | 0 | 0 | 0 | 0 | 0 | 0 | 0 | 0 | 0 | 0 | 0 | 0 | 0 | 0 | 0 | 0 | 0 | 0 | 0 | 0 | 0 | 0 | 0 | 0 | 0 | 0 | 0 | 0 | 0 | 0 | 0 | 0 | 0 | 0 | 0
Commercial Laundry - Ozone Treatment_Healthcare_Existing_Ozone laundry system(s) that transfer ozone into the water through Venturi Injection, Bubble Diffusion, or other methods | Commercial Laundry - Ozone Treatment_Healthcare_Existing | Commercial Laundry - Ozone Treatment_Commercial_Existing_Conventional washing machine system with no ozone generator installed_Ozone laundry system(s) that transfer ozone into the water through Venturi Injection, Bubble Diffusion, or other methods | Commercial | Healthcare | Existing | Water Heating | Natural Gas | Commercial Laundry - Ozone Treatment | NEQ | Conventional washing machine system with no ozone generator installed | 10 | 10 | 10 | 15.3613 | 0 | 0 | 0.1 | 0.2 | Retro5Med | 8.35569166605469E-06 | TBD | A | WCM537 | 0.7 | 0.42 | Capacity | 0.0321 | 371.58392996912346 | 371.5839 | 796.9100404197147 | 796.91 | IL TRM v12 - 4.3.6 - Ozone Laundry - CI-HWE-OZLD-V07-230101 | IL TRM v12 - 4.3.6 - Ozone Laundry - CI-HWE-OZLD-V07-230101 | IL TRM v12 - 4.3.6 - Ozone Laundry - CI-HWE-OZLD-V07-230101 | 0 | 0 | 98.2254 | Conventional washing machine system with no ozone generator installed | Conventional washing machine system with no ozone generator installed | Conventional washing machine system with no ozone generator installed | Conventional washing machine system with no ozone generator installed | Conventional washing machine system with no ozone generator installed | Conventional washing machine system with no ozone generator installed | Conventional washing machine system with no ozone generator installed | Conventional washing machine system with no ozone generator installed | Conventional washing machine system with no ozone generator installed | Conventional washing machine system with no ozone generator installed | Conventional washing machine system with no ozone generator installed | Conventional washing machine system with no ozone generator installed | Conventional washing machine system with no ozone generator installed | Conventional washing machine system with no ozone generator installed | Conventional washing machine system with no ozone generator installed | Conventional washing machine system with no ozone generator installed | Conventional washing machine system with no ozone generator installed | Conventional washing machine system with no ozone generator installed | Conventional washing machine system with no ozone generator installed | Conventional washing machine system with no ozone generator installed | Conventional washing machine system with no ozone generator installed | Conventional washing machine system with no ozone generator installed | Conventional washing machine system with no ozone generator installed | Conventional washing machine system with no ozone generator installed | Conventional washing machine system with no ozone generator installed | Conventional washing machine system with no ozone generator installed | Conventional washing machine system with no ozone generator installed | Conventional washing machine system with no ozone generator installed | 0 | 0 | 0 | 28.3814 | 34.4674 | 41.6666 | 47.7293 | 53.6681 | 61.7953 | 66.7057 | 67.1522 | 62.407 | 53.038 | 40.6652 | 26.7115 | 15.3837 | 7.3533 | 3.101 | 1.1247 | 0.35052 | 0.076258 | 0.0070088 | 0.004667 | 0 | 0 | 0 | 0 | 0 | 0 | 0 | 0 | 28.3814 | 62.539 | 103.4472 | 149.8099 | 201.3503 | 260.0995 | 322.6437 | 385.097 | 442.1739 | 490.2162 | 526.3685 | 549.1362 | 560.0522 | 563.3511 | 564.6423 | 564.2713 | 563.3822 | 562.425 | 561.5639 | 560.9022 | 560.4806 | 560.1434 | 559.8735 | 559.6577 | 559.485 | 0 | 0 | 0 | 8.438727462048905E-05 | 0.00010361411499495067 | 0.00012679335486827194 | 0.00014718710689620178 | 0.00016788553415086782 | 0.00019627836974691346 | 0.00021532041971887082 | 0.00021996501832011848 | 0.00020729063156658422 | 0.00017818385595665164 | 0.0001378861907083701 | 9.125600627564513E-05 | 5.298735848263265E-05 | 2.55124318620083E-05 | 1.079372117238813E-05 | 3.924989517232049E-06 | 1.2259901391954415E-06 | 2.672101834255502E-07 | 2.4597001648865892E-08 | 1.639800109924393E-08 | 0 | 0 | 0 | 0 | 0 | 0 | 0 | 0 | 8.438727462048905E-05 | 0.00018800138961543971 | 0.0003147947444837116 | 0.0004619818513799134 | 0.0006298673855307812 | 0.0008261457552776948 | 0.0010414661749965656 | 0.001261431193316684 | 0.0014687218248832683 | 0.00164690568083992 | 0.0017847918715482901 | 0.0018760478778239353 | 0.0019290352363065678 | 0.001954547668168576 | 0.001965341389340964 | 0.001969266378858196 | 0.0019704923689973916 | 0.0019707595791808173 | 0.0019707841761824663 | 0.0019708005741835657 | 0.0019708005741835657 | 0.0019708005741835657 | 0.0019708005741835657 | 0.0019708005741835657 | 0.0019708005741835657 | Ozone laundry system(s) that transfer ozone into the water through Venturi Injection, Bubble Diffusion, or other methods | Ozone laundry system(s) that transfer ozone into the water through Venturi Injection, Bubble Diffusion, or other methods | Ozone laundry system(s) that transfer ozone into the water through Venturi Injection, Bubble Diffusion, or other methods | Ozone laundry system(s) that transfer ozone into the water through Venturi Injection, Bubble Diffusion, or other methods | Ozone laundry system(s) that transfer ozone into the water through Venturi Injection, Bubble Diffusion, or other methods | Ozone laundry system(s) that transfer ozone into the water through Venturi Injection, Bubble Diffusion, or other methods | Ozone laundry system(s) that transfer ozone into the water through Venturi Injection, Bubble Diffusion, or other methods | Ozone laundry system(s) that transfer ozone into the water through Venturi Injection, Bubble Diffusion, or other methods | Ozone laundry system(s) that transfer ozone into the water through Venturi Injection, Bubble Diffusion, or other methods | Ozone laundry system(s) that transfer ozone into the water through Venturi Injection, Bubble Diffusion, or other methods | Ozone laundry system(s) that transfer ozone into the water through Venturi Injection, Bubble Diffusion, or other methods | Ozone laundry system(s) that transfer ozone into the water through Venturi Injection, Bubble Diffusion, or other methods | Ozone laundry system(s) that transfer ozone into the water through Venturi Injection, Bubble Diffusion, or other methods | Ozone laundry system(s) that transfer ozone into the water through Venturi Injection, Bubble Diffusion, or other methods | Ozone laundry system(s) that transfer ozone into the water through Venturi Injection, Bubble Diffusion, or other methods | Ozone laundry system(s) that transfer ozone into the water through Venturi Injection, Bubble Diffusion, or other methods | Ozone laundry system(s) that transfer ozone into the water through Venturi Injection, Bubble Diffusion, or other methods | Ozone laundry system(s) that transfer ozone into the water through Venturi Injection, Bubble Diffusion, or other methods | Ozone laundry system(s) that transfer ozone into the water through Venturi Injection, Bubble Diffusion, or other methods | Ozone laundry system(s) that transfer ozone into the water through Venturi Injection, Bubble Diffusion, or other methods | Ozone laundry system(s) that transfer ozone into the water through Venturi Injection, Bubble Diffusion, or other methods | Ozone laundry system(s) that transfer ozone into the water through Venturi Injection, Bubble Diffusion, or other methods | Ozone laundry system(s) that transfer ozone into the water through Venturi Injection, Bubble Diffusion, or other methods | Ozone laundry system(s) that transfer ozone into the water through Venturi Injection, Bubble Diffusion, or other methods | Ozone laundry system(s) that transfer ozone into the water through Venturi Injection, Bubble Diffusion, or other methods | Ozone laundry system(s) that transfer ozone into the water through Venturi Injection, Bubble Diffusion, or other methods | Ozone laundry system(s) that transfer ozone into the water through Venturi Injection, Bubble Diffusion, or other methods | Ozone laundry system(s) that transfer ozone into the water through Venturi Injection, Bubble Diffusion, or other methods | 98.2254 | 98.2254 | 98.2254 | 98.2254 | 98.2254 | 98.2254 | 98.2254 | 98.2254 | 98.2254 | 98.2254 | 98.2254 | 98.2254 | 98.2254 | 98.2254 | 98.2254 | 98.2254 | 98.2254 | 98.2254 | 98.2254 | 98.2254 | 98.2254 | 98.2254 | 98.2254 | 98.2254 | 98.2254 | 98.2254 | 98.2254 | 98.2254 | 15.3613 | 15.3613 | 15.3613 | 15.3613 | 15.3613 | 15.3613 | 15.3613 | 15.3613 | 15.3613 | 15.3613 | 15.3613 | 15.3613 | 15.3613 | 15.3613 | 15.3613 | 15.3613 | 15.3613 | 15.3613 | 15.3613 | 15.3613 | 15.3613 | 15.3613 | 15.3613 | 15.3613 | 15.3613 | 15.3613 | 15.3613 | 15.3613 | 0 | 0 | 0 | 24.377 | 29.9538 | 36.6737 | 42.5749 | 48.5294 | 56.6397 | 61.9457 | 63.0323 | 59.1088 | 50.5077 | 38.812 | 25.4806 | 14.6436 | 6.9709 | 2.9138 | 1.0464 | 0.3229 | 0.069569 | 0.0063364 | 0.0041846 | 0 | 0 | 0 | 0 | 0 | 0 | 0 | 0 | 24.377 | 54.3494 | 91.0513 | 133.6315 | 182.0709 | 238.3993 | 299.6201 | 361.4707 | 418.8051 | 466.829 | 502.3805 | 523.8326 | 533.1074 | 534.0534 | 530.5492 | 525.0276 | 518.9814 | 513.0959 | 507.6876 | 502.9338 | 498.9098 | 495.6438 | 492.9681 | 490.7703 | 488.9686 | 0 | 0 | 0 | 7.172918342741568E-05 | 8.807199774570807E-05 | 0.00010777435163803114 | 0.0001251090408617715 | 0.00014270270402823765 | 0.00016683661428487645 | 0.0001830223567610402 | 0.00018697026557210072 | 0.0001761970368315966 | 0.00015145627756315387 | 0.00011720326210211458 | 7.756760533429835E-05 | 4.503925471023775E-05 | 2.1685567082707056E-05 | 9.174662996529909E-06 | 3.3362410896472405E-06 | 1.0420916183161256E-06 | 2.2712865591171782E-07 | 2.0907451401536003E-08 | 1.3938300934357334E-08 | 0 | 0 | 0 | 0 | 0 | 0 | 0 | 0 | 7.172918342741568E-05 | 0.00015980118117312373 | 0.0002675755328111549 | 0.0003926845736729264 | 0.0005353872777011641 | 0.0007022238919860406 | 0.0008852462487470807 | 0.0010722165143191814 | 0.001248413551150778 | 0.0013998698287139319 | 0.0015170730908160462 | 0.0015946406961503444 | 0.0016396799508605821 | 0.0016613655179432893 | 0.0016705401809398192 | 0.0016738764220294664 | 0.0016749185136477824 | 0.0016751456423036942 | 0.0016751665497550957 | 0.0016751804880560301 | 0.0016751804880560301 | 0.0016751804880560301 | 0.0016751804880560301 | 0.0016751804880560301 | 0.0016751804880560301 | Ozone laundry system(s) that transfer ozone into the water through Venturi Injection, Bubble Diffusion, or other methods | Ozone laundry system(s) that transfer ozone into the water through Venturi Injection, Bubble Diffusion, or other methods | Ozone laundry system(s) that transfer ozone into the water through Venturi Injection, Bubble Diffusion, or other methods | Ozone laundry system(s) that transfer ozone into the water through Venturi Injection, Bubble Diffusion, or other methods | Ozone laundry system(s) that transfer ozone into the water through Venturi Injection, Bubble Diffusion, or other methods | Ozone laundry system(s) that transfer ozone into the water through Venturi Injection, Bubble Diffusion, or other methods | Ozone laundry system(s) that transfer ozone into the water through Venturi Injection, Bubble Diffusion, or other methods | Ozone laundry system(s) that transfer ozone into the water through Venturi Injection, Bubble Diffusion, or other methods | Ozone laundry system(s) that transfer ozone into the water through Venturi Injection, Bubble Diffusion, or other methods | Ozone laundry system(s) that transfer ozone into the water through Venturi Injection, Bubble Diffusion, or other methods | Ozone laundry system(s) that transfer ozone into the water through Venturi Injection, Bubble Diffusion, or other methods | Ozone laundry system(s) that transfer ozone into the water through Venturi Injection, Bubble Diffusion, or other methods | Ozone laundry system(s) that transfer ozone into the water through Venturi Injection, Bubble Diffusion, or other methods | Ozone laundry system(s) that transfer ozone into the water through Venturi Injection, Bubble Diffusion, or other methods | Ozone laundry system(s) that transfer ozone into the water through Venturi Injection, Bubble Diffusion, or other methods | Ozone laundry system(s) that transfer ozone into the water through Venturi Injection, Bubble Diffusion, or other methods | Ozone laundry system(s) that transfer ozone into the water through Venturi Injection, Bubble Diffusion, or other methods | Ozone laundry system(s) that transfer ozone into the water through Venturi Injection, Bubble Diffusion, or other methods | Ozone laundry system(s) that transfer ozone into the water through Venturi Injection, Bubble Diffusion, or other methods | Ozone laundry system(s) that transfer ozone into the water through Venturi Injection, Bubble Diffusion, or other methods | Ozone laundry system(s) that transfer ozone into the water through Venturi Injection, Bubble Diffusion, or other methods | Ozone laundry system(s) that transfer ozone into the water through Venturi Injection, Bubble Diffusion, or other methods | Ozone laundry system(s) that transfer ozone into the water through Venturi Injection, Bubble Diffusion, or other methods | Ozone laundry system(s) that transfer ozone into the water through Venturi Injection, Bubble Diffusion, or other methods | Ozone laundry system(s) that transfer ozone into the water through Venturi Injection, Bubble Diffusion, or other methods | Ozone laundry system(s) that transfer ozone into the water through Venturi Injection, Bubble Diffusion, or other methods | Ozone laundry system(s) that transfer ozone into the water through Venturi Injection, Bubble Diffusion, or other methods | Ozone laundry system(s) that transfer ozone into the water through Venturi Injection, Bubble Diffusion, or other methods | 98.2254 | 98.2254 | 98.2254 | 98.2254 | 98.2254 | 98.2254 | 98.2254 | 98.2254 | 98.2254 | 98.2254 | 98.2254 | 98.2254 | 98.2254 | 98.2254 | 98.2254 | 98.2254 | 98.2254 | 98.2254 | 98.2254 | 98.2254 | 98.2254 | 98.2254 | 98.2254 | 98.2254 | 98.2254 | 98.2254 | 98.2254 | 98.2254 | 15.3613 | 15.3613 | 15.3613 | 15.3613 | 15.3613 | 15.3613 | 15.3613 | 15.3613 | 15.3613 | 15.3613 | 15.3613 | 15.3613 | 15.3613 | 15.3613 | 15.3613 | 15.3613 | 15.3613 | 15.3613 | 15.3613 | 15.3613 | 15.3613 | 15.3613 | 15.3613 | 15.3613 | 15.3613 | 15.3613 | 15.3613 | 15.3613 | 0 | 0 | 0 | 24.3753 | 29.9495 | 36.6654 | 42.5611 | 48.5082 | 56.6078 | 61.9026 | 62.9798 | 59.0515 | 50.4521 | 38.7646 | 25.4469 | 14.623 | 6.9607 | 2.9094 | 1.0448 | 0.32239 | 0.069459 | 0.0063262 | 0.004178 | 0 | 0 | 0 | 0 | 0 | 0 | 0 | 0 | 24.3753 | 54.3415 | 91.0306 | 133.5882 | 181.9914 | 238.2651 | 299.4119 | 361.1699 | 418.3991 | 466.3151 | 501.7674 | 523.1395 | 532.357 | 533.2664 | 529.7412 | 524.2096 | 518.1627 | 512.2802 | 506.8774 | 502.129 | 498.1115 | 494.8507 | 492.1793 | 489.985 | 488.1862 | 0 | 0 | 0 | 7.1729e-05 | 8.8072e-05 | 0.00010777435163803114 | 0.0001251090408617715 | 0.00014270270402823765 | 0.00016683661428487645 | 0.0001830223567610402 | 0.00018697026557210072 | 0.0001761970368315966 | 0.00015145627756315387 | 0.00011720326210211458 | 7.756760533429835E-05 | 4.503925471023775E-05 | 2.1685567082707056E-05 | 9.174662996529909E-06 | 3.3362410896472405E-06 | 1.0420916183161256E-06 | 2.2712865591171782E-07 | 2.0907451401536003E-08 | 1.3938300934357334E-08 | 0 | 0 | 0 | 0 | 0 | 0 | 0
Commercial Laundry - Ozone Treatment_Lodging_Existing_Ozone laundry system(s) that transfer ozone into the water through Venturi Injection, Bubble Diffusion, or other methods | Commercial Laundry - Ozone Treatment_Lodging_Existing | Commercial Laundry - Ozone Treatment_Commercial_Existing_Conventional washing machine system with no ozone generator installed_Ozone laundry system(s) that transfer ozone into the water through Venturi Injection, Bubble Diffusion, or other methods | Commercial | Lodging | Existing | Water Heating | Natural Gas | Commercial Laundry - Ozone Treatment | NEQ | Conventional washing machine system with no ozone generator installed | 10 | 10 | 10 | 15.3613 | 0 | 0 | 0.15 | 0.45 | Retro5Med | 8.35569166605469E-06 | TBD | A | WCM637 | 0.7 | 0.42 | Capacity | 0.0321 | 371.6227123590211 | 371.6227 | 796.9932142962152 | 796.9932 | IL TRM v12 - 4.3.6 - Ozone Laundry - CI-HWE-OZLD-V07-230101 | IL TRM v12 - 4.3.6 - Ozone Laundry - CI-HWE-OZLD-V07-230101 | IL TRM v12 - 4.3.6 - Ozone Laundry - CI-HWE-OZLD-V07-230101 | 0 | 0 | 98.2254 | Conventional washing machine system with no ozone generator installed | Conventional washing machine system with no ozone generator installed | Conventional washing machine system with no ozone generator installed | Conventional washing machine system with no ozone generator installed | Conventional washing machine system with no ozone generator installed | Conventional washing machine system with no ozone generator installed | Conventional washing machine system with no ozone generator installed | Conventional washing machine system with no ozone generator installed | Conventional washing machine system with no ozone generator installed | Conventional washing machine system with no ozone generator installed | Conventional washing machine system with no ozone generator installed | Conventional washing machine system with no ozone generator installed | Conventional washing machine system with no ozone generator installed | Conventional washing machine system with no ozone generator installed | Conventional washing machine system with no ozone generator installed | Conventional washing machine system with no ozone generator installed | Conventional washing machine system with no ozone generator installed | Conventional washing machine system with no ozone generator installed | Conventional washing machine system with no ozone generator installed | Conventional washing machine system with no ozone generator installed | Conventional washing machine system with no ozone generator installed | Conventional washing machine system with no ozone generator installed | Conventional washing machine system with no ozone generator installed | Conventional washing machine system with no ozone generator installed | Conventional washing machine system with no ozone generator installed | Conventional washing machine system with no ozone generator installed | Conventional washing machine system with no ozone generator installed | Conventional washing machine system with no ozone generator installed | 0 | 0 | 0 | 498.8256 | 605.9946 | 732.8222 | 839.7546 | 944.5943 | 1088.0611 | 1174.995 | 1183.3361 | 1100.1544 | 935.3461 | 717.4027 | 471.3913 | 271.57 | 129.8485 | 54.7751 | 19.871 | 6.1949 | 1.3481 | 0.12394 | 0.082543 | 0 | 0 | 0 | 0 | 0 | 0 | 0 | 0 | 498.8256 | 1099.5396 | 1819.406 | 2635.77 | 3543.8976 | 4579.705 | 5683.2397 | 6786.066 | 7794.9531 | 8645.1534 | 9286.0241 | 9690.8978 | 9886.6606 | 9947.897 | 9973.5476 | 9969.803 | 9956.8794 | 9942.7346 | 9930.2734 | 9920.4166 | 9912.9744 | 9907.0207 | 9902.2577 | 9898.4473 | 9895.399 | 0 | 0 | 0 | 0.004891602736182455 | 0.0060061080381586945 | 0.0073497185967041955 | 0.008531865237527539 | 0.009731672718559936 | 0.011377495183074912 | 0.012481288902735269 | 0.012750518254299325 | 0.01201583325348797 | 0.01032862645773222 | 0.007992727230310102 | 0.005289756447267076 | 0.0030714714855099154 | 0.0014788566411714397 | 0.0006256701174186865 | 0.00022751640633406777 | 7.106588933451659E-05 | 1.548913707971415E-05 | 1.4257927052222126E-06 | 9.505284701481414E-07 | 0 | 0 | 0 | 0 | 0 | 0 | 0 | 0 | 0.004891602736182455 | 0.01089771077434115 | 0.018247429371045343 | 0.026779294608572885 | 0.03651096732713282 | 0.04788846251020773 | 0.060369751412943 | 0.07312026966724232 | 0.08513610292073029 | 0.09546472937846252 | 0.10345745660877262 | 0.10874721305603968 | 0.1118186845415496 | 0.11329754118272103 | 0.11392321130013972 | 0.11415072770647379 | 0.11422179359580831 | 0.11423728273288801 | 0.11423870852559323 | 0.11423965905406339 | 0.11423965905406339 | 0.11423965905406339 | 0.11423965905406339 | 0.11423965905406339 | 0.11423965905406339 | Ozone laundry system(s) that transfer ozone into the water through Venturi Injection, Bubble Diffusion, or other methods | Ozone laundry system(s) that transfer ozone into the water through Venturi Injection, Bubble Diffusion, or other methods | Ozone laundry system(s) that transfer ozone into the water through Venturi Injection, Bubble Diffusion, or other methods | Ozone laundry system(s) that transfer ozone into the water through Venturi Injection, Bubble Diffusion, or other methods | Ozone laundry system(s) that transfer ozone into the water through Venturi Injection, Bubble Diffusion, or other methods | Ozone laundry system(s) that transfer ozone into the water through Venturi Injection, Bubble Diffusion, or other methods | Ozone laundry system(s) that transfer ozone into the water through Venturi Injection, Bubble Diffusion, or other methods | Ozone laundry system(s) that transfer ozone into the water through Venturi Injection, Bubble Diffusion, or other methods | Ozone laundry system(s) that transfer ozone into the water through Venturi Injection, Bubble Diffusion, or other methods | Ozone laundry system(s) that transfer ozone into the water through Venturi Injection, Bubble Diffusion, or other methods | Ozone laundry system(s) that transfer ozone into the water through Venturi Injection, Bubble Diffusion, or other methods | Ozone laundry system(s) that transfer ozone into the water through Venturi Injection, Bubble Diffusion, or other methods | Ozone laundry system(s) that transfer ozone into the water through Venturi Injection, Bubble Diffusion, or other methods | Ozone laundry system(s) that transfer ozone into the water through Venturi Injection, Bubble Diffusion, or other methods | Ozone laundry system(s) that transfer ozone into the water through Venturi Injection, Bubble Diffusion, or other methods | Ozone laundry system(s) that transfer ozone into the water through Venturi Injection, Bubble Diffusion, or other methods | Ozone laundry system(s) that transfer ozone into the water through Venturi Injection, Bubble Diffusion, or other methods | Ozone laundry system(s) that transfer ozone into the water through Venturi Injection, Bubble Diffusion, or other methods | Ozone laundry system(s) that transfer ozone into the water through Venturi Injection, Bubble Diffusion, or other methods | Ozone laundry system(s) that transfer ozone into the water through Venturi Injection, Bubble Diffusion, or other methods | Ozone laundry system(s) that transfer ozone into the water through Venturi Injection, Bubble Diffusion, or other methods | Ozone laundry system(s) that transfer ozone into the water through Venturi Injection, Bubble Diffusion, or other methods | Ozone laundry system(s) that transfer ozone into the water through Venturi Injection, Bubble Diffusion, or other methods | Ozone laundry system(s) that transfer ozone into the water through Venturi Injection, Bubble Diffusion, or other methods | Ozone laundry system(s) that transfer ozone into the water through Venturi Injection, Bubble Diffusion, or other methods | Ozone laundry system(s) that transfer ozone into the water through Venturi Injection, Bubble Diffusion, or other methods | Ozone laundry system(s) that transfer ozone into the water through Venturi Injection, Bubble Diffusion, or other methods | Ozone laundry system(s) that transfer ozone into the water through Venturi Injection, Bubble Diffusion, or other methods | 98.2254 | 98.2254 | 98.2254 | 98.2254 | 98.2254 | 98.2254 | 98.2254 | 98.2254 | 98.2254 | 98.2254 | 98.2254 | 98.2254 | 98.2254 | 98.2254 | 98.2254 | 98.2254 | 98.2254 | 98.2254 | 98.2254 | 98.2254 | 98.2254 | 98.2254 | 98.2254 | 98.2254 | 98.2254 | 98.2254 | 98.2254 | 98.2254 | 15.3613 | 15.3613 | 15.3613 | 15.3613 | 15.3613 | 15.3613 | 15.3613 | 15.3613 | 15.3613 | 15.3613 | 15.3613 | 15.3613 | 15.3613 | 15.3613 | 15.3613 | 15.3613 | 15.3613 | 15.3613 | 15.3613 | 15.3613 | 15.3613 | 15.3613 | 15.3613 | 15.3613 | 15.3613 | 15.3613 | 15.3613 | 15.3613 | 0 | 0 | 0 | 428.4163 | 526.5646 | 644.8697 | 748.8457 | 853.8271 | 996.8249 | 1090.5544 | 1110.0427 | 1041.2812 | 890.0389 | 684.1438 | 449.2775 | 258.2678 | 122.9784 | 51.4175 | 18.4706 | 5.7009 | 1.2286 | 0.11193 | 0.073933 | 1.8399e-19 | 1.8278e-19 | 1.818e-19 | 1.8099e-19 | 1.8033e-19 | 0 | 0 | 0 | 428.4163 | 955.4189 | 1601.043 | 2350.4308 | 3203.3603 | 4195.6872 | 5274.8155 | 6365.7508 | 7377.8176 | 8226.3913 | 8855.5232 | 9236.2813 | 9402.3867 | 9421.5707 | 9362.1999 | 9267.1769 | 9162.8307 | 9061.257 | 8968.045 | 8885.6355 | 8814.6972 | 8757.119 | 8709.9498 | 8671.2035 | 8639.4419 | 0 | 0 | 0 | 0.004157862325755087 | 0.0051051918324348895 | 0.006247260807198566 | 0.007252085451898408 | 0.008271921810775946 | 0.009670870905613676 | 0.01060909556732498 | 0.010837940516154426 | 0.010213458265464772 | 0.008779332489072388 | 0.006793818145763587 | 0.004496292980177013 | 0.002610750762683427 | 0.0012570281449957243 | 0.0005318195998058833 | 0.00019338894538395752 | 6.0406005934339084E-05 | 1.3165766517757026E-05 | 1.2119237994388798E-06 | 8.079491996259197E-07 | 2.026805289599877E-24 | 2.026805289599877E-24 | 2.026805289599877E-24 | 2.026805289599877E-24 | 2.026805289599877E-24 | 0 | 0 | 0 | 0.004157862325755087 | 0.009263054158189976 | 0.015510314965388542 | 0.022762400417286954 | 0.031034322228062898 | 0.04070519313367658 | 0.051314288701001555 | 0.06215222921715598 | 0.07236568748262075 | 0.08114501997169314 | 0.08793883811745672 | 0.09243513109763374 | 0.09504588186031718 | 0.0963029100053129 | 0.09683472960511877 | 0.09702811855050272 | 0.09708852455643707 | 0.09710169032295482 | 0.09710290224675426 | 0.09710371019595387 | 0.09710371019595387 | 0.09710371019595387 | 0.09710371019595387 | 0.09710371019595387 | 0.09710371019595387 | Ozone laundry system(s) that transfer ozone into the water through Venturi Injection, Bubble Diffusion, or other methods | Ozone laundry system(s) that transfer ozone into the water through Venturi Injection, Bubble Diffusion, or other methods | Ozone laundry system(s) that transfer ozone into the water through Venturi Injection, Bubble Diffusion, or other methods | Ozone laundry system(s) that transfer ozone into the water through Venturi Injection, Bubble Diffusion, or other methods | Ozone laundry system(s) that transfer ozone into the water through Venturi Injection, Bubble Diffusion, or other methods | Ozone laundry system(s) that transfer ozone into the water through Venturi Injection, Bubble Diffusion, or other methods | Ozone laundry system(s) that transfer ozone into the water through Venturi Injection, Bubble Diffusion, or other methods | Ozone laundry system(s) that transfer ozone into the water through Venturi Injection, Bubble Diffusion, or other methods | Ozone laundry system(s) that transfer ozone into the water through Venturi Injection, Bubble Diffusion, or other methods | Ozone laundry system(s) that transfer ozone into the water through Venturi Injection, Bubble Diffusion, or other methods | Ozone laundry system(s) that transfer ozone into the water through Venturi Injection, Bubble Diffusion, or other methods | Ozone laundry system(s) that transfer ozone into the water through Venturi Injection, Bubble Diffusion, or other methods | Ozone laundry system(s) that transfer ozone into the water through Venturi Injection, Bubble Diffusion, or other methods | Ozone laundry system(s) that transfer ozone into the water through Venturi Injection, Bubble Diffusion, or other methods | Ozone laundry system(s) that transfer ozone into the water through Venturi Injection, Bubble Diffusion, or other methods | Ozone laundry system(s) that transfer ozone into the water through Venturi Injection, Bubble Diffusion, or other methods | Ozone laundry system(s) that transfer ozone into the water through Venturi Injection, Bubble Diffusion, or other methods | Ozone laundry system(s) that transfer ozone into the water through Venturi Injection, Bubble Diffusion, or other methods | Ozone laundry system(s) that transfer ozone into the water through Venturi Injection, Bubble Diffusion, or other methods | Ozone laundry system(s) that transfer ozone into the water through Venturi Injection, Bubble Diffusion, or other methods | Ozone laundry system(s) that transfer ozone into the water through Venturi Injection, Bubble Diffusion, or other methods | Ozone laundry system(s) that transfer ozone into the water through Venturi Injection, Bubble Diffusion, or other methods | Ozone laundry system(s) that transfer ozone into the water through Venturi Injection, Bubble Diffusion, or other methods | Ozone laundry system(s) that transfer ozone into the water through Venturi Injection, Bubble Diffusion, or other methods | Ozone laundry system(s) that transfer ozone into the water through Venturi Injection, Bubble Diffusion, or other methods | Ozone laundry system(s) that transfer ozone into the water through Venturi Injection, Bubble Diffusion, or other methods | Ozone laundry system(s) that transfer ozone into the water through Venturi Injection, Bubble Diffusion, or other methods | Ozone laundry system(s) that transfer ozone into the water through Venturi Injection, Bubble Diffusion, or other methods | 98.2254 | 98.2254 | 98.2254 | 98.2254 | 98.2254 | 98.2254 | 98.2254 | 98.2254 | 98.2254 | 98.2254 | 98.2254 | 98.2254 | 98.2254 | 98.2254 | 98.2254 | 98.2254 | 98.2254 | 98.2254 | 98.2254 | 98.2254 | 98.2254 | 98.2254 | 98.2254 | 98.2254 | 98.2254 | 98.2254 | 98.2254 | 98.2254 | 15.3613 | 15.3613 | 15.3613 | 15.3613 | 15.3613 | 15.3613 | 15.3613 | 15.3613 | 15.3613 | 15.3613 | 15.3613 | 15.3613 | 15.3613 | 15.3613 | 15.3613 | 15.3613 | 15.3613 | 15.3613 | 15.3613 | 15.3613 | 15.3613 | 15.3613 | 15.3613 | 15.3613 | 15.3613 | 15.3613 | 15.3613 | 15.3613 | 0 | 0 | 0 | 428.3589 | 526.4204 | 644.5923 | 748.3882 | 853.1241 | 995.7694 | 1089.13 | 1108.3091 | 1039.3888 | 888.204 | 682.5816 | 448.1656 | 257.5881 | 122.6397 | 51.2712 | 18.4168 | 5.6841 | 1.2249 | 0.11159 | 0.073712 | 1.8344e-19 | 1.8224e-19 | 1.8126e-19 | 1.8045e-19 | 1.7979e-19 | 0 | 0 | 0 | 428.3589 | 955.1572 | 1600.3542 | 2348.9949 | 3200.7229 | 4191.2444 | 5267.9263 | 6355.809 | 7364.409 | 8209.4314 | 8835.3015 | 9213.4226 | 9377.6417 | 9395.6208 | 9335.5571 | 9240.1973 | 9135.8269 | 9034.3463 | 8941.3069 | 8859.0744 | 8788.3482 | 8730.942 | 8683.9138 | 8645.2834 | 8613.6168 | 0 | 0 | 0 | 0.0041579 | 0.0051052 | 0.006247260807198566 | 0.007252085451898408 | 0.008271921810775946 | 0.009670870905613676 | 0.01060909556732498 | 0.010837940516154426 | 0.010213458265464772 | 0.008779332489072388 | 0.006793818145763587 | 0.004496292980177013 | 0.002610750762683427 | 0.0012570281449957243 | 0.0005318195998058833 | 0.00019338894538395752 | 6.0406005934339084E-05 | 1.3165766517757026E-05 | 1.2119237994388798E-06 | 8.079491996259197E-07 | 2.026805289599877E-24 | 2.026805289599877E-24 | 2.026805289599877E-24 | 2.026805289599877E-24 | 2.026805289599877E-24 | 0 | 0
Gas Boiler - Burner Control Optimization_Retail_Existing_Linkageless/parallel positioning controls with oxygen trim for burner combustion control. | Gas Boiler - Burner Control Optimization_Retail_Existing | Gas Boiler - Burner Control Optimization_Commercial_Existing_Single point positioning for burner combustion control_Linkageless/parallel positioning controls with oxygen trim for burner combustion control. | Commercial | Retail | Existing | Space Heating | Natural Gas | Gas Boiler - Burner Control Optimization | NEQ | Single point positioning for burner combustion control | 20 | 20 | 20 | 6204.5906 | 0 | 0 | 0.05 | 0.85 | Retro5Med | 8.35569166605469E-06 | TBD | A | WCM221 | 0.7 | 0.42 | perbldg | 0.0321 | 617.1880518238107 | 617.1881 | 368.8816631246017 | 368.8817 | IL TRM v12 - 4.4.21 Linkageless Boiler Controls for Space Heating - CI-HVC-LBC-V06-220101 ¦ IL TRM v12 - 4.4.22 Oxygen Trim Controls for Space Heating Boilers - CI-HVC-O2TC-V02-220101 | IL TRM v12 - 4.4.22 Oxygen Trim Controls for Space Heating Boilers - CI-HVC-O2TC-V02-220101 | IL TRM v12 - 4.4.21 Linkageless Boiler Controls for Space Heating - CI-HVC-LBC-V06-220101 ¦ IL TRM v12 - 4.4.22 Oxygen Trim Controls for Space Heating Boilers - CI-HVC-O2TC-V02-220101 | 0 | 0 | 29888.108 | Single point positioning for burner combustion control | Single point positioning for burner combustion control | Single point positioning for burner combustion control | Single point positioning for burner combustion control | Single point positioning for burner combustion control | Single point positioning for burner combustion control | Single point positioning for burner combustion control | Single point positioning for burner combustion control | Single point positioning for burner combustion control | Single point positioning for burner combustion control | Single point positioning for burner combustion control | Single point positioning for burner combustion control | Single point positioning for burner combustion control | Single point positioning for burner combustion control | Single point positioning for burner combustion control | Single point positioning for burner combustion control | Single point positioning for burner combustion control | Single point positioning for burner combustion control | Single point positioning for burner combustion control | Single point positioning for burner combustion control | Single point positioning for burner combustion control | Single point positioning for burner combustion control | Single point positioning for burner combustion control | Single point positioning for burner combustion control | Single point positioning for burner combustion control | Single point positioning for burner combustion control | Single point positioning for burner combustion control | Single point positioning for burner combustion control | 0 | 0 | 0 | 2619.2105 | 3158.0163 | 3790.1737 | 4310.1775 | 4810.8272 | 5497.7864 | 5889.3616 | 5869.4656 | 5392.8801 | 4517.028 | 3404.9685 | 2194.4967 | 1240.48 | 581.2507 | 239.2279 | 84.5568 | 25.6869 | 5.4509 | 0.48925 | 0.3185 | 6.2628e-18 | 6.1332e-18 | 6.0139e-18 | 5.904e-18 | 5.8029e-18 | 0 | 0 | 0 | 2619.2105 | 5730.0248 | 9410.0101 | 13528.5203 | 18049.1023 | 23140.4659 | 28485.7835 | 33659.5658 | 38210.3168 | 41749.6807 | 44073.7398 | 45114.6285 | 45160.3875 | 44530.531 | 43559.0698 | 42424.3026 | 41285.6475 | 40201.7723 | 39199.8193 | 38279.2585 | 37437.0628 | 36662.1509 | 35948.9865 | 35292.5114 | 34688.1007 | 0 | 0 | 0 | 2.890719872030942E-06 | 3.5493429854894326E-06 | 4.343357125911894E-06 | 5.041953265170246E-06 | 5.75098617628079E-06 | 6.7235941251677736E-06 | 7.3758871694175825E-06 | 7.534989753718535E-06 | 7.100823561967256E-06 | 6.103759312117087E-06 | 4.723346658034589E-06 | 3.1260110244055555E-06 | 1.81510317546129E-06 | 8.739385659628435E-07 | 3.6974323944581835E-07 | 1.344520870712067E-07 | 4.1996782977344465E-08 | 9.153391796465568E-09 | 8.425801375684052E-10 | 5.617200917122697E-10 | 1.1293772630057338E-26 | 1.1293772630057338E-26 | 1.1293772630057338E-26 | 1.1293772630057338E-26 | 1.1293772630057338E-26 | 0 | 0 | 0 | 2.890719872030942E-06 | 6.440062857520375E-06 | 1.0783419983432268E-05 | 1.5825373248602515E-05 | 2.1576359424883307E-05 | 2.8299953550051075E-05 | 3.567584071946866E-05 | 4.3210830473187196E-05 | 5.0311654035154445E-05 | 5.641541334727153E-05 | 6.113876000530612E-05 | 6.426477102971167E-05 | 6.607987420517296E-05 | 6.69538127711358E-05 | 6.732355601058162E-05 | 6.745800809765283E-05 | 6.750000488063018E-05 | 6.750915827242664E-05 | 6.75100008525642E-05 | 6.751056257265592E-05 | 6.751056257265592E-05 | 6.751056257265592E-05 | 6.751056257265592E-05 | 6.751056257265592E-05 | 6.751056257265592E-05 | Linkageless/parallel positioning controls with oxygen trim for burner combustion control. | Linkageless/parallel positioning controls with oxygen trim for burner combustion control. | Linkageless/parallel positioning controls with oxygen trim for burner combustion control. | Linkageless/parallel positioning controls with oxygen trim for burner combustion control. | Linkageless/parallel positioning controls with oxygen trim for burner combustion control. | Linkageless/parallel positioning controls with oxygen trim for burner combustion control. | Linkageless/parallel positioning controls with oxygen trim for burner combustion control. | Linkageless/parallel positioning controls with oxygen trim for burner combustion control. | Linkageless/parallel positioning controls with oxygen trim for burner combustion control. | Linkageless/parallel positioning controls with oxygen trim for burner combustion control. | Linkageless/parallel positioning controls with oxygen trim for burner combustion control. | Linkageless/parallel positioning controls with oxygen trim for burner combustion control. | Linkageless/parallel positioning controls with oxygen trim for burner combustion control. | Linkageless/parallel positioning controls with oxygen trim for burner combustion control. | Linkageless/parallel positioning controls with oxygen trim for burner combustion control. | Linkageless/parallel positioning controls with oxygen trim for burner combustion control. | Linkageless/parallel positioning controls with oxygen trim for burner combustion control. | Linkageless/parallel positioning controls with oxygen trim for burner combustion control. | Linkageless/parallel positioning controls with oxygen trim for burner combustion control. | Linkageless/parallel positioning controls with oxygen trim for burner combustion control. | Linkageless/parallel positioning controls with oxygen trim for burner combustion control. | Linkageless/parallel positioning controls with oxygen trim for burner combustion control. | Linkageless/parallel positioning controls with oxygen trim for burner combustion control. | Linkageless/parallel positioning controls with oxygen trim for burner combustion control. | Linkageless/parallel positioning controls with oxygen trim for burner combustion control. | Linkageless/parallel positioning controls with oxygen trim for burner combustion control. | Linkageless/parallel positioning controls with oxygen trim for burner combustion control. | Linkageless/parallel positioning controls with oxygen trim for burner combustion control. | 29888.108 | 29888.108 | 29888.108 | 29888.108 | 29888.108 | 29888.108 | 29888.108 | 29888.108 | 29888.108 | 29888.108 | 29888.108 | 29888.108 | 29888.108 | 29888.108 | 29888.108 | 29888.108 | 29888.108 | 29888.108 | 29888.108 | 29888.108 | 29888.108 | 29888.108 | 29888.108 | 29888.108 | 29888.108 | 29888.108 | 29888.108 | 29888.108 | 6204.5906 | 6204.5906 | 6204.5906 | 6204.5906 | 6204.5906 | 6204.5906 | 6204.5906 | 6204.5906 | 6204.5906 | 6204.5906 | 6204.5906 | 6204.5906 | 6204.5906 | 6204.5906 | 6204.5906 | 6204.5906 | 6204.5906 | 6204.5906 | 6204.5906 | 6204.5906 | 6204.5906 | 6204.5906 | 6204.5906 | 6204.5906 | 6204.5906 | 6204.5906 | 6204.5906 | 6204.5906 | 0 | 0 | 0 | 2250.6683 | 2745.4953 | 3336.2661 | 3844.2426 | 4350.7052 | 5045.0658 | 5487.9601 | 5558.2498 | 5193.4932 | 4427.0177 | 3398.0209 | 2231.2857 | 1285.8508 | 614.6651 | 258.2707 | 93.2816 | 28.9511 | 6.2726 | 0.57424 | 0.38093 | 0 | 0 | 0 | 0 | 0 | 0 | 0 | 0 | 2250.6683 | 4981.531 | 8283.0763 | 12066.0725 | 16322.8317 | 21234.9416 | 26544.277 | 31874.8395 | 36797.5954 | 40917.7395 | 43983.8107 | 45870.9392 | 46812.1376 | 47090.4616 | 47026.4239 | 46801.7486 | 46532.0508 | 46262.3743 | 46010.1346 | 45781.6346 | 45578.111 | 45393.7189 | 45226.925 | 45075.9649 | 44939.2289 | 0 | 0 | 0 | 2.4571118912263003E-06 | 3.016941537666018E-06 | 3.6918535570251096E-06 | 4.285660275394709E-06 | 4.8883382498386715E-06 | 5.715055006392608E-06 | 6.269504094004945E-06 | 6.404741290660755E-06 | 6.035700027672169E-06 | 5.188195415299524E-06 | 4.014844659329399E-06 | 2.657109370744722E-06 | 1.542837699142096E-06 | 7.428477810684168E-07 | 3.142817535289456E-07 | 1.1428427401052566E-07 | 3.569726553074279E-08 | 7.780383026995731E-09 | 7.161931169331445E-10 | 4.774620779554295E-10 | 0 | 0 | 0 | 0 | 0 | 0 | 0 | 0 | 2.4571118912263003E-06 | 5.474053428892319E-06 | 9.165906985917429E-06 | 1.3451567261312137E-05 | 1.833990551115081E-05 | 2.405496051754342E-05 | 3.032446461154836E-05 | 3.6729205902209115E-05 | 4.276490592988129E-05 | 4.7953101345180816E-05 | 5.196794600451021E-05 | 5.462505537525493E-05 | 5.616789307439703E-05 | 5.691074085546545E-05 | 5.722502260899439E-05 | 5.733930688300492E-05 | 5.737500414853566E-05 | 5.738278453156265E-05 | 5.738350072467959E-05 | 5.738397818675755E-05 | 5.738397818675755E-05 | 5.738397818675755E-05 | 5.738397818675755E-05 | 5.738397818675755E-05 | 5.738397818675755E-05 | Linkageless/parallel positioning controls with oxygen trim for burner combustion control. | Linkageless/parallel positioning controls with oxygen trim for burner combustion control. | Linkageless/parallel positioning controls with oxygen trim for burner combustion control. | Linkageless/parallel positioning controls with oxygen trim for burner combustion control. | Linkageless/parallel positioning controls with oxygen trim for burner combustion control. | Linkageless/parallel positioning controls with oxygen trim for burner combustion control. | Linkageless/parallel positioning controls with oxygen trim for burner combustion control. | Linkageless/parallel positioning controls with oxygen trim for burner combustion control. | Linkageless/parallel positioning controls with oxygen trim for burner combustion control. | Linkageless/parallel positioning controls with oxygen trim for burner combustion control. | Linkageless/parallel positioning controls with oxygen trim for burner combustion control. | Linkageless/parallel positioning controls with oxygen trim for burner combustion control. | Linkageless/parallel positioning controls with oxygen trim for burner combustion control. | Linkageless/parallel positioning controls with oxygen trim for burner combustion control. | Linkageless/parallel positioning controls with oxygen trim for burner combustion control. | Linkageless/parallel positioning controls with oxygen trim for burner combustion control. | Linkageless/parallel positioning controls with oxygen trim for burner combustion control. | Linkageless/parallel positioning controls with oxygen trim for burner combustion control. | Linkageless/parallel positioning controls with oxygen trim for burner combustion control. | Linkageless/parallel positioning controls with oxygen trim for burner combustion control. | Linkageless/parallel positioning controls with oxygen trim for burner combustion control. | Linkageless/parallel positioning controls with oxygen trim for burner combustion control. | Linkageless/parallel positioning controls with oxygen trim for burner combustion control. | Linkageless/parallel positioning controls with oxygen trim for burner combustion control. | Linkageless/parallel positioning controls with oxygen trim for burner combustion control. | Linkageless/parallel positioning controls with oxygen trim for burner combustion control. | Linkageless/parallel positioning controls with oxygen trim for burner combustion control. | Linkageless/parallel positioning controls with oxygen trim for burner combustion control. | 29888.108 | 29888.108 | 29888.108 | 29888.108 | 29888.108 | 29888.108 | 29888.108 | 29888.108 | 29888.108 | 29888.108 | 29888.108 | 29888.108 | 29888.108 | 29888.108 | 29888.108 | 29888.108 | 29888.108 | 29888.108 | 29888.108 | 29888.108 | 29888.108 | 29888.108 | 29888.108 | 29888.108 | 29888.108 | 29888.108 | 29888.108 | 29888.108 | 6204.5906 | 6204.5906 | 6204.5906 | 6204.5906 | 6204.5906 | 6204.5906 | 6204.5906 | 6204.5906 | 6204.5906 | 6204.5906 | 6204.5906 | 6204.5906 | 6204.5906 | 6204.5906 | 6204.5906 | 6204.5906 | 6204.5906 | 6204.5906 | 6204.5906 | 6204.5906 | 6204.5906 | 6204.5906 | 6204.5906 | 6204.5906 | 6204.5906 | 6204.5906 | 6204.5906 | 6204.5906 | 0 | 0 | 0 | 2250.6592 | 2745.4534 | 3336.127 | 3843.8716 | 4349.8437 | 5043.2065 | 5484.4941 | 5554.7179 | 5190.1731 | 4424.1707 | 3395.8229 | 2229.8341 | 1285.0097 | 614.2609 | 258.1 | 93.2197 | 28.9317 | 6.2684 | 0.57386 | 0.38067 | 0 | 0 | 0 | 0 | 0 | 0 | 0 | 0 | 2250.6592 | 4981.455 | 8282.7309 | 12064.908 | 16319.5994 | 21227.1156 | 26527.5125 | 31854.5851 | 36774.0714 | 40891.4255 | 43955.3594 | 45841.0981 | 46781.5163 | 47059.4952 | 46995.3439 | 46770.6616 | 46500.9964 | 46231.3638 | 45979.1842 | 45750.7817 | 45547.4466 | 45363.437 | 45197.3794 | 45047.7371 | 44913.1935 | 0 | 0 | 0 | 2.4571e-06 | 3.0169e-06 | 3.6918535570251096E-06 | 4.285660275394709E-06 | 4.8883382498386715E-06 | 5.715055006392608E-06 | 6.269504094004945E-06 | 6.404741290660755E-06 | 6.035700027672169E-06 | 5.188195415299524E-06 | 4.014844659329399E-06 | 2.657109370744722E-06 | 1.542837699142096E-06 | 7.428477810684168E-07 | 3.142817535289456E-07 | 1.1428427401052566E-07 | 3.569726553074279E-08 | 7.780383026995731E-09 | 7.161931169331445E-10 | 4.774620779554295E-10 | 0 | 0 | 0 | 0 | 0 | 0 | 0
Gas Boiler - Hot Water Reset_Grocery_Existing_Boiler with boiler reset controls | Gas Boiler - Hot Water Reset_Grocery_Existing | Gas Boiler - Hot Water Reset_Commercial_Existing_Existing boiler without boiler reset controls_Boiler with boiler reset controls | Commercial | Grocery | Existing | Space Heating | Natural Gas | Gas Boiler - Hot Water Reset | NEQ | Existing boiler without boiler reset controls | 16 | 16 | 16 | 160.0576 | 0 | 0 | 0.35 | 0.55 | Retro5Med | 8.35569166605469E-06 | TBD | A | WCM318 | 0.7 | 0.42 | BoilerCtrl | 0.0321 | 738.3782507299197 | 738.3783 | 582.382845646134 | 582.3828 | IL TRM v12 - 4.4.4 - Boiler Lockout/Reset Controls - CI-HVC-BLRC-V05-240101 | IL TRM v12 - 4.4.4 - Boiler Lockout/Reset Controls - CI-HVC-BLRC-V05-240101 | IL TRM v12 - 4.4.4 - Boiler Lockout/Reset Controls - CI-HVC-BLRC-V05-240101 | 0 | 0 | 1024.2592 | Existing boiler without boiler reset controls | Existing boiler without boiler reset controls | Existing boiler without boiler reset controls | Existing boiler without boiler reset controls | Existing boiler without boiler reset controls | Existing boiler without boiler reset controls | Existing boiler without boiler reset controls | Existing boiler without boiler reset controls | Existing boiler without boiler reset controls | Existing boiler without boiler reset controls | Existing boiler without boiler reset controls | Existing boiler without boiler reset controls | Existing boiler without boiler reset controls | Existing boiler without boiler reset controls | Existing boiler without boiler reset controls | Existing boiler without boiler reset controls | Existing boiler without boiler reset controls | Existing boiler without boiler reset controls | Existing boiler without boiler reset controls | Existing boiler without boiler reset controls | Existing boiler without boiler reset controls | Existing boiler without boiler reset controls | Existing boiler without boiler reset controls | Existing boiler without boiler reset controls | Existing boiler without boiler reset controls | Existing boiler without boiler reset controls | Existing boiler without boiler reset controls | Existing boiler without boiler reset controls | 0 | 0 | 0 | 145.9989 | 176.0604 | 211.3873 | 240.4398 | 268.493 | 306.986 | 329.0248 | 328.0975 | 301.6379 | 252.8138 | 190.714 | 123.0161 | 69.6008 | 32.6456 | 13.4509 | 4.7597 | 1.4476 | 0.30756 | 0.027638 | 0.018015 | 0 | 0 | 0 | 0 | 0 | 0 | 0 | 0 | 145.9989 | 319.4507 | 524.8193 | 754.6776 | 1007.3231 | 1292.12 | 1591.4337 | 1881.5375 | 2137.2027 | 2336.6902 | 2468.5926 | 2528.9736 | 2533.8577 | 2501.0311 | 2449.1626 | 2388.0561 | 2326.6081 | 2268.3462 | 2214.4505 | 2165.1532 | 2120.5123 | 2079.4446 | 2041.6213 | 2006.7795 | 1974.6797 | 0 | 0 | 0 | 0.00012646891903704324 | 0.00015528366307980874 | 0.0001900217610224519 | 0.00022058532390181968 | 0.00025160549527762237 | 0.00029415706768444753 | 0.00032269487136436505 | 0.0003296556052795485 | 0.00031066084570962986 | 0.0002670393107732688 | 0.00020664629314606629 | 0.00013676290081912813 | 7.941071660465508E-05 | 3.8234789476315403E-05 | 1.6176257086133437E-05 | 5.882275304048525E-06 | 1.837358160355567E-06 | 4.004606524561744E-07 | 3.6862859051608184E-08 | 2.4575239367738792E-08 | 0 | 0 | 0 | 0 | 0 | 0 | 0 | 0 | 0.00012646891903704324 | 0.000281752582116852 | 0.0004717743431393038 | 0.0006923596670411235 | 0.000943965162318746 | 0.0012381222300031935 | 0.0015608171013675586 | 0.001890472706647107 | 0.002201133552356737 | 0.002468172863130006 | 0.002674819156276072 | 0.0028115820570952005 | 0.0028909927736998557 | 0.002929227563176171 | 0.0029454038202623048 | 0.002951286095566353 | 0.0029531234537267088 | 0.002953523914379165 | 0.002953560777238216 | 0.002953585352477584 | 0.002953585352477584 | 0.002953585352477584 | 0.002953585352477584 | 0.002953585352477584 | 0.002953585352477584 | Boiler with boiler reset controls | Boiler with boiler reset controls | Boiler with boiler reset controls | Boiler with boiler reset controls | Boiler with boiler reset controls | Boiler with boiler reset controls | Boiler with boiler reset controls | Boiler with boiler reset controls | Boiler with boiler reset controls | Boiler with boiler reset controls | Boiler with boiler reset controls | Boiler with boiler reset controls | Boiler with boiler reset controls | Boiler with boiler reset controls | Boiler with boiler reset controls | Boiler with boiler reset controls | Boiler with boiler reset controls | Boiler with boiler reset controls | Boiler with boiler reset controls | Boiler with boiler reset controls | Boiler with boiler reset controls | Boiler with boiler reset controls | Boiler with boiler reset controls | Boiler with boiler reset controls | Boiler with boiler reset controls | Boiler with boiler reset controls | Boiler with boiler reset controls | Boiler with boiler reset controls | 1024.2592 | 1024.2592 | 1024.2592 | 1024.2592 | 1024.2592 | 1024.2592 | 1024.2592 | 1024.2592 | 1024.2592 | 1024.2592 | 1024.2592 | 1024.2592 | 1024.2592 | 1024.2592 | 1024.2592 | 1024.2592 | 1024.2592 | 1024.2592 | 1024.2592 | 1024.2592 | 1024.2592 | 1024.2592 | 1024.2592 | 1024.2592 | 1024.2592 | 1024.2592 | 1024.2592 | 1024.2592 | 160.0576 | 160.0576 | 160.0576 | 160.0576 | 160.0576 | 160.0576 | 160.0576 | 160.0576 | 160.0576 | 160.0576 | 160.0576 | 160.0576 | 160.0576 | 160.0576 | 160.0576 | 160.0576 | 160.0576 | 160.0576 | 160.0576 | 160.0576 | 160.0576 | 160.0576 | 160.0576 | 160.0576 | 160.0576 | 160.0576 | 160.0576 | 160.0576 | 0 | 0 | 0 | 125.4152 | 152.9685 | 185.8644 | 214.1441 | 242.3342 | 280.9813 | 305.6124 | 309.4858 | 289.1391 | 246.436 | 189.1324 | 124.1781 | 71.5542 | 34.2014 | 14.3698 | 5.1896 | 1.6106 | 0.34893 | 0.031944 | 0.021192 | 4.621e-19 | 4.6036e-19 | 4.5879e-19 | 4.5739e-19 | 4.5612e-19 | 0 | 0 | 0 | 125.4152 | 277.5518 | 461.4528 | 672.1424 | 909.1815 | 1182.6648 | 1478.1924 | 1774.8049 | 2048.6449 | 2277.7417 | 2448.1208 | 2552.8635 | 2604.9713 | 2620.2244 | 2616.4784 | 2603.7499 | 2588.5825 | 2573.5006 | 2559.4218 | 2546.9367 | 2536.3382 | 2526.794 | 2518.2127 | 2510.4886 | 2503.5271 | 0 | 0 | 0 | 0.00010749858118148675 | 0.00013199111361783742 | 0.0001615184968690841 | 0.00018749752531654673 | 0.00021386467098597902 | 0.0002500335075317804 | 0.0002742906406597103 | 0.0002802072644876162 | 0.0002640617188531854 | 0.00022698341415727842 | 0.00017564934917415638 | 0.00011624846569625892 | 6.74991091139568E-05 | 3.249957105486809E-05 | 1.3749818523213421E-05 | 4.999934008441247E-06 | 1.5617544363022323E-06 | 3.4039155458774813E-07 | 3.133343019386691E-08 | 2.0888953462577938E-08 | 4.573977915173223E-25 | 4.573977915173223E-25 | 4.573977915173223E-25 | 4.573977915173223E-25 | 4.573977915173223E-25 | 0 | 0 | 0 | 0.00010749858118148675 | 0.00023948969479932418 | 0.00040100819166840826 | 0.0005885057169849549 | 0.000802370387970934 | 0.0010524038955027144 | 0.0013266945361624248 | 0.001606901800650041 | 0.0018709635195032263 | 0.0020979469336605047 | 0.002273596282834661 | 0.0023898447485309203 | 0.0024573438576448773 | 0.0024898434286997452 | 0.0025035932472229584 | 0.0025085931812313996 | 0.002510154935667702 | 0.0025104953272222894 | 0.0025105266606524836 | 0.002510547549605946 | 0.002510547549605946 | 0.002510547549605946 | 0.002510547549605946 | 0.002510547549605946 | 0.002510547549605946 | Boiler with boiler reset controls | Boiler with boiler reset controls | Boiler with boiler reset controls | Boiler with boiler reset controls | Boiler with boiler reset controls | Boiler with boiler reset controls | Boiler with boiler reset controls | Boiler with boiler reset controls | Boiler with boiler reset controls | Boiler with boiler reset controls | Boiler with boiler reset controls | Boiler with boiler reset controls | Boiler with boiler reset controls | Boiler with boiler reset controls | Boiler with boiler reset controls | Boiler with boiler reset controls | Boiler with boiler reset controls | Boiler with boiler reset controls | Boiler with boiler reset controls | Boiler with boiler reset controls | Boiler with boiler reset controls | Boiler with boiler reset controls | Boiler with boiler reset controls | Boiler with boiler reset controls | Boiler with boiler reset controls | Boiler with boiler reset controls | Boiler with boiler reset controls | Boiler with boiler reset controls | 1024.2592 | 1024.2592 | 1024.2592 | 1024.2592 | 1024.2592 | 1024.2592 | 1024.2592 | 1024.2592 | 1024.2592 | 1024.2592 | 1024.2592 | 1024.2592 | 1024.2592 | 1024.2592 | 1024.2592 | 1024.2592 | 1024.2592 | 1024.2592 | 1024.2592 | 1024.2592 | 1024.2592 | 1024.2592 | 1024.2592 | 1024.2592 | 1024.2592 | 1024.2592 | 1024.2592 | 1024.2592 | 160.0576 | 160.0576 | 160.0576 | 160.0576 | 160.0576 | 160.0576 | 160.0576 | 160.0576 | 160.0576 | 160.0576 | 160.0576 | 160.0576 | 160.0576 | 160.0576 | 160.0576 | 160.0576 | 160.0576 | 160.0576 | 160.0576 | 160.0576 | 160.0576 | 160.0576 | 160.0576 | 160.0576 | 160.0576 | 160.0576 | 160.0576 | 160.0576 | 0 | 0 | 0 | 125.4006 | 152.9227 | 185.7648 | 213.9695 | 242.0604 | 280.5681 | 305.0524 | 308.8011 | 288.385 | 245.6922 | 188.4814 | 123.6965 | 71.2445 | 34.0377 | 14.2942 | 5.1598 | 1.6005 | 0.34659 | 0.031713 | 0.021029 | 4.5834e-19 | 4.5642e-19 | 4.5469e-19 | 4.5312e-19 | 4.5171e-19 | 0 | 0 | 0 | 125.4006 | 277.4687 | 461.2054 | 671.5944 | 908.1544 | 1180.9256 | 1475.4836 | 1770.8784 | 2043.3021 | 2270.8672 | 2439.6943 | 2542.9613 | 2593.6974 | 2607.6788 | 2602.7197 | 2588.8044 | 2572.4549 | 2556.186 | 2540.9671 | 2527.3766 | 2515.7221 | 2505.1832 | 2495.6716 | 2487.0821 | 2479.3188 | 0 | 0 | 0 | 0.0001075 | 0.00013199 | 0.0001615184968690841 | 0.00018749752531654673 | 0.00021386467098597902 | 0.0002500335075317804 | 0.0002742906406597103 | 0.0002802072644876162 | 0.0002640617188531854 | 0.00022698341415727842 | 0.00017564934917415638 | 0.00011624846569625892 | 6.74991091139568E-05 | 3.249957105486809E-05 | 1.3749818523213421E-05 | 4.999934008441247E-06 | 1.5617544363022323E-06 | 3.4039155458774813E-07 | 3.133343019386691E-08 | 2.0888953462577938E-08 | 4.573977915173223E-25 | 4.573977915173223E-25 | 4.573977915173223E-25 | 4.573977915173223E-25 | 4.573977915173223E-25 | 0 | 0
Circulation Pump - Controls_Office_Existing_Circulation pump controls based on demand. | Circulation Pump - Controls_Office_Existing | Circulation Pump - Controls_Commercial_Existing_No circulation pump controls._Circulation pump controls based on demand. | Commercial | Office | Existing | Water Heating | Natural Gas | Circulation Pump - Controls | NEQ | No circulation pump controls. | 10 | 10 | 10 | 416.1092 | 0 | 0 | 0 | 0 | Retro3Slow | 0.004128203794943829 | TBD | A | WCM36 | 0.7 | 0.42 | perbldg | 0.0321 | 806.8327134208447 | 806.8327 | 636.3750979093991 | 636.3751 | RTF WkBk - ComResCirculatorPumps_v4_1 | RTF WkBk - ComResCirculatorPumps_v4_1 | RTF WkBk - ComResCirculatorPumps_v4_1 | 0 | 0 | 2125.1551 | No circulation pump controls. | No circulation pump controls. | No circulation pump controls. | No circulation pump controls. | No circulation pump controls. | No circulation pump controls. | No circulation pump controls. | No circulation pump controls. | No circulation pump controls. | No circulation pump controls. | No circulation pump controls. | No circulation pump controls. | No circulation pump controls. | No circulation pump controls. | No circulation pump controls. | No circulation pump controls. | No circulation pump controls. | No circulation pump controls. | No circulation pump controls. | No circulation pump controls. | No circulation pump controls. | No circulation pump controls. | No circulation pump controls. | No circulation pump controls. | No circulation pump controls. | No circulation pump controls. | No circulation pump controls. | No circulation pump controls. | 0 | 0 | 0 | 0 | 0 | 0 | 0 | 0 | 0 | 0 | 0 | 0 | 0 | 0 | 0 | 0 | 0 | 0 | 0 | 0 | 0 | 0 | 0 | 0 | 0 | 0 | 0 | 0 | 0 | 0 | 0 | 0 | 0 | 0 | 0 | 0 | 0 | 0 | 0 | 0 | 0 | 0 | 0 | 0 | 0 | 0 | 0 | 0 | 0 | 0 | 0 | 0 | 0 | 0 | 0 | 0 | 0 | 0 | 0 | 0 | 0 | 0 | 0 | 0 | 0 | 0 | 0 | 0 | 0 | 0 | 0 | 0 | 0 | 0 | 0 | 0 | 0 | 0 | 0 | 0 | 0 | 0 | 0 | 0 | 0 | 0 | 0 | 0 | 0 | 0 | 0 | 0 | 0 | 0 | 0 | 0 | 0 | 0 | 0 | 0 | 0 | 0 | 0 | 0 | 0 | 0 | 0 | 0 | 0 | 0 | 0 | 0 | Circulation pump controls based on demand. | Circulation pump controls based on demand. | Circulation pump controls based on demand. | Circulation pump controls based on demand. | Circulation pump controls based on demand. | Circulation pump controls based on demand. | Circulation pump controls based on demand. | Circulation pump controls based on demand. | Circulation pump controls based on demand. | Circulation pump controls based on demand. | Circulation pump controls based on demand. | Circulation pump controls based on demand. | Circulation pump controls based on demand. | Circulation pump controls based on demand. | Circulation pump controls based on demand. | Circulation pump controls based on demand. | Circulation pump controls based on demand. | Circulation pump controls based on demand. | Circulation pump controls based on demand. | Circulation pump controls based on demand. | Circulation pump controls based on demand. | Circulation pump controls based on demand. | Circulation pump controls based on demand. | Circulation pump controls based on demand. | Circulation pump controls based on demand. | Circulation pump controls based on demand. | Circulation pump controls based on demand. | Circulation pump controls based on demand. | 2125.1551 | 2125.1551 | 2125.1551 | 2125.1551 | 2125.1551 | 2125.1551 | 2125.1551 | 2125.1551 | 2125.1551 | 2125.1551 | 2125.1551 | 2125.1551 | 2125.1551 | 2125.1551 | 2125.1551 | 2125.1551 | 2125.1551 | 2125.1551 | 2125.1551 | 2125.1551 | 2125.1551 | 2125.1551 | 2125.1551 | 2125.1551 | 2125.1551 | 2125.1551 | 2125.1551 | 2125.1551 | 416.1092 | 416.1092 | 416.1092 | 416.1092 | 416.1092 | 416.1092 | 416.1092 | 416.1092 | 416.1092 | 416.1092 | 416.1092 | 416.1092 | 416.1092 | 416.1092 | 416.1092 | 416.1092 | 416.1092 | 416.1092 | 416.1092 | 416.1092 | 416.1092 | 416.1092 | 416.1092 | 416.1092 | 416.1092 | 416.1092 | 416.1092 | 416.1092 | 0 | 0 | 0 | 0 | 0 | 0 | 0 | 0 | 0 | 0 | 0 | 0 | 0 | 0 | 0 | 0 | 0 | 0 | 0 | 0 | 0 | 0 | 0 | 0 | 0 | 0 | 0 | 0 | 0 | 0 | 0 | 0 | 0 | 0 | 0 | 0 | 0 | 0 | 0 | 0 | 0 | 0 | 0 | 0 | 0 | 0 | 0 | 0 | 0 | 0 | 0 | 0 | 0 | 0 | 0 | 0 | 0 | 0 | 0 | 0 | 0 | 0 | 0 | 0 | 0 | 0 | 0 | 0 | 0 | 0 | 0 | 0 | 0 | 0 | 0 | 0 | 0 | 0 | 0 | 0 | 0 | 0 | 0 | 0 | 0 | 0 | 0 | 0 | 0 | 0 | 0 | 0 | 0 | 0 | 0 | 0 | 0 | 0 | 0 | 0 | 0 | 0 | 0 | 0 | 0 | 0 | 0 | 0 | 0 | 0 | 0 | 0 | Circulation pump controls based on demand. | Circulation pump controls based on demand. | Circulation pump controls based on demand. | Circulation pump controls based on demand. | Circulation pump controls based on demand. | Circulation pump controls based on demand. | Circulation pump controls based on demand. | Circulation pump controls based on demand. | Circulation pump controls based on demand. | Circulation pump controls based on demand. | Circulation pump controls based on demand. | Circulation pump controls based on demand. | Circulation pump controls based on demand. | Circulation pump controls based on demand. | Circulation pump controls based on demand. | Circulation pump controls based on demand. | Circulation pump controls based on demand. | Circulation pump controls based on demand. | Circulation pump controls based on demand. | Circulation pump controls based on demand. | Circulation pump controls based on demand. | Circulation pump controls based on demand. | Circulation pump controls based on demand. | Circulation pump controls based on demand. | Circulation pump controls based on demand. | Circulation pump controls based on demand. | Circulation pump controls based on demand. | Circulation pump controls based on demand. | 2125.1551 | 2125.1551 | 2125.1551 | 2125.1551 | 2125.1551 | 2125.1551 | 2125.1551 | 2125.1551 | 2125.1551 | 2125.1551 | 2125.1551 | 2125.1551 | 2125.1551 | 2125.1551 | 2125.1551 | 2125.1551 | 2125.1551 | 2125.1551 | 2125.1551 | 2125.1551 | 2125.1551 | 2125.1551 | 2125.1551 | 2125.1551 | 2125.1551 | 2125.1551 | 2125.1551 | 2125.1551 | 416.1092 | 416.1092 | 416.1092 | 416.1092 | 416.1092 | 416.1092 | 416.1092 | 416.1092 | 416.1092 | 416.1092 | 416.1092 | 416.1092 | 416.1092 | 416.1092 | 416.1092 | 416.1092 | 416.1092 | 416.1092 | 416.1092 | 416.1092 | 416.1092 | 416.1092 | 416.1092 | 416.1092 | 416.1092 | 416.1092 | 416.1092 | 416.1092 | 0 | 0 | 0 | 0 | 0 | 0 | 0 | 0 | 0 | 0 | 0 | 0 | 0 | 0 | 0 | 0 | 0 | 0 | 0 | 0 | 0 | 0 | 0 | 0 | 0 | 0 | 0 | 0 | 0 | 0 | 0 | 0 | 0 | 0 | 0 | 0 | 0 | 0 | 0 | 0 | 0 | 0 | 0 | 0 | 0 | 0 | 0 | 0 | 0 | 0 | 0 | 0 | 0 | 0 | 0 | 0 | 0 | 0 | 0 | 0 | 0 | 0 | 0 | 0 | 0 | 0 | 0 | 0 | 0 | 0 | 0 | 0 | 0 | 0 | 0 | 0 | 0 | 0 | 0 | 0 | 0 | 0 | 0 | 0 | 0 | 0
Circulation Pump - Controls_Retail_Existing_Circulation pump controls based on demand. | Circulation Pump - Controls_Retail_Existing | Circulation Pump - Controls_Commercial_Existing_No circulation pump controls._Circulation pump controls based on demand. | Commercial | Retail | Existing | Water Heating | Natural Gas | Circulation Pump - Controls | NEQ | No circulation pump controls. | 10 | 10 | 10 | 416.1092 | 0 | 0 | 0 | 0 | Retro3Slow | 0.004128203794943829 | TBD | A | WCM236 | 0.7 | 0.42 | perbldg | 0.0321 | 806.9401907146889 | 806.9402 | 636.4598687327128 | 636.4599 | RTF WkBk - ComResCirculatorPumps_v4_1 | RTF WkBk - ComResCirculatorPumps_v4_1 | RTF WkBk - ComResCirculatorPumps_v4_1 | 0 | 0 | 2125.1551 | No circulation pump controls. | No circulation pump controls. | No circulation pump controls. | No circulation pump controls. | No circulation pump controls. | No circulation pump controls. | No circulation pump controls. | No circulation pump controls. | No circulation pump controls. | No circulation pump controls. | No circulation pump controls. | No circulation pump controls. | No circulation pump controls. | No circulation pump controls. | No circulation pump controls. | No circulation pump controls. | No circulation pump controls. | No circulation pump controls. | No circulation pump controls. | No circulation pump controls. | No circulation pump controls. | No circulation pump controls. | No circulation pump controls. | No circulation pump controls. | No circulation pump controls. | No circulation pump controls. | No circulation pump controls. | No circulation pump controls. | 0 | 0 | 0 | 0 | 0 | 0 | 0 | 0 | 0 | 0 | 0 | 0 | 0 | 0 | 0 | 0 | 0 | 0 | 0 | 0 | 0 | 0 | 0 | 0 | 0 | 0 | 0 | 0 | 0 | 0 | 0 | 0 | 0 | 0 | 0 | 0 | 0 | 0 | 0 | 0 | 0 | 0 | 0 | 0 | 0 | 0 | 0 | 0 | 0 | 0 | 0 | 0 | 0 | 0 | 0 | 0 | 0 | 0 | 0 | 0 | 0 | 0 | 0 | 0 | 0 | 0 | 0 | 0 | 0 | 0 | 0 | 0 | 0 | 0 | 0 | 0 | 0 | 0 | 0 | 0 | 0 | 0 | 0 | 0 | 0 | 0 | 0 | 0 | 0 | 0 | 0 | 0 | 0 | 0 | 0 | 0 | 0 | 0 | 0 | 0 | 0 | 0 | 0 | 0 | 0 | 0 | 0 | 0 | 0 | 0 | 0 | 0 | Circulation pump controls based on demand. | Circulation pump controls based on demand. | Circulation pump controls based on demand. | Circulation pump controls based on demand. | Circulation pump controls based on demand. | Circulation pump controls based on demand. | Circulation pump controls based on demand. | Circulation pump controls based on demand. | Circulation pump controls based on demand. | Circulation pump controls based on demand. | Circulation pump controls based on demand. | Circulation pump controls based on demand. | Circulation pump controls based on demand. | Circulation pump controls based on demand. | Circulation pump controls based on demand. | Circulation pump controls based on demand. | Circulation pump controls based on demand. | Circulation pump controls based on demand. | Circulation pump controls based on demand. | Circulation pump controls based on demand. | Circulation pump controls based on demand. | Circulation pump controls based on demand. | Circulation pump controls based on demand. | Circulation pump controls based on demand. | Circulation pump controls based on demand. | Circulation pump controls based on demand. | Circulation pump controls based on demand. | Circulation pump controls based on demand. | 2125.1551 | 2125.1551 | 2125.1551 | 2125.1551 | 2125.1551 | 2125.1551 | 2125.1551 | 2125.1551 | 2125.1551 | 2125.1551 | 2125.1551 | 2125.1551 | 2125.1551 | 2125.1551 | 2125.1551 | 2125.1551 | 2125.1551 | 2125.1551 | 2125.1551 | 2125.1551 | 2125.1551 | 2125.1551 | 2125.1551 | 2125.1551 | 2125.1551 | 2125.1551 | 2125.1551 | 2125.1551 | 416.1092 | 416.1092 | 416.1092 | 416.1092 | 416.1092 | 416.1092 | 416.1092 | 416.1092 | 416.1092 | 416.1092 | 416.1092 | 416.1092 | 416.1092 | 416.1092 | 416.1092 | 416.1092 | 416.1092 | 416.1092 | 416.1092 | 416.1092 | 416.1092 | 416.1092 | 416.1092 | 416.1092 | 416.1092 | 416.1092 | 416.1092 | 416.1092 | 0 | 0 | 0 | 0 | 0 | 0 | 0 | 0 | 0 | 0 | 0 | 0 | 0 | 0 | 0 | 0 | 0 | 0 | 0 | 0 | 0 | 0 | 0 | 0 | 0 | 0 | 0 | 0 | 0 | 0 | 0 | 0 | 0 | 0 | 0 | 0 | 0 | 0 | 0 | 0 | 0 | 0 | 0 | 0 | 0 | 0 | 0 | 0 | 0 | 0 | 0 | 0 | 0 | 0 | 0 | 0 | 0 | 0 | 0 | 0 | 0 | 0 | 0 | 0 | 0 | 0 | 0 | 0 | 0 | 0 | 0 | 0 | 0 | 0 | 0 | 0 | 0 | 0 | 0 | 0 | 0 | 0 | 0 | 0 | 0 | 0 | 0 | 0 | 0 | 0 | 0 | 0 | 0 | 0 | 0 | 0 | 0 | 0 | 0 | 0 | 0 | 0 | 0 | 0 | 0 | 0 | 0 | 0 | 0 | 0 | 0 | 0 | Circulation pump controls based on demand. | Circulation pump controls based on demand. | Circulation pump controls based on demand. | Circulation pump controls based on demand. | Circulation pump controls based on demand. | Circulation pump controls based on demand. | Circulation pump controls based on demand. | Circulation pump controls based on demand. | Circulation pump controls based on demand. | Circulation pump controls based on demand. | Circulation pump controls based on demand. | Circulation pump controls based on demand. | Circulation pump controls based on demand. | Circulation pump controls based on demand. | Circulation pump controls based on demand. | Circulation pump controls based on demand. | Circulation pump controls based on demand. | Circulation pump controls based on demand. | Circulation pump controls based on demand. | Circulation pump controls based on demand. | Circulation pump controls based on demand. | Circulation pump controls based on demand. | Circulation pump controls based on demand. | Circulation pump controls based on demand. | Circulation pump controls based on demand. | Circulation pump controls based on demand. | Circulation pump controls based on demand. | Circulation pump controls based on demand. | 2125.1551 | 2125.1551 | 2125.1551 | 2125.1551 | 2125.1551 | 2125.1551 | 2125.1551 | 2125.1551 | 2125.1551 | 2125.1551 | 2125.1551 | 2125.1551 | 2125.1551 | 2125.1551 | 2125.1551 | 2125.1551 | 2125.1551 | 2125.1551 | 2125.1551 | 2125.1551 | 2125.1551 | 2125.1551 | 2125.1551 | 2125.1551 | 2125.1551 | 2125.1551 | 2125.1551 | 2125.1551 | 416.1092 | 416.1092 | 416.1092 | 416.1092 | 416.1092 | 416.1092 | 416.1092 | 416.1092 | 416.1092 | 416.1092 | 416.1092 | 416.1092 | 416.1092 | 416.1092 | 416.1092 | 416.1092 | 416.1092 | 416.1092 | 416.1092 | 416.1092 | 416.1092 | 416.1092 | 416.1092 | 416.1092 | 416.1092 | 416.1092 | 416.1092 | 416.1092 | 0 | 0 | 0 | 0 | 0 | 0 | 0 | 0 | 0 | 0 | 0 | 0 | 0 | 0 | 0 | 0 | 0 | 0 | 0 | 0 | 0 | 0 | 0 | 0 | 0 | 0 | 0 | 0 | 0 | 0 | 0 | 0 | 0 | 0 | 0 | 0 | 0 | 0 | 0 | 0 | 0 | 0 | 0 | 0 | 0 | 0 | 0 | 0 | 0 | 0 | 0 | 0 | 0 | 0 | 0 | 0 | 0 | 0 | 0 | 0 | 0 | 0 | 0 | 0 | 0 | 0 | 0 | 0 | 0 | 0 | 0 | 0 | 0 | 0 | 0 | 0 | 0 | 0 | 0 | 0 | 0 | 0 | 0 | 0 | 0 | 0
Circulation Pump - Controls_Healthcare_Existing_Circulation pump controls based on demand. | Circulation Pump - Controls_Healthcare_Existing | Circulation Pump - Controls_Commercial_Existing_No circulation pump controls._Circulation pump controls based on demand. | Commercial | Healthcare | Existing | Water Heating | Natural Gas | Circulation Pump - Controls | NEQ | No circulation pump controls. | 10 | 10 | 10 | 416.1092 | 0 | 0 | 0.05 | 0.1 | Retro3Slow | 0.004128203794943829 | TBD | A | WCM536 | 0.7 | 0.42 | perbldg | 0.0321 | 806.989353893942 | 806.9894 | 636.4986453247998 | 636.4986 | RTF WkBk - ComResCirculatorPumps_v4_1 | RTF WkBk - ComResCirculatorPumps_v4_1 | RTF WkBk - ComResCirculatorPumps_v4_1 | 0 | 0 | 2125.1551 | No circulation pump controls. | No circulation pump controls. | No circulation pump controls. | No circulation pump controls. | No circulation pump controls. | No circulation pump controls. | No circulation pump controls. | No circulation pump controls. | No circulation pump controls. | No circulation pump controls. | No circulation pump controls. | No circulation pump controls. | No circulation pump controls. | No circulation pump controls. | No circulation pump controls. | No circulation pump controls. | No circulation pump controls. | No circulation pump controls. | No circulation pump controls. | No circulation pump controls. | No circulation pump controls. | No circulation pump controls. | No circulation pump controls. | No circulation pump controls. | No circulation pump controls. | No circulation pump controls. | No circulation pump controls. | No circulation pump controls. | 0 | 0 | 0 | 10.9083 | 16.9581 | 33.5017 | 57.8476 | 88.6979 | 122.2861 | 153.133 | 176.0392 | 186.9439 | 184.8213 | 170.9042 | 148.4159 | 121.2277 | 93.6041 | 68.7491 | 47.9965 | 31.9274 | 20.2802 | 10.3354 | 6.8821 | 0 | 0 | 0 | 0 | 0 | 0 | 0 | 0 | 10.9083 | 27.7463 | 60.9089 | 117.9457 | 204.9564 | 324.1215 | 472.0399 | 641.1676 | 819.1937 | 994.7136 | 1156.4165 | 1296.1304 | 1406.7833 | 1490.1813 | 1554.1265 | 1597.9939 | 1626.4103 | 1643.7071 | 1651.5052 | 1656.4276 | 1655.1826 | 1654.1866 | 1653.3898 | 1652.7524 | 1652.2424 | 0 | 0 | 0 | 2.6415482193501607E-07 | 4.1522686154783983E-07 | 8.304537230956798E-07 | 1.4532940154174402E-06 | 2.26067957953824E-06 | 3.164951411353534E-06 | 4.028119978086318E-06 | 4.699473307767371E-06 | 5.060971254518704E-06 | 5.060971254518705E-06 | 4.7235731708841294E-06 | 4.133126524523608E-06 | 3.4037512554900274E-06 | 2.6473620876033577E-06 | 1.9506878540235327E-06 | 1.3654814978164678E-06 | 9.103209985443113E-07 | 5.792951808918356E-07 | 2.956819799047096E-07 | 1.97121319936473E-07 | 0 | 0 | 0 | 0 | 0 | 0 | 0 | 0 | 2.6415482193501607E-07 | 6.79381683482856E-07 | 1.5098354065785358E-06 | 2.963129421995976E-06 | 5.223809001534216E-06 | 8.388760412887749E-06 | 1.2416880390974066E-05 | 1.7116353698741438E-05 | 2.217732495326014E-05 | 2.7238296207778848E-05 | 3.196186937866298E-05 | 3.609499590318659E-05 | 3.949874715867661E-05 | 4.214610924627997E-05 | 4.40967971003035E-05 | 4.546227859811997E-05 | 4.637259959666428E-05 | 4.695189477755612E-05 | 4.724757675746083E-05 | 4.74446980773973E-05 | 4.74446980773973E-05 | 4.74446980773973E-05 | 4.74446980773973E-05 | 4.74446980773973E-05 | 4.74446980773973E-05 | Circulation pump controls based on demand. | Circulation pump controls based on demand. | Circulation pump controls based on demand. | Circulation pump controls based on demand. | Circulation pump controls based on demand. | Circulation pump controls based on demand. | Circulation pump controls based on demand. | Circulation pump controls based on demand. | Circulation pump controls based on demand. | Circulation pump controls based on demand. | Circulation pump controls based on demand. | Circulation pump controls based on demand. | Circulation pump controls based on demand. | Circulation pump controls based on demand. | Circulation pump controls based on demand. | Circulation pump controls based on demand. | Circulation pump controls based on demand. | Circulation pump controls based on demand. | Circulation pump controls based on demand. | Circulation pump controls based on demand. | Circulation pump controls based on demand. | Circulation pump controls based on demand. | Circulation pump controls based on demand. | Circulation pump controls based on demand. | Circulation pump controls based on demand. | Circulation pump controls based on demand. | Circulation pump controls based on demand. | Circulation pump controls based on demand. | 2125.1551 | 2125.1551 | 2125.1551 | 2125.1551 | 2125.1551 | 2125.1551 | 2125.1551 | 2125.1551 | 2125.1551 | 2125.1551 | 2125.1551 | 2125.1551 | 2125.1551 | 2125.1551 | 2125.1551 | 2125.1551 | 2125.1551 | 2125.1551 | 2125.1551 | 2125.1551 | 2125.1551 | 2125.1551 | 2125.1551 | 2125.1551 | 2125.1551 | 2125.1551 | 2125.1551 | 2125.1551 | 416.1092 | 416.1092 | 416.1092 | 416.1092 | 416.1092 | 416.1092 | 416.1092 | 416.1092 | 416.1092 | 416.1092 | 416.1092 | 416.1092 | 416.1092 | 416.1092 | 416.1092 | 416.1092 | 416.1092 | 416.1092 | 416.1092 | 416.1092 | 416.1092 | 416.1092 | 416.1092 | 416.1092 | 416.1092 | 416.1092 | 416.1092 | 416.1092 | 0 | 0 | 0 | 9.3694 | 14.7378 | 29.4885 | 51.6034 | 80.2108 | 112.0936 | 142.2199 | 165.2577 | 177.0859 | 176.0271 | 163.1383 | 141.5974 | 115.4122 | 88.7494 | 64.6078 | 44.6653 | 29.4156 | 18.5042 | 9.3452 | 6.1717 | 0 | 0 | 0 | 0 | 0 | 0 | 0 | 0 | 9.3694 | 24.1136 | 53.6125 | 105.2144 | 185.3452 | 297.106 | 438.4 | 601.8991 | 775.9955 | 947.383 | 1103.8685 | 1236.5838 | 1339.2983 | 1412.8939 | 1460.5091 | 1487.0839 | 1498.4594 | 1499.7695 | 1493.2878 | 1485.4645 | 1473.5795 | 1463.9329 | 1456.0301 | 1449.5385 | 1444.2172 | 0 | 0 | 0 | 2.2453159864476364E-07 | 3.529428323156638E-07 | 7.058856646313279E-07 | 1.2352999131048244E-06 | 1.9215776426075034E-06 | 2.690208699650504E-06 | 3.4239019813733694E-06 | 3.994552311602264E-06 | 4.301825566340898E-06 | 4.301825566340899E-06 | 4.0150371952515095E-06 | 3.5131575458450667E-06 | 2.893188567166524E-06 | 2.250257774462854E-06 | 1.6580846759200026E-06 | 1.1606592731439974E-06 | 7.737728487626648E-07 | 4.924009037580602E-07 | 2.5132968291900314E-07 | 1.6755312194600206E-07 | 0 | 0 | 0 | 0 | 0 | 0 | 0 | 0 | 2.2453159864476364E-07 | 5.774744309604274E-07 | 1.2833600955917553E-06 | 2.5186600086965795E-06 | 4.440237651304083E-06 | 7.130446350954588E-06 | 1.0554348332327957E-05 | 1.4548900643930222E-05 | 1.8850726210271118E-05 | 2.315255177661202E-05 | 2.716758897186353E-05 | 3.0680746517708596E-05 | 3.357393508487512E-05 | 3.582419285933798E-05 | 3.748227753525798E-05 | 3.864293680840198E-05 | 3.941670965716464E-05 | 3.99091105609227E-05 | 4.01604402438417E-05 | 4.03279933657877E-05 | 4.03279933657877E-05 | 4.03279933657877E-05 | 4.03279933657877E-05 | 4.03279933657877E-05 | 4.03279933657877E-05 | Circulation pump controls based on demand. | Circulation pump controls based on demand. | Circulation pump controls based on demand. | Circulation pump controls based on demand. | Circulation pump controls based on demand. | Circulation pump controls based on demand. | Circulation pump controls based on demand. | Circulation pump controls based on demand. | Circulation pump controls based on demand. | Circulation pump controls based on demand. | Circulation pump controls based on demand. | Circulation pump controls based on demand. | Circulation pump controls based on demand. | Circulation pump controls based on demand. | Circulation pump controls based on demand. | Circulation pump controls based on demand. | Circulation pump controls based on demand. | Circulation pump controls based on demand. | Circulation pump controls based on demand. | Circulation pump controls based on demand. | Circulation pump controls based on demand. | Circulation pump controls based on demand. | Circulation pump controls based on demand. | Circulation pump controls based on demand. | Circulation pump controls based on demand. | Circulation pump controls based on demand. | Circulation pump controls based on demand. | Circulation pump controls based on demand. | 2125.1551 | 2125.1551 | 2125.1551 | 2125.1551 | 2125.1551 | 2125.1551 | 2125.1551 | 2125.1551 | 2125.1551 | 2125.1551 | 2125.1551 | 2125.1551 | 2125.1551 | 2125.1551 | 2125.1551 | 2125.1551 | 2125.1551 | 2125.1551 | 2125.1551 | 2125.1551 | 2125.1551 | 2125.1551 | 2125.1551 | 2125.1551 | 2125.1551 | 2125.1551 | 2125.1551 | 2125.1551 | 416.1092 | 416.1092 | 416.1092 | 416.1092 | 416.1092 | 416.1092 | 416.1092 | 416.1092 | 416.1092 | 416.1092 | 416.1092 | 416.1092 | 416.1092 | 416.1092 | 416.1092 | 416.1092 | 416.1092 | 416.1092 | 416.1092 | 416.1092 | 416.1092 | 416.1092 | 416.1092 | 416.1092 | 416.1092 | 416.1092 | 416.1092 | 416.1092 | 0 | 0 | 0 | 9.3695 | 14.7382 | 29.4897 | 51.6066 | 80.2177 | 112.1062 | 142.2401 | 165.2861 | 177.1213 | 176.0666 | 163.178 | 141.6336 | 115.4426 | 88.7731 | 64.6251 | 44.6773 | 29.4235 | 18.5092 | 9.3477 | 6.1734 | 0 | 0 | 0 | 0 | 0 | 0 | 0 | 0 | 9.3695 | 24.1142 | 53.6148 | 105.2211 | 185.3611 | 297.1395 | 438.4623 | 602.0026 | 776.1509 | 947.5958 | 1104.1373 | 1236.9002 | 1339.6507 | 1413.2705 | 1460.9006 | 1487.4834 | 1498.8621 | 1500.1726 | 1493.6892 | 1485.8638 | 1473.9756 | 1464.3264 | 1456.4215 | 1449.9282 | 1444.6054 | 0 | 0 | 0 | 2.2453e-07 | 3.5294e-07 | 7.058856646313279E-07 | 1.2352999131048244E-06 | 1.9215776426075034E-06 | 2.690208699650504E-06 | 3.4239019813733694E-06 | 3.994552311602264E-06 | 4.301825566340898E-06 | 4.301825566340899E-06 | 4.0150371952515095E-06 | 3.5131575458450667E-06 | 2.893188567166524E-06 | 2.250257774462854E-06 | 1.6580846759200026E-06 | 1.1606592731439974E-06 | 7.737728487626648E-07 | 4.924009037580602E-07 | 2.5132968291900314E-07 | 1.6755312194600206E-07 | 0 | 0 | 0 | 0 | 0 | 0 | 0
Circulation Pump - Controls_Lodging_Existing_Circulation pump controls based on demand. | Circulation Pump - Controls_Lodging_Existing | Circulation Pump - Controls_Commercial_Existing_No circulation pump controls._Circulation pump controls based on demand. | Commercial | Lodging | Existing | Water Heating | Natural Gas | Circulation Pump - Controls | NEQ | No circulation pump controls. | 10 | 10 | 10 | 416.1092 | 0 | 0 | 0.05 | 0.1 | Retro3Slow | 0.004128203794943829 | TBD | A | WCM636 | 0.7 | 0.42 | perbldg | 0.0321 | 807.0735797531406 | 807.0736 | 636.565076988393 | 636.5651 | RTF WkBk - ComResCirculatorPumps_v4_1 | RTF WkBk - ComResCirculatorPumps_v4_1 | RTF WkBk - ComResCirculatorPumps_v4_1 | 0 | 0 | 2125.1551 | No circulation pump controls. | No circulation pump controls. | No circulation pump controls. | No circulation pump controls. | No circulation pump controls. | No circulation pump controls. | No circulation pump controls. | No circulation pump controls. | No circulation pump controls. | No circulation pump controls. | No circulation pump controls. | No circulation pump controls. | No circulation pump controls. | No circulation pump controls. | No circulation pump controls. | No circulation pump controls. | No circulation pump controls. | No circulation pump controls. | No circulation pump controls. | No circulation pump controls. | No circulation pump controls. | No circulation pump controls. | No circulation pump controls. | No circulation pump controls. | No circulation pump controls. | No circulation pump controls. | No circulation pump controls. | No circulation pump controls. | 0 | 0 | 0 | 24.2081 | 37.6352 | 74.3499 | 128.3753 | 196.8238 | 271.3263 | 339.7239 | 390.4897 | 414.6361 | 409.9084 | 379.0517 | 329.2104 | 268.9518 | 207.7156 | 152.5989 | 106.5638 | 70.9061 | 45.0518 | 22.9661 | 15.2954 | 3.0305e-16 | 3.0287e-16 | 3.0272e-16 | 3.0261e-16 | 3.0251e-16 | 0 | 0 | 0 | 24.2081 | 61.5775 | 135.1744 | 261.7452 | 454.8057 | 719.1553 | 1047.2158 | 1422.2359 | 1816.9476 | 2206.139 | 2564.8381 | 2875.0267 | 3121.0447 | 3306.8413 | 3449.6147 | 3547.9292 | 3612.0208 | 3651.4498 | 3669.7938 | 3681.4159 | 3678.6542 | 3676.4447 | 3674.6772 | 3673.2632 | 3672.132 | 0 | 0 | 0 | 7.327470632813019E-07 | 1.1518103707739267E-06 | 2.303620741547854E-06 | 4.031336297708746E-06 | 6.270967574213603E-06 | 8.779354603899038E-06 | 1.1173724041326053E-05 | 1.3036011381547064E-05 | 1.403878148781991E-05 | 1.403878148781991E-05 | 1.3102862721965262E-05 | 1.1465004881719589E-05 | 9.441768726122009E-06 | 7.343597898094902E-06 | 5.411072135438367E-06 | 3.7877504948068423E-06 | 2.5251669965378957E-06 | 1.6069244523422993E-06 | 8.202012019060434E-07 | 5.468008012706956E-07 | 1.0842021724855045E-23 | 1.0842021724855045E-23 | 1.0842021724855045E-23 | 1.0842021724855045E-23 | 1.0842021724855045E-23 | 0 | 0 | 0 | 7.327470632813019E-07 | 1.8845574340552286E-06 | 4.188178175603083E-06 | 8.21951447331183E-06 | 1.4490482047525433E-05 | 2.326983665142447E-05 | 3.444356069275052E-05 | 4.7479572074297585E-05 | 6.151835356211749E-05 | 7.55571350499374E-05 | 8.865999777190266E-05 | 0.00010012500265362226 | 0.00010956677137974427 | 0.00011691036927783919 | 0.00012232144141327754 | 0.0001261091919080844 | 0.00012863435890462228 | 0.00013024128335696456 | 0.00013106148455887062 | 0.00013160828536014132 | 0.00013160828536014132 | 0.00013160828536014132 | 0.00013160828536014132 | 0.00013160828536014132 | 0.00013160828536014132 | Circulation pump controls based on demand. | Circulation pump controls based on demand. | Circulation pump controls based on demand. | Circulation pump controls based on demand. | Circulation pump controls based on demand. | Circulation pump controls based on demand. | Circulation pump controls based on demand. | Circulation pump controls based on demand. | Circulation pump controls based on demand. | Circulation pump controls based on demand. | Circulation pump controls based on demand. | Circulation pump controls based on demand. | Circulation pump controls based on demand. | Circulation pump controls based on demand. | Circulation pump controls based on demand. | Circulation pump controls based on demand. | Circulation pump controls based on demand. | Circulation pump controls based on demand. | Circulation pump controls based on demand. | Circulation pump controls based on demand. | Circulation pump controls based on demand. | Circulation pump controls based on demand. | Circulation pump controls based on demand. | Circulation pump controls based on demand. | Circulation pump controls based on demand. | Circulation pump controls based on demand. | Circulation pump controls based on demand. | Circulation pump controls based on demand. | 2125.1551 | 2125.1551 | 2125.1551 | 2125.1551 | 2125.1551 | 2125.1551 | 2125.1551 | 2125.1551 | 2125.1551 | 2125.1551 | 2125.1551 | 2125.1551 | 2125.1551 | 2125.1551 | 2125.1551 | 2125.1551 | 2125.1551 | 2125.1551 | 2125.1551 | 2125.1551 | 2125.1551 | 2125.1551 | 2125.1551 | 2125.1551 | 2125.1551 | 2125.1551 | 2125.1551 | 2125.1551 | 416.1092 | 416.1092 | 416.1092 | 416.1092 | 416.1092 | 416.1092 | 416.1092 | 416.1092 | 416.1092 | 416.1092 | 416.1092 | 416.1092 | 416.1092 | 416.1092 | 416.1092 | 416.1092 | 416.1092 | 416.1092 | 416.1092 | 416.1092 | 416.1092 | 416.1092 | 416.1092 | 416.1092 | 416.1092 | 416.1092 | 416.1092 | 416.1092 | 0 | 0 | 0 | 20.7922 | 32.7058 | 65.4382 | 114.507 | 177.9707 | 248.6814 | 315.4742 | 366.5285 | 392.722 | 390.3542 | 361.7785 | 314.0388 | 256.0058 | 196.9035 | 143.3754 | 99.1442 | 65.311 | 41.0953 | 20.7597 | 13.7125 | 3.1732e-16 | 3.1525e-16 | 3.1355e-16 | 3.1215e-16 | 3.1101e-16 | 0 | 0 | 0 | 20.7922 | 53.5123 | 118.9723 | 233.4689 | 411.2414 | 659.1345 | 972.465 | 1334.9648 | 1720.9194 | 2100.8977 | 2447.96 | 2742.5316 | 2970.8126 | 3134.712 | 3241.1113 | 3300.9009 | 3327.0055 | 3330.7715 | 3317.2266 | 3300.4289 | 3274.0799 | 3252.6934 | 3235.1732 | 3220.7815 | 3208.9841 | 0 | 0 | 0 | 6.228350037891065E-07 | 9.790388151578375E-07 | 1.958077630315676E-06 | 3.4266358530524338E-06 | 5.3303224380815615E-06 | 7.462451413314182E-06 | 9.497665435127144E-06 | 1.1080609674315003E-05 | 1.1932964264646922E-05 | 1.1932964264646922E-05 | 1.1137433313670471E-05 | 9.745254149461653E-06 | 8.02550341720371E-06 | 6.242058213380668E-06 | 4.599411315122612E-06 | 3.2195879205858163E-06 | 2.1463919470572116E-06 | 1.3658857844909545E-06 | 6.971710216201373E-07 | 4.647806810800912E-07 | 1.0842021724855045E-23 | 1.0842021724855045E-23 | 1.0842021724855045E-23 | 1.0842021724855045E-23 | 1.0842021724855045E-23 | 0 | 0 | 0 | 6.228350037891065E-07 | 1.6018738189469443E-06 | 3.5599514492626206E-06 | 6.986587302315054E-06 | 1.2316909740396615E-05 | 1.9779361153710797E-05 | 2.927702658883794E-05 | 4.035763626315294E-05 | 5.229060052779986E-05 | 6.422356479244678E-05 | 7.536099810611726E-05 | 8.510625225557891E-05 | 9.313175567278262E-05 | 9.937381388616328E-05 | 0.0001039732252012859 | 0.0001071928131218717 | 0.00010933920506892892 | 0.00011070509085341987 | 0.00011140226187504002 | 0.0001118670425561201 | 0.0001118670425561201 | 0.0001118670425561201 | 0.0001118670425561201 | 0.0001118670425561201 | 0.0001118670425561201 | Circulation pump controls based on demand. | Circulation pump controls based on demand. | Circulation pump controls based on demand. | Circulation pump controls based on demand. | Circulation pump controls based on demand. | Circulation pump controls based on demand. | Circulation pump controls based on demand. | Circulation pump controls based on demand. | Circulation pump controls based on demand. | Circulation pump controls based on demand. | Circulation pump controls based on demand. | Circulation pump controls based on demand. | Circulation pump controls based on demand. | Circulation pump controls based on demand. | Circulation pump controls based on demand. | Circulation pump controls based on demand. | Circulation pump controls based on demand. | Circulation pump controls based on demand. | Circulation pump controls based on demand. | Circulation pump controls based on demand. | Circulation pump controls based on demand. | Circulation pump controls based on demand. | Circulation pump controls based on demand. | Circulation pump controls based on demand. | Circulation pump controls based on demand. | Circulation pump controls based on demand. | Circulation pump controls based on demand. | Circulation pump controls based on demand. | 2125.1551 | 2125.1551 | 2125.1551 | 2125.1551 | 2125.1551 | 2125.1551 | 2125.1551 | 2125.1551 | 2125.1551 | 2125.1551 | 2125.1551 | 2125.1551 | 2125.1551 | 2125.1551 | 2125.1551 | 2125.1551 | 2125.1551 | 2125.1551 | 2125.1551 | 2125.1551 | 2125.1551 | 2125.1551 | 2125.1551 | 2125.1551 | 2125.1551 | 2125.1551 | 2125.1551 | 2125.1551 | 416.1092 | 416.1092 | 416.1092 | 416.1092 | 416.1092 | 416.1092 | 416.1092 | 416.1092 | 416.1092 | 416.1092 | 416.1092 | 416.1092 | 416.1092 | 416.1092 | 416.1092 | 416.1092 | 416.1092 | 416.1092 | 416.1092 | 416.1092 | 416.1092 | 416.1092 | 416.1092 | 416.1092 | 416.1092 | 416.1092 | 416.1092 | 416.1092 | 0 | 0 | 0 | 20.7958 | 32.7184 | 65.4804 | 114.6153 | 178.2004 | 249.1025 | 316.148 | 367.4771 | 393.9059 | 391.6742 | 363.1047 | 315.2491 | 257.0204 | 197.6942 | 143.9544 | 99.5453 | 65.5755 | 41.2617 | 20.8437 | 13.768 | 3.186e-16 | 3.1652e-16 | 3.1482e-16 | 3.1342e-16 | 3.1227e-16 | 0 | 0 | 0 | 20.7958 | 53.5329 | 119.0489 | 233.6899 | 411.7721 | 660.2507 | 974.542 | 1338.4197 | 1726.1072 | 2108.0019 | 2456.9335 | 2753.1009 | 2982.5863 | 3147.3002 | 3254.199 | 3314.2567 | 3340.4753 | 3344.2584 | 3330.6588 | 3313.7932 | 3287.3376 | 3265.8645 | 3248.2733 | 3233.8233 | 3221.9782 | 0 | 0 | 0 | 6.2284e-07 | 9.7904e-07 | 1.958077630315676E-06 | 3.4266358530524338E-06 | 5.3303224380815615E-06 | 7.462451413314182E-06 | 9.497665435127144E-06 | 1.1080609674315003E-05 | 1.1932964264646922E-05 | 1.1932964264646922E-05 | 1.1137433313670471E-05 | 9.745254149461653E-06 | 8.02550341720371E-06 | 6.242058213380668E-06 | 4.599411315122612E-06 | 3.2195879205858163E-06 | 2.1463919470572116E-06 | 1.3658857844909545E-06 | 6.971710216201373E-07 | 4.647806810800912E-07 | 1.0842021724855045E-23 | 1.0842021724855045E-23 | 1.0842021724855045E-23 | 1.0842021724855045E-23 | 1.0842021724855045E-23 | 0 | 0
Rack Oven_Miscellaneous_New_ENERGY STAR (3.0) | Rack Oven_Miscellaneous_New | Rack Oven_Commercial_New_Standard_ENERGY STAR (3.0) | Commercial | Miscellaneous | New | Food Preparation | Natural Gas | Rack Oven | EQ | Standard | 17 | 10 | 13.5 | 340.5203 | 0 | 0 | 0.012735 | 1 | LO3Slow | 0.996 | n/a | A | WCE245 | 1 | 0.6 | 1 units | 0.0321 | 1409.2535989964779 | 1409.2536 | 1409.2535989964779 | 1409.2536 | RTF - ComCookingRackOven_v3_1 | RTF - ComCookingRackOven_v3_1 | RTF - ComCookingRackOven_v3_1 | 0 | 0 | 1524.9386 | Standard | Standard | Standard | Standard | Standard | Standard | Standard | Standard | Standard | Standard | Standard | Standard | Standard | Standard | Standard | Standard | Standard | Standard | Standard | Standard | Standard | Standard | Standard | Standard | Standard | Standard | Standard | Standard | 0 | 0 | 0 | 0 | 0 | 0 | 0 | 0 | 0 | 0 | 0 | 0 | 0 | 0 | 0 | 0 | 0 | 0 | 0 | 0 | 0 | 0 | 0 | 0 | 0 | 0 | 0 | 0 | 0 | 0 | 0 | 0 | 0 | 0 | 0 | 0 | 0 | 0 | 0 | 0 | 0 | 0 | 0 | 0 | 0 | 0 | 0 | 0 | 0 | 0 | 0 | 0 | 0 | 0 | 0 | 0 | 0 | 0 | 0 | 0 | 0 | 0 | 0 | 0 | 0 | 0 | 0 | 0 | 0 | 0 | 0 | 0 | 0 | 0 | 0 | 0 | 0 | 0 | 0 | 0 | 0 | 0 | 0 | 0 | 0 | 0 | 0 | 0 | 0 | 0 | 0 | 0 | 0 | 0 | 0 | 0 | 0 | 0 | 0 | 0 | 0 | 0 | 0 | 0 | 0 | 0 | 0 | 0 | 0 | 0 | 0 | 0 | ENERGY STAR (3.0) | ENERGY STAR (3.0) | ENERGY STAR (3.0) | ENERGY STAR (3.0) | ENERGY STAR (3.0) | ENERGY STAR (3.0) | ENERGY STAR (3.0) | ENERGY STAR (3.0) | ENERGY STAR (3.0) | ENERGY STAR (3.0) | ENERGY STAR (3.0) | ENERGY STAR (3.0) | ENERGY STAR (3.0) | ENERGY STAR (3.0) | ENERGY STAR (3.0) | ENERGY STAR (3.0) | ENERGY STAR (3.0) | ENERGY STAR (3.0) | ENERGY STAR (3.0) | ENERGY STAR (3.0) | ENERGY STAR (3.0) | ENERGY STAR (3.0) | ENERGY STAR (3.0) | ENERGY STAR (3.0) | ENERGY STAR (3.0) | ENERGY STAR (3.0) | ENERGY STAR (3.0) | ENERGY STAR (3.0) | 1524.9386 | 1524.9386 | 1524.9386 | 1524.9386 | 1524.9386 | 1524.9386 | 1524.9386 | 1524.9386 | 1524.9386 | 1524.9386 | 1524.9386 | 1524.9386 | 1524.9386 | 1524.9386 | 1524.9386 | 1524.9386 | 1524.9386 | 1524.9386 | 1524.9386 | 1524.9386 | 1524.9386 | 1524.9386 | 1524.9386 | 1524.9386 | 1524.9386 | 1524.9386 | 1524.9386 | 1524.9386 | 340.5203 | 340.5203 | 340.5203 | 340.5203 | 340.5203 | 340.5203 | 340.5203 | 340.5203 | 340.5203 | 340.5203 | 340.5203 | 340.5203 | 340.5203 | 340.5203 | 340.5203 | 340.5203 | 340.5203 | 340.5203 | 340.5203 | 340.5203 | 340.5203 | 340.5203 | 340.5203 | 340.5203 | 340.5203 | 340.5203 | 340.5203 | 340.5203 | 0 | 0 | 0 | 0 | 0 | 0 | 0 | 0 | 0 | 0 | 0 | 0 | 0 | 0 | 0 | 0 | 0 | 0 | 0 | 0 | 0 | 0 | 0 | 0 | 0 | 0 | 0 | 0 | 0 | 0 | 0 | 0 | 0 | 0 | 0 | 0 | 0 | 0 | 0 | 0 | 0 | 0 | 0 | 0 | 0 | 0 | 0 | 0 | 0 | 0 | 0 | 0 | 0 | 0 | 0 | 0 | 0 | 0 | 0 | 0 | 0 | 0 | 0 | 0 | 0 | 0 | 0 | 0 | 0 | 0 | 0 | 0 | 0 | 0 | 0 | 0 | 0 | 0 | 0 | 0 | 0 | 0 | 0 | 0 | 0 | 0 | 0 | 0 | 0 | 0 | 0 | 0 | 0 | 0 | 0 | 0 | 0 | 0 | 0 | 0 | 0 | 0 | 0 | 0 | 0 | 0 | 0 | 0 | 0 | 0 | 0 | 0 | ENERGY STAR (3.0) | ENERGY STAR (3.0) | ENERGY STAR (3.0) | ENERGY STAR (3.0) | ENERGY STAR (3.0) | ENERGY STAR (3.0) | ENERGY STAR (3.0) | ENERGY STAR (3.0) | ENERGY STAR (3.0) | ENERGY STAR (3.0) | ENERGY STAR (3.0) | ENERGY STAR (3.0) | ENERGY STAR (3.0) | ENERGY STAR (3.0) | ENERGY STAR (3.0) | ENERGY STAR (3.0) | ENERGY STAR (3.0) | ENERGY STAR (3.0) | ENERGY STAR (3.0) | ENERGY STAR (3.0) | ENERGY STAR (3.0) | ENERGY STAR (3.0) | ENERGY STAR (3.0) | ENERGY STAR (3.0) | ENERGY STAR (3.0) | ENERGY STAR (3.0) | ENERGY STAR (3.0) | ENERGY STAR (3.0) | 1524.9386 | 1524.9386 | 1524.9386 | 1524.9386 | 1524.9386 | 1524.9386 | 1524.9386 | 1524.9386 | 1524.9386 | 1524.9386 | 1524.9386 | 1524.9386 | 1524.9386 | 1524.9386 | 1524.9386 | 1524.9386 | 1524.9386 | 1524.9386 | 1524.9386 | 1524.9386 | 1524.9386 | 1524.9386 | 1524.9386 | 1524.9386 | 1524.9386 | 1524.9386 | 1524.9386 | 1524.9386 | 340.5203 | 340.5203 | 340.5203 | 340.5203 | 340.5203 | 340.5203 | 340.5203 | 340.5203 | 340.5203 | 340.5203 | 340.5203 | 340.5203 | 340.5203 | 340.5203 | 340.5203 | 340.5203 | 340.5203 | 340.5203 | 340.5203 | 340.5203 | 340.5203 | 340.5203 | 340.5203 | 340.5203 | 340.5203 | 340.5203 | 340.5203 | 340.5203 | 0 | 0 | 0 | 0 | 0 | 0 | 0 | 0 | 0 | 0 | 0 | 0 | 0 | 0 | 0 | 0 | 0 | 0 | 0 | 0 | 0 | 0 | 0 | 0 | 0 | 0 | 0 | 0 | 0 | 0 | 0 | 0 | 0 | 0 | 0 | 0 | 0 | 0 | 0 | 0 | 0 | 0 | 0 | 0 | 0 | 0 | 0 | 0 | 0 | 0 | 0 | 0 | 0 | 0 | 0 | 0 | 0 | 0 | 0 | 0 | 0 | 0 | 0 | 0 | 0 | 0 | 0 | 0 | 0 | 0 | 0 | 0 | 0 | 0 | 0 | 0 | 0 | 0 | 0 | 0 | 0 | 0 | 0 | 0 | 0 | 0
Rack Oven_Miscellaneous_Existing_ENERGY STAR (3.0) | Rack Oven_Miscellaneous_Existing | Rack Oven_Commercial_Existing_Standard_ENERGY STAR (3.0) | Commercial | Miscellaneous | Existing | Food Preparation | Natural Gas | Rack Oven | EQ | Standard | 17 | 10 | 13.5 | 340.5203 | 0 | 0 | 0.012735 | 1 | LO3Slow | 0.996 | n/a | A | WCE231 | 1 | 0.6 | 1 units | 0.0321 | 1409.2535989964779 | 1409.2536 | 1409.2535989964779 | 1409.2536 | RTF - ComCookingRackOven_v3_1 | RTF - ComCookingRackOven_v3_1 | RTF - ComCookingRackOven_v3_1 | 0 | 0 | 1524.9386 | Standard | Standard | Standard | Standard | Standard | Standard | Standard | Standard | Standard | Standard | Standard | Standard | Standard | Standard | Standard | Standard | Standard | Standard | Standard | Standard | Standard | Standard | Standard | Standard | Standard | Standard | Standard | Standard | 0 | 0 | 0 | 41.6575 | 45.5964 | 49.0429 | 52.0586 | 54.6974 | 57.0063 | 59.0266 | 60.7943 | 62.3411 | 58.5499 | 55.8756 | 54.0984 | 53.0356 | 10.879 | 6.8804 | 3.7114 | 1.2272 | 8.9305 | 7.8142 | 6.8374 | 5.3397 | 3.5468 | 6.771 | 8.703 | 9.6692 | 0 | 0 | 0 | 41.6575 | 87.2539 | 136.2968 | 188.3554 | 243.0528 | 300.0591 | 359.0856 | 419.8799 | 482.221 | 540.7709 | 596.6465 | 645.5377 | 688.3175 | 725.7498 | 758.503 | 787.1621 | 812.2389 | 843.8054 | 872.9729 | 887.3233 | 899.8799 | 910.8669 | 920.4805 | 928.8924 | 936.2529 | 0 | 0 | 0 | 0.12265068491595973 | 0.13424780156431698 | 0.14439527863162957 | 0.15327432106552813 | 0.16104348319518932 | 0.1678415000586429 | 0.17378976481416472 | 0.17899449647524637 | 0.18354863667869278 | 0.17238625495885407 | 0.1645125777537269 | 0.15927984114900606 | 0.15615083620091982 | 0.03203070658879878 | 0.02025770613553772 | 0.01092747600514209 | 0.0036132767489774143 | 0.026293757871273516 | 0.023007038137364336 | 0.02013115837019387 | 0.015721356774187862 | 0.01044272527788379 | 0.01993572027286861 | 0.02562386430322632 | 0.028468596392493658 | 0 | 0 | 0 | 0.12265068491595973 | 0.2568984864802767 | 0.4012937651119063 | 0.5545680861774344 | 0.7156115693726237 | 0.8834530694312666 | 1.0572428342454314 | 1.2362373307206778 | 1.4197859673993705 | 1.5921722223582244 | 1.7566848001119515 | 1.9159646412609574 | 2.0721154774618773 | 2.104146184050676 | 2.1244038901862137 | 2.1353313661913553 | 2.138944642940333 | 2.1652384008116066 | 2.188245438948971 | 2.2083765973191647 | 2.2240979540933528 | 2.2345406793712366 | 2.2544763996441053 | 2.280100263947331 | 2.308568860339825 | ENERGY STAR (3.0) | ENERGY STAR (3.0) | ENERGY STAR (3.0) | ENERGY STAR (3.0) | ENERGY STAR (3.0) | ENERGY STAR (3.0) | ENERGY STAR (3.0) | ENERGY STAR (3.0) | ENERGY STAR (3.0) | ENERGY STAR (3.0) | ENERGY STAR (3.0) | ENERGY STAR (3.0) | ENERGY STAR (3.0) | ENERGY STAR (3.0) | ENERGY STAR (3.0) | ENERGY STAR (3.0) | ENERGY STAR (3.0) | ENERGY STAR (3.0) | ENERGY STAR (3.0) | ENERGY STAR (3.0) | ENERGY STAR (3.0) | ENERGY STAR (3.0) | ENERGY STAR (3.0) | ENERGY STAR (3.0) | ENERGY STAR (3.0) | ENERGY STAR (3.0) | ENERGY STAR (3.0) | ENERGY STAR (3.0) | 1524.9386 | 1524.9386 | 1524.9386 | 1524.9386 | 1524.9386 | 1524.9386 | 1524.9386 | 1524.9386 | 1524.9386 | 1524.9386 | 1524.9386 | 1524.9386 | 1524.9386 | 1524.9386 | 1524.9386 | 1524.9386 | 1524.9386 | 1524.9386 | 1524.9386 | 1524.9386 | 1524.9386 | 1524.9386 | 1524.9386 | 1524.9386 | 1524.9386 | 1524.9386 | 1524.9386 | 1524.9386 | 340.5203 | 340.5203 | 340.5203 | 340.5203 | 340.5203 | 340.5203 | 340.5203 | 340.5203 | 340.5203 | 340.5203 | 340.5203 | 340.5203 | 340.5203 | 340.5203 | 340.5203 | 340.5203 | 340.5203 | 340.5203 | 340.5203 | 340.5203 | 340.5203 | 340.5203 | 340.5203 | 340.5203 | 340.5203 | 340.5203 | 340.5203 | 340.5203 | 0 | 0 | 0 | 0.19588 | 0.55143 | 1.3181 | 2.7459 | 5.0863 | 8.5127 | 13.0469 | 18.5234 | 24.611 | 28.3891 | 31.7908 | 34.7598 | 37.2904 | 39.2195 | 40.6413 | 41.3748 | 41.2406 | 48.0936 | 46.0708 | 42.7136 | 37.6905 | 31.3937 | 27.1336 | 23.101 | 19.4426 | 0 | 0 | 0 | 0.19588 | 0.74731 | 2.0654 | 4.8114 | 9.8976 | 18.4103 | 31.4572 | 49.9806 | 74.5916 | 102.9808 | 134.7716 | 169.5069 | 206.707 | 245.8785 | 286.5146 | 328.0848 | 370.0248 | 419.783 | 469.0572 | 517.0367 | 562.7868 | 605.4313 | 644.4896 | 679.61 | 710.5554 | 0 | 0 | 0 | 0.0005767332317502531 | 0.001623556744770693 | 0.0038808696380969177 | 0.008084747817182367 | 0.014975347214631321 | 0.025063608556913752 | 0.038413435421541624 | 0.05453777127437467 | 0.07246140974372468 | 0.08358513132304922 | 0.09360040666074942 | 0.10234208643976422 | 0.10979285813961479 | 0.11547243037891577 | 0.11965875536153539 | 0.12181839559998983 | 0.12142322692815434 | 0.14160011382666926 | 0.13564451673231728 | 0.1257600181463365 | 0.1109707039876443 | 0.09243124791936538 | 0.07988854762391505 | 0.06801556908766089 | 0.05724408547051058 | 0 | 0 | 0 | 0.0005767332317502531 | 0.002200289976520946 | 0.006081159614617864 | 0.01416590743180023 | 0.029141254646431552 | 0.054204863203345305 | 0.09261829862488692 | 0.14715606989926158 | 0.21961747964298628 | 0.30320261096603546 | 0.39680301762678494 | 0.49914510406654916 | 0.6089379622061639 | 0.7244103925850797 | 0.8440691479466151 | 0.965887543546605 | 1.0873107704747593 | 1.2289108843014287 | 1.364555401033746 | 1.4903154191800825 | 1.6012861231677267 | 1.693717371087092 | 1.7736059187110071 | 1.8416214877986683 | 1.8988655732691788 | ENERGY STAR (3.0) | ENERGY STAR (3.0) | ENERGY STAR (3.0) | ENERGY STAR (3.0) | ENERGY STAR (3.0) | ENERGY STAR (3.0) | ENERGY STAR (3.0) | ENERGY STAR (3.0) | ENERGY STAR (3.0) | ENERGY STAR (3.0) | ENERGY STAR (3.0) | ENERGY STAR (3.0) | ENERGY STAR (3.0) | ENERGY STAR (3.0) | ENERGY STAR (3.0) | ENERGY STAR (3.0) | ENERGY STAR (3.0) | ENERGY STAR (3.0) | ENERGY STAR (3.0) | ENERGY STAR (3.0) | ENERGY STAR (3.0) | ENERGY STAR (3.0) | ENERGY STAR (3.0) | ENERGY STAR (3.0) | ENERGY STAR (3.0) | ENERGY STAR (3.0) | ENERGY STAR (3.0) | ENERGY STAR (3.0) | 1524.9386 | 1524.9386 | 1524.9386 | 1524.9386 | 1524.9386 | 1524.9386 | 1524.9386 | 1524.9386 | 1524.9386 | 1524.9386 | 1524.9386 | 1524.9386 | 1524.9386 | 1524.9386 | 1524.9386 | 1524.9386 | 1524.9386 | 1524.9386 | 1524.9386 | 1524.9386 | 1524.9386 | 1524.9386 | 1524.9386 | 1524.9386 | 1524.9386 | 1524.9386 | 1524.9386 | 1524.9386 | 340.5203 | 340.5203 | 340.5203 | 340.5203 | 340.5203 | 340.5203 | 340.5203 | 340.5203 | 340.5203 | 340.5203 | 340.5203 | 340.5203 | 340.5203 | 340.5203 | 340.5203 | 340.5203 | 340.5203 | 340.5203 | 340.5203 | 340.5203 | 340.5203 | 340.5203 | 340.5203 | 340.5203 | 340.5203 | 340.5203 | 340.5203 | 340.5203 | 0 | 0 | 0 | 0.19588 | 0.55143 | 1.3181 | 2.7459 | 5.0863 | 8.5127 | 13.0469 | 18.5234 | 24.611 | 28.3891 | 31.7908 | 34.7598 | 37.2904 | 39.2195 | 40.6413 | 41.3748 | 41.2406 | 48.0936 | 46.0708 | 42.7136 | 37.6905 | 31.3937 | 27.1336 | 23.101 | 19.4426 | 0 | 0 | 0 | 0.19588 | 0.74731 | 2.0654 | 4.8114 | 9.8976 | 18.4103 | 31.4572 | 49.9806 | 74.5916 | 102.9808 | 134.7716 | 169.5069 | 206.707 | 245.8785 | 286.5146 | 328.0848 | 370.0248 | 419.783 | 469.0572 | 517.0367 | 562.7868 | 605.4313 | 644.4896 | 679.61 | 710.5554 | 0 | 0 | 0 | 0.00057673 | 0.0016236 | 0.0038808696380969177 | 0.008084747817182367 | 0.014975347214631321 | 0.025063608556913752 | 0.038413435421541624 | 0.05453777127437467 | 0.07246140974372468 | 0.08358513132304922 | 0.09360040666074942 | 0.10234208643976422 | 0.10979285813961474 | 0.11547243037891587 | 0.11965875536153539 | 0.12181839559998993 | 0.1214232269281543 | 0.14160011382666926 | 0.13564451673231728 | 0.1257600181463365 | 0.11097070398764451 | 0.09243124791936538 | 0.07988854762391505 | 0.06801556908766089 | 0.05724408547051063 | 0 | 0
Rack Oven_Education_New_ENERGY STAR (3.0) | Rack Oven_Education_New | Rack Oven_Commercial_New_Standard_ENERGY STAR (3.0) | Commercial | Education | New | Food Preparation | Natural Gas | Rack Oven | EQ | Standard | 17 | 10 | 13.5 | 337.6918 | 0 | 0 | 0.024814 | 1 | LO3Slow | 0.996 | n/a | A | WCE133 | 1 | 0.6 | 1 units | 0.0321 | 1409.2535989964824 | 1409.2536 | 1409.2535989964824 | 1409.2536 | RTF - ComCookingRackOven_v3_1 | RTF - ComCookingRackOven_v3_1 | RTF - ComCookingRackOven_v3_1 | 0 | 0 | 1531.6735 | Standard | Standard | Standard | Standard | Standard | Standard | Standard | Standard | Standard | Standard | Standard | Standard | Standard | Standard | Standard | Standard | Standard | Standard | Standard | Standard | Standard | Standard | Standard | Standard | Standard | Standard | Standard | Standard | 0 | 0 | 0 | 0 | 0 | 0 | 0 | 0 | 0 | 0 | 0 | 0 | 0 | 0 | 0 | 0 | 0 | 0 | 0 | 0 | 0 | 0 | 0 | 0 | 0 | 0 | 0 | 0 | 0 | 0 | 0 | 0 | 0 | 0 | 0 | 0 | 0 | 0 | 0 | 0 | 0 | 0 | 0 | 0 | 0 | 0 | 0 | 0 | 0 | 0 | 0 | 0 | 0 | 0 | 0 | 0 | 0 | 0 | 0 | 0 | 0 | 0 | 0 | 0 | 0 | 0 | 0 | 0 | 0 | 0 | 0 | 0 | 0 | 0 | 0 | 0 | 0 | 0 | 0 | 0 | 0 | 0 | 0 | 0 | 0 | 0 | 0 | 0 | 0 | 0 | 0 | 0 | 0 | 0 | 0 | 0 | 0 | 0 | 0 | 0 | 0 | 0 | 0 | 0 | 0 | 0 | 0 | 0 | 0 | 0 | 0 | 0 | ENERGY STAR (3.0) | ENERGY STAR (3.0) | ENERGY STAR (3.0) | ENERGY STAR (3.0) | ENERGY STAR (3.0) | ENERGY STAR (3.0) | ENERGY STAR (3.0) | ENERGY STAR (3.0) | ENERGY STAR (3.0) | ENERGY STAR (3.0) | ENERGY STAR (3.0) | ENERGY STAR (3.0) | ENERGY STAR (3.0) | ENERGY STAR (3.0) | ENERGY STAR (3.0) | ENERGY STAR (3.0) | ENERGY STAR (3.0) | ENERGY STAR (3.0) | ENERGY STAR (3.0) | ENERGY STAR (3.0) | ENERGY STAR (3.0) | ENERGY STAR (3.0) | ENERGY STAR (3.0) | ENERGY STAR (3.0) | ENERGY STAR (3.0) | ENERGY STAR (3.0) | ENERGY STAR (3.0) | ENERGY STAR (3.0) | 1531.6735 | 1531.6735 | 1531.6735 | 1531.6735 | 1531.6735 | 1531.6735 | 1531.6735 | 1531.6735 | 1531.6735 | 1531.6735 | 1531.6735 | 1531.6735 | 1531.6735 | 1531.6735 | 1531.6735 | 1531.6735 | 1531.6735 | 1531.6735 | 1531.6735 | 1531.6735 | 1531.6735 | 1531.6735 | 1531.6735 | 1531.6735 | 1531.6735 | 1531.6735 | 1531.6735 | 1531.6735 | 337.6918 | 337.6918 | 337.6918 | 337.6918 | 337.6918 | 337.6918 | 337.6918 | 337.6918 | 337.6918 | 337.6918 | 337.6918 | 337.6918 | 337.6918 | 337.6918 | 337.6918 | 337.6918 | 337.6918 | 337.6918 | 337.6918 | 337.6918 | 337.6918 | 337.6918 | 337.6918 | 337.6918 | 337.6918 | 337.6918 | 337.6918 | 337.6918 | 0 | 0 | 0 | 0 | 0 | 0 | 0 | 0 | 0 | 0 | 0 | 0 | 0 | 0 | 0 | 0 | 0 | 0 | 0 | 0 | 0 | 0 | 0 | 0 | 0 | 0 | 0 | 0 | 0 | 0 | 0 | 0 | 0 | 0 | 0 | 0 | 0 | 0 | 0 | 0 | 0 | 0 | 0 | 0 | 0 | 0 | 0 | 0 | 0 | 0 | 0 | 0 | 0 | 0 | 0 | 0 | 0 | 0 | 0 | 0 | 0 | 0 | 0 | 0 | 0 | 0 | 0 | 0 | 0 | 0 | 0 | 0 | 0 | 0 | 0 | 0 | 0 | 0 | 0 | 0 | 0 | 0 | 0 | 0 | 0 | 0 | 0 | 0 | 0 | 0 | 0 | 0 | 0 | 0 | 0 | 0 | 0 | 0 | 0 | 0 | 0 | 0 | 0 | 0 | 0 | 0 | 0 | 0 | 0 | 0 | 0 | 0 | ENERGY STAR (3.0) | ENERGY STAR (3.0) | ENERGY STAR (3.0) | ENERGY STAR (3.0) | ENERGY STAR (3.0) | ENERGY STAR (3.0) | ENERGY STAR (3.0) | ENERGY STAR (3.0) | ENERGY STAR (3.0) | ENERGY STAR (3.0) | ENERGY STAR (3.0) | ENERGY STAR (3.0) | ENERGY STAR (3.0) | ENERGY STAR (3.0) | ENERGY STAR (3.0) | ENERGY STAR (3.0) | ENERGY STAR (3.0) | ENERGY STAR (3.0) | ENERGY STAR (3.0) | ENERGY STAR (3.0) | ENERGY STAR (3.0) | ENERGY STAR (3.0) | ENERGY STAR (3.0) | ENERGY STAR (3.0) | ENERGY STAR (3.0) | ENERGY STAR (3.0) | ENERGY STAR (3.0) | ENERGY STAR (3.0) | 1531.6735 | 1531.6735 | 1531.6735 | 1531.6735 | 1531.6735 | 1531.6735 | 1531.6735 | 1531.6735 | 1531.6735 | 1531.6735 | 1531.6735 | 1531.6735 | 1531.6735 | 1531.6735 | 1531.6735 | 1531.6735 | 1531.6735 | 1531.6735 | 1531.6735 | 1531.6735 | 1531.6735 | 1531.6735 | 1531.6735 | 1531.6735 | 1531.6735 | 1531.6735 | 1531.6735 | 1531.6735 | 337.6918 | 337.6918 | 337.6918 | 337.6918 | 337.6918 | 337.6918 | 337.6918 | 337.6918 | 337.6918 | 337.6918 | 337.6918 | 337.6918 | 337.6918 | 337.6918 | 337.6918 | 337.6918 | 337.6918 | 337.6918 | 337.6918 | 337.6918 | 337.6918 | 337.6918 | 337.6918 | 337.6918 | 337.6918 | 337.6918 | 337.6918 | 337.6918 | 0 | 0 | 0 | 0 | 0 | 0 | 0 | 0 | 0 | 0 | 0 | 0 | 0 | 0 | 0 | 0 | 0 | 0 | 0 | 0 | 0 | 0 | 0 | 0 | 0 | 0 | 0 | 0 | 0 | 0 | 0 | 0 | 0 | 0 | 0 | 0 | 0 | 0 | 0 | 0 | 0 | 0 | 0 | 0 | 0 | 0 | 0 | 0 | 0 | 0 | 0 | 0 | 0 | 0 | 0 | 0 | 0 | 0 | 0 | 0 | 0 | 0 | 0 | 0 | 0 | 0 | 0 | 0 | 0 | 0 | 0 | 0 | 0 | 0 | 0 | 0 | 0 | 0 | 0 | 0 | 0 | 0 | 0 | 0 | 0 | 0
Rack Oven_Education_Existing_ENERGY STAR (3.0) | Rack Oven_Education_Existing | Rack Oven_Commercial_Existing_Standard_ENERGY STAR (3.0) | Commercial | Education | Existing | Food Preparation | Natural Gas | Rack Oven | EQ | Standard | 17 | 10 | 13.5 | 337.6918 | 0 | 0 | 0.024814 | 1 | LO3Slow | 0.996 | n/a | A | WCE119 | 1 | 0.6 | 1 units | 0.0321 | 1409.2535989964824 | 1409.2536 | 1409.2535989964824 | 1409.2536 | RTF - ComCookingRackOven_v3_1 | RTF - ComCookingRackOven_v3_1 | RTF - ComCookingRackOven_v3_1 | 0 | 0 | 1531.6735 | Standard | Standard | Standard | Standard | Standard | Standard | Standard | Standard | Standard | Standard | Standard | Standard | Standard | Standard | Standard | Standard | Standard | Standard | Standard | Standard | Standard | Standard | Standard | Standard | Standard | Standard | Standard | Standard | 0 | 0 | 0 | 149.0021 | 163.0908 | 175.4185 | 186.2052 | 195.6435 | 203.9021 | 211.1283 | 217.4513 | 222.9839 | 209.4233 | 199.8579 | 193.501 | 189.6997 | 38.9125 | 24.6101 | 13.2752 | 4.3896 | 31.9429 | 27.9501 | 24.4563 | 19.0991 | 12.6863 | 24.2189 | 31.1291 | 34.585 | 0 | 0 | 0 | 149.0021 | 312.0929 | 487.5113 | 673.7165 | 869.36 | 1073.2621 | 1284.3904 | 1501.8417 | 1724.8255 | 1934.2488 | 2134.1067 | 2308.9824 | 2461.9987 | 2595.8879 | 2713.0409 | 2815.5498 | 2905.2451 | 3018.1536 | 3122.481 | 3173.8099 | 3218.7227 | 3258.0214 | 3292.4078 | 3322.4958 | 3348.8229 | 0 | 0 | 0 | 0.4387013786802787 | 0.48018236238482476 | 0.5164782231263024 | 0.5482371012750955 | 0.5760261196552896 | 0.6003415107379592 | 0.6216174779352951 | 0.640233949232964 | 0.6565233616184243 | 0.6165973534334381 | 0.5884345017743583 | 0.5697178613875983 | 0.5585259240122514 | 0.11456858272122894 | 0.07245849150088124 | 0.03908578898060194 | 0.012924098160690222 | 0.09404845832468876 | 0.0822924010341025 | 0.0720058509048402 | 0.05623271403895249 | 0.03735191515421287 | 0.07130680089299563 | 0.09165235893011367 | 0.10182749892539941 | 0 | 0 | 0 | 0.4387013786802787 | 0.9188837410651035 | 1.435361964191406 | 1.9835990654665014 | 2.559625185121791 | 3.15996669585975 | 3.781584173795045 | 4.421818123028008 | 5.078341484646433 | 5.694938838079871 | 6.283373339854229 | 6.853091201241827 | 7.411617125254079 | 7.526185707975308 | 7.598644199476189 | 7.637729988456791 | 7.6506540866174815 | 7.744702544942171 | 7.826994945976273 | 7.899000796881113 | 7.955233510920065 | 7.992585426074279 | 8.063892226967274 | 8.155544585897388 | 8.257372084822787 | ENERGY STAR (3.0) | ENERGY STAR (3.0) | ENERGY STAR (3.0) | ENERGY STAR (3.0) | ENERGY STAR (3.0) | ENERGY STAR (3.0) | ENERGY STAR (3.0) | ENERGY STAR (3.0) | ENERGY STAR (3.0) | ENERGY STAR (3.0) | ENERGY STAR (3.0) | ENERGY STAR (3.0) | ENERGY STAR (3.0) | ENERGY STAR (3.0) | ENERGY STAR (3.0) | ENERGY STAR (3.0) | ENERGY STAR (3.0) | ENERGY STAR (3.0) | ENERGY STAR (3.0) | ENERGY STAR (3.0) | ENERGY STAR (3.0) | ENERGY STAR (3.0) | ENERGY STAR (3.0) | ENERGY STAR (3.0) | ENERGY STAR (3.0) | ENERGY STAR (3.0) | ENERGY STAR (3.0) | ENERGY STAR (3.0) | 1531.6735 | 1531.6735 | 1531.6735 | 1531.6735 | 1531.6735 | 1531.6735 | 1531.6735 | 1531.6735 | 1531.6735 | 1531.6735 | 1531.6735 | 1531.6735 | 1531.6735 | 1531.6735 | 1531.6735 | 1531.6735 | 1531.6735 | 1531.6735 | 1531.6735 | 1531.6735 | 1531.6735 | 1531.6735 | 1531.6735 | 1531.6735 | 1531.6735 | 1531.6735 | 1531.6735 | 1531.6735 | 337.6918 | 337.6918 | 337.6918 | 337.6918 | 337.6918 | 337.6918 | 337.6918 | 337.6918 | 337.6918 | 337.6918 | 337.6918 | 337.6918 | 337.6918 | 337.6918 | 337.6918 | 337.6918 | 337.6918 | 337.6918 | 337.6918 | 337.6918 | 337.6918 | 337.6918 | 337.6918 | 337.6918 | 337.6918 | 337.6918 | 337.6918 | 337.6918 | 0 | 0 | 0 | 0.70064 | 1.9724 | 4.7147 | 9.8217 | 18.1928 | 30.4485 | 46.6665 | 66.2552 | 88.0297 | 101.5433 | 113.7104 | 124.3302 | 133.3817 | 140.2816 | 145.3673 | 147.991 | 147.5109 | 172.0228 | 164.7876 | 152.7794 | 134.8126 | 112.29 | 97.0525 | 82.6286 | 69.5429 | 0 | 0 | 0 | 0.70064 | 2.673 | 7.3877 | 17.2094 | 35.4022 | 65.8507 | 112.5172 | 178.7724 | 266.8021 | 368.3454 | 482.0557 | 606.2983 | 739.3569 | 879.467 | 1024.8159 | 1173.5054 | 1323.5179 | 1501.4951 | 1677.7406 | 1849.3555 | 2012.9959 | 2165.5283 | 2305.2334 | 2430.8536 | 2541.5401 | 0 | 0 | 0 | 0.002062880154912655 | 0.005807196126011131 | 0.013881234025542803 | 0.02891781661154632 | 0.053564360229836475 | 0.08964841603742342 | 0.13739855664746728 | 0.1950726607406376 | 0.25918257511134446 | 0.2989703023160399 | 0.33479329915883993 | 0.366060853625927 | 0.39271104167172627 | 0.41302593981846647 | 0.4279997375003734 | 0.4357244163369615 | 0.4343109628265775 | 0.5064803771753 | 0.48517818340486485 | 0.44982295354859125 | 0.39692400304049147 | 0.330611410145397 | 0.2857482288614292 | 0.24328053243996123 | 0.20475270264012108 | 0 | 0 | 0 | 0.002062880154912655 | 0.007870076280923786 | 0.02175131030646659 | 0.05066912691801291 | 0.10423348714784939 | 0.19388190318527282 | 0.33128045983274007 | 0.5263531205733777 | 0.7855356956847221 | 1.084505998000762 | 1.419299297159602 | 1.7853601507855288 | 2.178071192457255 | 2.591097132275722 | 3.0190968697760954 | 3.4548212861130567 | 3.8891322489396343 | 4.395612626114934 | 4.880790809519799 | 5.33061376306839 | 5.727537766108882 | 6.058149176254279 | 6.343897405115708 | 6.58717793755567 | 6.791930640195791 | ENERGY STAR (3.0) | ENERGY STAR (3.0) | ENERGY STAR (3.0) | ENERGY STAR (3.0) | ENERGY STAR (3.0) | ENERGY STAR (3.0) | ENERGY STAR (3.0) | ENERGY STAR (3.0) | ENERGY STAR (3.0) | ENERGY STAR (3.0) | ENERGY STAR (3.0) | ENERGY STAR (3.0) | ENERGY STAR (3.0) | ENERGY STAR (3.0) | ENERGY STAR (3.0) | ENERGY STAR (3.0) | ENERGY STAR (3.0) | ENERGY STAR (3.0) | ENERGY STAR (3.0) | ENERGY STAR (3.0) | ENERGY STAR (3.0) | ENERGY STAR (3.0) | ENERGY STAR (3.0) | ENERGY STAR (3.0) | ENERGY STAR (3.0) | ENERGY STAR (3.0) | ENERGY STAR (3.0) | ENERGY STAR (3.0) | 1531.6735 | 1531.6735 | 1531.6735 | 1531.6735 | 1531.6735 | 1531.6735 | 1531.6735 | 1531.6735 | 1531.6735 | 1531.6735 | 1531.6735 | 1531.6735 | 1531.6735 | 1531.6735 | 1531.6735 | 1531.6735 | 1531.6735 | 1531.6735 | 1531.6735 | 1531.6735 | 1531.6735 | 1531.6735 | 1531.6735 | 1531.6735 | 1531.6735 | 1531.6735 | 1531.6735 | 1531.6735 | 337.6918 | 337.6918 | 337.6918 | 337.6918 | 337.6918 | 337.6918 | 337.6918 | 337.6918 | 337.6918 | 337.6918 | 337.6918 | 337.6918 | 337.6918 | 337.6918 | 337.6918 | 337.6918 | 337.6918 | 337.6918 | 337.6918 | 337.6918 | 337.6918 | 337.6918 | 337.6918 | 337.6918 | 337.6918 | 337.6918 | 337.6918 | 337.6918 | 0 | 0 | 0 | 0.70064 | 1.9724 | 4.7147 | 9.8217 | 18.1928 | 30.4485 | 46.6665 | 66.2552 | 88.0297 | 101.5433 | 113.7104 | 124.3302 | 133.3817 | 140.2816 | 145.3673 | 147.991 | 147.5109 | 172.0228 | 164.7876 | 152.7794 | 134.8126 | 112.29 | 97.0525 | 82.6286 | 69.5429 | 0 | 0 | 0 | 0.70064 | 2.673 | 7.3877 | 17.2094 | 35.4022 | 65.8507 | 112.5172 | 178.7724 | 266.8021 | 368.3454 | 482.0557 | 606.2983 | 739.3569 | 879.467 | 1024.8159 | 1173.5054 | 1323.5179 | 1501.4951 | 1677.7406 | 1849.3555 | 2012.9959 | 2165.5283 | 2305.2334 | 2430.8536 | 2541.5401 | 0 | 0 | 0 | 0.0020629 | 0.0058072 | 0.013881234025542803 | 0.02891781661154632 | 0.053564360229836475 | 0.08964841603742342 | 0.13739855664746728 | 0.1950726607406376 | 0.25918257511134446 | 0.2989703023160399 | 0.33479329915883993 | 0.3660608536259268 | 0.39271104167172627 | 0.41302593981846647 | 0.4279997375003733 | 0.435724416336962 | 0.434310962826577 | 0.5064803771753 | 0.48517818340486485 | 0.44982295354859125 | 0.39692400304049147 | 0.33061141014539724 | 0.28574822886142875 | 0.24328053243996098 | 0.20475270264012133 | 0 | 0
Rack Oven_Healthcare_New_ENERGY STAR (3.0) | Rack Oven_Healthcare_New | Rack Oven_Commercial_New_Standard_ENERGY STAR (3.0) | Commercial | Healthcare | New | Food Preparation | Natural Gas | Rack Oven | EQ | Standard | 17 | 10 | 13.5 | 341.1048 | 0 | 0 | 0.022295 | 1 | LO3Slow | 0.996 | n/a | A | WCE161 | 1 | 0.6 | 1 units | 0.0321 | 1409.2535989964772 | 1409.2536 | 1409.2535989964772 | 1409.2536 | RTF - ComCookingRackOven_v3_1 | RTF - ComCookingRackOven_v3_1 | RTF - ComCookingRackOven_v3_1 | 0 | 0 | 1531.4908 | Standard | Standard | Standard | Standard | Standard | Standard | Standard | Standard | Standard | Standard | Standard | Standard | Standard | Standard | Standard | Standard | Standard | Standard | Standard | Standard | Standard | Standard | Standard | Standard | Standard | Standard | Standard | Standard | 0 | 0 | 0 | 0 | 0 | 0 | 0 | 0 | 0 | 0 | 0 | 0 | 0 | 0 | 0 | 0 | 0 | 0 | 0 | 0 | 0 | 0 | 0 | 0 | 0 | 0 | 0 | 0 | 0 | 0 | 0 | 0 | 0 | 0 | 0 | 0 | 0 | 0 | 0 | 0 | 0 | 0 | 0 | 0 | 0 | 0 | 0 | 0 | 0 | 0 | 0 | 0 | 0 | 0 | 0 | 0 | 0 | 0 | 0 | 0 | 0 | 0 | 0 | 0 | 0 | 0 | 0 | 0 | 0 | 0 | 0 | 0 | 0 | 0 | 0 | 0 | 0 | 0 | 0 | 0 | 0 | 0 | 0 | 0 | 0 | 0 | 0 | 0 | 0 | 0 | 0 | 0 | 0 | 0 | 0 | 0 | 0 | 0 | 0 | 0 | 0 | 0 | 0 | 0 | 0 | 0 | 0 | 0 | 0 | 0 | 0 | 0 | ENERGY STAR (3.0) | ENERGY STAR (3.0) | ENERGY STAR (3.0) | ENERGY STAR (3.0) | ENERGY STAR (3.0) | ENERGY STAR (3.0) | ENERGY STAR (3.0) | ENERGY STAR (3.0) | ENERGY STAR (3.0) | ENERGY STAR (3.0) | ENERGY STAR (3.0) | ENERGY STAR (3.0) | ENERGY STAR (3.0) | ENERGY STAR (3.0) | ENERGY STAR (3.0) | ENERGY STAR (3.0) | ENERGY STAR (3.0) | ENERGY STAR (3.0) | ENERGY STAR (3.0) | ENERGY STAR (3.0) | ENERGY STAR (3.0) | ENERGY STAR (3.0) | ENERGY STAR (3.0) | ENERGY STAR (3.0) | ENERGY STAR (3.0) | ENERGY STAR (3.0) | ENERGY STAR (3.0) | ENERGY STAR (3.0) | 1531.4908 | 1531.4908 | 1531.4908 | 1531.4908 | 1531.4908 | 1531.4908 | 1531.4908 | 1531.4908 | 1531.4908 | 1531.4908 | 1531.4908 | 1531.4908 | 1531.4908 | 1531.4908 | 1531.4908 | 1531.4908 | 1531.4908 | 1531.4908 | 1531.4908 | 1531.4908 | 1531.4908 | 1531.4908 | 1531.4908 | 1531.4908 | 1531.4908 | 1531.4908 | 1531.4908 | 1531.4908 | 341.1048 | 341.1048 | 341.1048 | 341.1048 | 341.1048 | 341.1048 | 341.1048 | 341.1048 | 341.1048 | 341.1048 | 341.1048 | 341.1048 | 341.1048 | 341.1048 | 341.1048 | 341.1048 | 341.1048 | 341.1048 | 341.1048 | 341.1048 | 341.1048 | 341.1048 | 341.1048 | 341.1048 | 341.1048 | 341.1048 | 341.1048 | 341.1048 | 0 | 0 | 0 | 0 | 0 | 0 | 0 | 0 | 0 | 0 | 0 | 0 | 0 | 0 | 0 | 0 | 0 | 0 | 0 | 0 | 0 | 0 | 0 | 0 | 0 | 0 | 0 | 0 | 0 | 0 | 0 | 0 | 0 | 0 | 0 | 0 | 0 | 0 | 0 | 0 | 0 | 0 | 0 | 0 | 0 | 0 | 0 | 0 | 0 | 0 | 0 | 0 | 0 | 0 | 0 | 0 | 0 | 0 | 0 | 0 | 0 | 0 | 0 | 0 | 0 | 0 | 0 | 0 | 0 | 0 | 0 | 0 | 0 | 0 | 0 | 0 | 0 | 0 | 0 | 0 | 0 | 0 | 0 | 0 | 0 | 0 | 0 | 0 | 0 | 0 | 0 | 0 | 0 | 0 | 0 | 0 | 0 | 0 | 0 | 0 | 0 | 0 | 0 | 0 | 0 | 0 | 0 | 0 | 0 | 0 | 0 | 0 | ENERGY STAR (3.0) | ENERGY STAR (3.0) | ENERGY STAR (3.0) | ENERGY STAR (3.0) | ENERGY STAR (3.0) | ENERGY STAR (3.0) | ENERGY STAR (3.0) | ENERGY STAR (3.0) | ENERGY STAR (3.0) | ENERGY STAR (3.0) | ENERGY STAR (3.0) | ENERGY STAR (3.0) | ENERGY STAR (3.0) | ENERGY STAR (3.0) | ENERGY STAR (3.0) | ENERGY STAR (3.0) | ENERGY STAR (3.0) | ENERGY STAR (3.0) | ENERGY STAR (3.0) | ENERGY STAR (3.0) | ENERGY STAR (3.0) | ENERGY STAR (3.0) | ENERGY STAR (3.0) | ENERGY STAR (3.0) | ENERGY STAR (3.0) | ENERGY STAR (3.0) | ENERGY STAR (3.0) | ENERGY STAR (3.0) | 1531.4908 | 1531.4908 | 1531.4908 | 1531.4908 | 1531.4908 | 1531.4908 | 1531.4908 | 1531.4908 | 1531.4908 | 1531.4908 | 1531.4908 | 1531.4908 | 1531.4908 | 1531.4908 | 1531.4908 | 1531.4908 | 1531.4908 | 1531.4908 | 1531.4908 | 1531.4908 | 1531.4908 | 1531.4908 | 1531.4908 | 1531.4908 | 1531.4908 | 1531.4908 | 1531.4908 | 1531.4908 | 341.1048 | 341.1048 | 341.1048 | 341.1048 | 341.1048 | 341.1048 | 341.1048 | 341.1048 | 341.1048 | 341.1048 | 341.1048 | 341.1048 | 341.1048 | 341.1048 | 341.1048 | 341.1048 | 341.1048 | 341.1048 | 341.1048 | 341.1048 | 341.1048 | 341.1048 | 341.1048 | 341.1048 | 341.1048 | 341.1048 | 341.1048 | 341.1048 | 0 | 0 | 0 | 0 | 0 | 0 | 0 | 0 | 0 | 0 | 0 | 0 | 0 | 0 | 0 | 0 | 0 | 0 | 0 | 0 | 0 | 0 | 0 | 0 | 0 | 0 | 0 | 0 | 0 | 0 | 0 | 0 | 0 | 0 | 0 | 0 | 0 | 0 | 0 | 0 | 0 | 0 | 0 | 0 | 0 | 0 | 0 | 0 | 0 | 0 | 0 | 0 | 0 | 0 | 0 | 0 | 0 | 0 | 0 | 0 | 0 | 0 | 0 | 0 | 0 | 0 | 0 | 0 | 0 | 0 | 0 | 0 | 0 | 0 | 0 | 0 | 0 | 0 | 0 | 0 | 0 | 0 | 0 | 0 | 0 | 0
Rack Oven_Healthcare_Existing_ENERGY STAR (3.0) | Rack Oven_Healthcare_Existing | Rack Oven_Commercial_Existing_Standard_ENERGY STAR (3.0) | Commercial | Healthcare | Existing | Food Preparation | Natural Gas | Rack Oven | EQ | Standard | 17 | 10 | 13.5 | 341.1048 | 0 | 0 | 0.022295 | 1 | LO3Slow | 0.996 | n/a | A | WCE147 | 1 | 0.6 | 1 units | 0.0321 | 1409.2535989964772 | 1409.2536 | 1409.2535989964772 | 1409.2536 | RTF - ComCookingRackOven_v3_1 | RTF - ComCookingRackOven_v3_1 | RTF - ComCookingRackOven_v3_1 | 0 | 0 | 1531.4908 | Standard | Standard | Standard | Standard | Standard | Standard | Standard | Standard | Standard | Standard | Standard | Standard | Standard | Standard | Standard | Standard | Standard | Standard | Standard | Standard | Standard | Standard | Standard | Standard | Standard | Standard | Standard | Standard | 0 | 0 | 0 | 74.671 | 81.7314 | 87.9093 | 93.3149 | 98.0449 | 102.1836 | 105.805 | 108.9736 | 111.7463 | 104.9505 | 100.1569 | 96.9712 | 95.0662 | 19.5006 | 12.3331 | 6.6528 | 2.1998 | 16.0079 | 14.0069 | 12.2561 | 9.5713 | 6.3576 | 12.1371 | 15.6001 | 17.332 | 0 | 0 | 0 | 74.671 | 156.4024 | 244.3117 | 337.6266 | 435.6715 | 537.8551 | 643.6601 | 752.6337 | 864.38 | 969.3305 | 1069.4874 | 1157.1247 | 1233.8073 | 1300.9046 | 1359.6147 | 1410.9861 | 1455.9361 | 1512.5191 | 1564.8018 | 1590.5248 | 1613.0324 | 1632.7266 | 1649.959 | 1665.0373 | 1678.2309 | 0 | 0 | 0 | 0.2198510388245151 | 0.24063884073738195 | 0.2588281674111405 | 0.2747438282506793 | 0.2886700314852756 | 0.3008554593155474 | 0.31151770866703526 | 0.32084717684958713 | 0.32901046150931995 | 0.30900192084324984 | 0.29488837460335565 | 0.28550870763100056 | 0.2798999742692982 | 0.05741495958751338 | 0.036311886404477946 | 0.019587472773646482 | 0.006476789325452375 | 0.047131493693334664 | 0.04124005698166791 | 0.03608504985895943 | 0.02818049178367257 | 0.01871855833560859 | 0.035734727569668764 | 0.045930711187000255 | 0.051029886176780385 | 0 | 0 | 0 | 0.2198510388245151 | 0.4604898795618971 | 0.7193180469730376 | 0.9940618752237168 | 1.2827319067089924 | 1.5835873660245399 | 1.8951050746915752 | 2.2159522515411627 | 2.5449627130504826 | 2.853964633893732 | 3.1488530084970883 | 3.4343617161280884 | 3.7142616903973864 | 3.7716766499849004 | 3.807988536389378 | 3.8275760091630247 | 3.834052798488477 | 3.881184292181812 | 3.92242434916348 | 3.958509399022439 | 3.9866898908061117 | 4.00540844914172 | 4.0411431767113895 | 4.08707388789839 | 4.138103774075169 | ENERGY STAR (3.0) | ENERGY STAR (3.0) | ENERGY STAR (3.0) | ENERGY STAR (3.0) | ENERGY STAR (3.0) | ENERGY STAR (3.0) | ENERGY STAR (3.0) | ENERGY STAR (3.0) | ENERGY STAR (3.0) | ENERGY STAR (3.0) | ENERGY STAR (3.0) | ENERGY STAR (3.0) | ENERGY STAR (3.0) | ENERGY STAR (3.0) | ENERGY STAR (3.0) | ENERGY STAR (3.0) | ENERGY STAR (3.0) | ENERGY STAR (3.0) | ENERGY STAR (3.0) | ENERGY STAR (3.0) | ENERGY STAR (3.0) | ENERGY STAR (3.0) | ENERGY STAR (3.0) | ENERGY STAR (3.0) | ENERGY STAR (3.0) | ENERGY STAR (3.0) | ENERGY STAR (3.0) | ENERGY STAR (3.0) | 1531.4908 | 1531.4908 | 1531.4908 | 1531.4908 | 1531.4908 | 1531.4908 | 1531.4908 | 1531.4908 | 1531.4908 | 1531.4908 | 1531.4908 | 1531.4908 | 1531.4908 | 1531.4908 | 1531.4908 | 1531.4908 | 1531.4908 | 1531.4908 | 1531.4908 | 1531.4908 | 1531.4908 | 1531.4908 | 1531.4908 | 1531.4908 | 1531.4908 | 1531.4908 | 1531.4908 | 1531.4908 | 341.1048 | 341.1048 | 341.1048 | 341.1048 | 341.1048 | 341.1048 | 341.1048 | 341.1048 | 341.1048 | 341.1048 | 341.1048 | 341.1048 | 341.1048 | 341.1048 | 341.1048 | 341.1048 | 341.1048 | 341.1048 | 341.1048 | 341.1048 | 341.1048 | 341.1048 | 341.1048 | 341.1048 | 341.1048 | 341.1048 | 341.1048 | 341.1048 | 0 | 0 | 0 | 0.35112 | 0.98844 | 2.3627 | 4.9221 | 9.1171 | 15.259 | 23.3865 | 33.2031 | 44.1152 | 50.8875 | 56.9849 | 62.3069 | 66.843 | 70.3008 | 72.8495 | 74.1643 | 73.9237 | 86.2076 | 82.5817 | 76.564 | 67.5601 | 56.2731 | 48.637 | 41.4086 | 34.8508 | 0 | 0 | 0 | 0.35112 | 1.3396 | 3.7023 | 8.6243 | 17.7415 | 33.0005 | 56.387 | 89.5901 | 133.7053 | 184.5928 | 241.5777 | 303.8407 | 370.5217 | 440.7365 | 513.5768 | 588.0911 | 663.2685 | 752.46 | 840.7838 | 926.787 | 1008.7938 | 1085.234 | 1155.2459 | 1218.1992 | 1273.6688 | 0 | 0 | 0 | 0.0010337928419380284 | 0.0029102213099988965 | 0.0069564488943763296 | 0.014491889771831924 | 0.026843271557353488 | 0.04492645419554019 | 0.06885598468554027 | 0.09775881543638129 | 0.12988689152255803 | 0.14982613398569528 | 0.16777848939745402 | 0.1834479280296518 | 0.19680341723363648 | 0.20698403593743603 | 0.21448801275514845 | 0.21835916235563194 | 0.21765082352268136 | 0.2538178416516282 | 0.24314244910155253 | 0.22542451068256694 | 0.1989147029018894 | 0.16568277534563114 | 0.14320001716528558 | 0.12191773352434854 | 0.10260987670696203 | 0 | 0 | 0 | 0.0010337928419380284 | 0.003944014151936925 | 0.010900463046313254 | 0.02539235281814518 | 0.05223562437549867 | 0.09716207857103887 | 0.16601806325657914 | 0.2637768786929604 | 0.3936637702155185 | 0.5434899042012138 | 0.7112683935986678 | 0.8947163216283196 | 1.091519738861956 | 1.298503774799392 | 1.5129917875545404 | 1.7313509499101725 | 1.9490017734328537 | 2.202819615084482 | 2.4459620641860345 | 2.6713865748686016 | 2.8703012777704906 | 3.0359840531161217 | 3.179184070281407 | 3.301101803805756 | 3.403711680512717 | ENERGY STAR (3.0) | ENERGY STAR (3.0) | ENERGY STAR (3.0) | ENERGY STAR (3.0) | ENERGY STAR (3.0) | ENERGY STAR (3.0) | ENERGY STAR (3.0) | ENERGY STAR (3.0) | ENERGY STAR (3.0) | ENERGY STAR (3.0) | ENERGY STAR (3.0) | ENERGY STAR (3.0) | ENERGY STAR (3.0) | ENERGY STAR (3.0) | ENERGY STAR (3.0) | ENERGY STAR (3.0) | ENERGY STAR (3.0) | ENERGY STAR (3.0) | ENERGY STAR (3.0) | ENERGY STAR (3.0) | ENERGY STAR (3.0) | ENERGY STAR (3.0) | ENERGY STAR (3.0) | ENERGY STAR (3.0) | ENERGY STAR (3.0) | ENERGY STAR (3.0) | ENERGY STAR (3.0) | ENERGY STAR (3.0) | 1531.4908 | 1531.4908 | 1531.4908 | 1531.4908 | 1531.4908 | 1531.4908 | 1531.4908 | 1531.4908 | 1531.4908 | 1531.4908 | 1531.4908 | 1531.4908 | 1531.4908 | 1531.4908 | 1531.4908 | 1531.4908 | 1531.4908 | 1531.4908 | 1531.4908 | 1531.4908 | 1531.4908 | 1531.4908 | 1531.4908 | 1531.4908 | 1531.4908 | 1531.4908 | 1531.4908 | 1531.4908 | 341.1048 | 341.1048 | 341.1048 | 341.1048 | 341.1048 | 341.1048 | 341.1048 | 341.1048 | 341.1048 | 341.1048 | 341.1048 | 341.1048 | 341.1048 | 341.1048 | 341.1048 | 341.1048 | 341.1048 | 341.1048 | 341.1048 | 341.1048 | 341.1048 | 341.1048 | 341.1048 | 341.1048 | 341.1048 | 341.1048 | 341.1048 | 341.1048 | 0 | 0 | 0 | 0.35112 | 0.98844 | 2.3627 | 4.9221 | 9.1171 | 15.259 | 23.3865 | 33.2031 | 44.1152 | 50.8875 | 56.9849 | 62.3069 | 66.843 | 70.3008 | 72.8495 | 74.1643 | 73.9237 | 86.2076 | 82.5817 | 76.564 | 67.5601 | 56.2731 | 48.637 | 41.4086 | 34.8508 | 0 | 0 | 0 | 0.35112 | 1.3396 | 3.7023 | 8.6243 | 17.7415 | 33.0005 | 56.387 | 89.5901 | 133.7053 | 184.5928 | 241.5777 | 303.8407 | 370.5217 | 440.7365 | 513.5768 | 588.0911 | 663.2685 | 752.46 | 840.7838 | 926.787 | 1008.7938 | 1085.234 | 1155.2459 | 1218.1992 | 1273.6688 | 0 | 0 | 0 | 0.0010338 | 0.0029102 | 0.0069564488943763296 | 0.014491889771831924 | 0.026843271557353488 | 0.04492645419554019 | 0.06885598468554027 | 0.09775881543638129 | 0.12988689152255803 | 0.14982613398569528 | 0.16777848939745393 | 0.1834479280296518 | 0.19680341723363656 | 0.20698403593743586 | 0.21448801275514862 | 0.21835916235563194 | 0.21765082352268159 | 0.253817841651628 | 0.2431424491015527 | 0.22542451068256694 | 0.1989147029018894 | 0.16568277534563106 | 0.14320001716528558 | 0.12191773352434862 | 0.10260987670696203 | 0 | 0
Rack Oven_Lodging_New_ENERGY STAR (3.0) | Rack Oven_Lodging_New | Rack Oven_Commercial_New_Standard_ENERGY STAR (3.0) | Commercial | Lodging | New | Food Preparation | Natural Gas | Rack Oven | EQ | Standard | 17 | 10 | 13.5 | 340.2559 | 0 | 0 | 0.028774 | 1 | LO3Slow | 0.996 | n/a | A | WCE189 | 1 | 0.6 | 1 units | 0.0321 | 1409.2535989964779 | 1409.2536 | 1409.2535989964779 | 1409.2536 | RTF - ComCookingRackOven_v3_1 | RTF - ComCookingRackOven_v3_1 | RTF - ComCookingRackOven_v3_1 | 0 | 0 | 1531.1517 | Standard | Standard | Standard | Standard | Standard | Standard | Standard | Standard | Standard | Standard | Standard | Standard | Standard | Standard | Standard | Standard | Standard | Standard | Standard | Standard | Standard | Standard | Standard | Standard | Standard | Standard | Standard | Standard | 0 | 0 | 0 | 0 | 0 | 0 | 0 | 0 | 0 | 0 | 0 | 0 | 0 | 0 | 0 | 0 | 0 | 0 | 0 | 0 | 0 | 0 | 0 | 0 | 0 | 0 | 0 | 0 | 0 | 0 | 0 | 0 | 0 | 0 | 0 | 0 | 0 | 0 | 0 | 0 | 0 | 0 | 0 | 0 | 0 | 0 | 0 | 0 | 0 | 0 | 0 | 0 | 0 | 0 | 0 | 0 | 0 | 0 | 0 | 0 | 0 | 0 | 0 | 0 | 0 | 0 | 0 | 0 | 0 | 0 | 0 | 0 | 0 | 0 | 0 | 0 | 0 | 0 | 0 | 0 | 0 | 0 | 0 | 0 | 0 | 0 | 0 | 0 | 0 | 0 | 0 | 0 | 0 | 0 | 0 | 0 | 0 | 0 | 0 | 0 | 0 | 0 | 0 | 0 | 0 | 0 | 0 | 0 | 0 | 0 | 0 | 0 | ENERGY STAR (3.0) | ENERGY STAR (3.0) | ENERGY STAR (3.0) | ENERGY STAR (3.0) | ENERGY STAR (3.0) | ENERGY STAR (3.0) | ENERGY STAR (3.0) | ENERGY STAR (3.0) | ENERGY STAR (3.0) | ENERGY STAR (3.0) | ENERGY STAR (3.0) | ENERGY STAR (3.0) | ENERGY STAR (3.0) | ENERGY STAR (3.0) | ENERGY STAR (3.0) | ENERGY STAR (3.0) | ENERGY STAR (3.0) | ENERGY STAR (3.0) | ENERGY STAR (3.0) | ENERGY STAR (3.0) | ENERGY STAR (3.0) | ENERGY STAR (3.0) | ENERGY STAR (3.0) | ENERGY STAR (3.0) | ENERGY STAR (3.0) | ENERGY STAR (3.0) | ENERGY STAR (3.0) | ENERGY STAR (3.0) | 1531.1517 | 1531.1517 | 1531.1517 | 1531.1517 | 1531.1517 | 1531.1517 | 1531.1517 | 1531.1517 | 1531.1517 | 1531.1517 | 1531.1517 | 1531.1517 | 1531.1517 | 1531.1517 | 1531.1517 | 1531.1517 | 1531.1517 | 1531.1517 | 1531.1517 | 1531.1517 | 1531.1517 | 1531.1517 | 1531.1517 | 1531.1517 | 1531.1517 | 1531.1517 | 1531.1517 | 1531.1517 | 340.2559 | 340.2559 | 340.2559 | 340.2559 | 340.2559 | 340.2559 | 340.2559 | 340.2559 | 340.2559 | 340.2559 | 340.2559 | 340.2559 | 340.2559 | 340.2559 | 340.2559 | 340.2559 | 340.2559 | 340.2559 | 340.2559 | 340.2559 | 340.2559 | 340.2559 | 340.2559 | 340.2559 | 340.2559 | 340.2559 | 340.2559 | 340.2559 | 0 | 0 | 0 | 0 | 0 | 0 | 0 | 0 | 0 | 0 | 0 | 0 | 0 | 0 | 0 | 0 | 0 | 0 | 0 | 0 | 0 | 0 | 0 | 0 | 0 | 0 | 0 | 0 | 0 | 0 | 0 | 0 | 0 | 0 | 0 | 0 | 0 | 0 | 0 | 0 | 0 | 0 | 0 | 0 | 0 | 0 | 0 | 0 | 0 | 0 | 0 | 0 | 0 | 0 | 0 | 0 | 0 | 0 | 0 | 0 | 0 | 0 | 0 | 0 | 0 | 0 | 0 | 0 | 0 | 0 | 0 | 0 | 0 | 0 | 0 | 0 | 0 | 0 | 0 | 0 | 0 | 0 | 0 | 0 | 0 | 0 | 0 | 0 | 0 | 0 | 0 | 0 | 0 | 0 | 0 | 0 | 0 | 0 | 0 | 0 | 0 | 0 | 0 | 0 | 0 | 0 | 0 | 0 | 0 | 0 | 0 | 0 | ENERGY STAR (3.0) | ENERGY STAR (3.0) | ENERGY STAR (3.0) | ENERGY STAR (3.0) | ENERGY STAR (3.0) | ENERGY STAR (3.0) | ENERGY STAR (3.0) | ENERGY STAR (3.0) | ENERGY STAR (3.0) | ENERGY STAR (3.0) | ENERGY STAR (3.0) | ENERGY STAR (3.0) | ENERGY STAR (3.0) | ENERGY STAR (3.0) | ENERGY STAR (3.0) | ENERGY STAR (3.0) | ENERGY STAR (3.0) | ENERGY STAR (3.0) | ENERGY STAR (3.0) | ENERGY STAR (3.0) | ENERGY STAR (3.0) | ENERGY STAR (3.0) | ENERGY STAR (3.0) | ENERGY STAR (3.0) | ENERGY STAR (3.0) | ENERGY STAR (3.0) | ENERGY STAR (3.0) | ENERGY STAR (3.0) | 1531.1517 | 1531.1517 | 1531.1517 | 1531.1517 | 1531.1517 | 1531.1517 | 1531.1517 | 1531.1517 | 1531.1517 | 1531.1517 | 1531.1517 | 1531.1517 | 1531.1517 | 1531.1517 | 1531.1517 | 1531.1517 | 1531.1517 | 1531.1517 | 1531.1517 | 1531.1517 | 1531.1517 | 1531.1517 | 1531.1517 | 1531.1517 | 1531.1517 | 1531.1517 | 1531.1517 | 1531.1517 | 340.2559 | 340.2559 | 340.2559 | 340.2559 | 340.2559 | 340.2559 | 340.2559 | 340.2559 | 340.2559 | 340.2559 | 340.2559 | 340.2559 | 340.2559 | 340.2559 | 340.2559 | 340.2559 | 340.2559 | 340.2559 | 340.2559 | 340.2559 | 340.2559 | 340.2559 | 340.2559 | 340.2559 | 340.2559 | 340.2559 | 340.2559 | 340.2559 | 0 | 0 | 0 | 0 | 0 | 0 | 0 | 0 | 0 | 0 | 0 | 0 | 0 | 0 | 0 | 0 | 0 | 0 | 0 | 0 | 0 | 0 | 0 | 0 | 0 | 0 | 0 | 0 | 0 | 0 | 0 | 0 | 0 | 0 | 0 | 0 | 0 | 0 | 0 | 0 | 0 | 0 | 0 | 0 | 0 | 0 | 0 | 0 | 0 | 0 | 0 | 0 | 0 | 0 | 0 | 0 | 0 | 0 | 0 | 0 | 0 | 0 | 0 | 0 | 0 | 0 | 0 | 0 | 0 | 0 | 0 | 0 | 0 | 0 | 0 | 0 | 0 | 0 | 0 | 0 | 0 | 0 | 0 | 0 | 0 | 0
Rack Oven_Lodging_Existing_ENERGY STAR (3.0) | Rack Oven_Lodging_Existing | Rack Oven_Commercial_Existing_Standard_ENERGY STAR (3.0) | Commercial | Lodging | Existing | Food Preparation | Natural Gas | Rack Oven | EQ | Standard | 17 | 10 | 13.5 | 340.2559 | 0 | 0 | 0.028774 | 1 | LO3Slow | 0.996 | n/a | A | WCE175 | 1 | 0.6 | 1 units | 0.0321 | 1409.2535989964779 | 1409.2536 | 1409.2535989964779 | 1409.2536 | RTF - ComCookingRackOven_v3_1 | RTF - ComCookingRackOven_v3_1 | RTF - ComCookingRackOven_v3_1 | 0 | 0 | 1531.1517 | Standard | Standard | Standard | Standard | Standard | Standard | Standard | Standard | Standard | Standard | Standard | Standard | Standard | Standard | Standard | Standard | Standard | Standard | Standard | Standard | Standard | Standard | Standard | Standard | Standard | Standard | Standard | Standard | 0 | 0 | 0 | 173.4216 | 189.8193 | 204.1673 | 216.7218 | 227.707 | 237.3191 | 245.7296 | 253.0888 | 259.5281 | 243.7451 | 232.6122 | 225.2133 | 220.7891 | 45.2897 | 28.6433 | 15.4509 | 5.109 | 37.178 | 32.5307 | 28.4644 | 22.2292 | 14.7655 | 28.1881 | 36.2308 | 40.2531 | 0 | 0 | 0 | 173.4216 | 363.241 | 567.4083 | 784.1302 | 1011.8372 | 1249.1563 | 1494.8859 | 1747.9747 | 2007.5029 | 2251.248 | 2483.8601 | 2687.3958 | 2865.4895 | 3021.3214 | 3157.6744 | 3276.9833 | 3381.3785 | 3512.7912 | 3634.2166 | 3693.9577 | 3746.2311 | 3791.9704 | 3831.9922 | 3867.0114 | 3897.6531 | 0 | 0 | 0 | 0.5105990495224183 | 0.5588782478155971 | 0.6011225463221286 | 0.6380863075153438 | 0.670429598559407 | 0.6987299782229622 | 0.7234928104285733 | 0.7451602886084826 | 0.7641193320159035 | 0.7176499502879384 | 0.6848715593646515 | 0.6630874956343722 | 0.6500613396570254 | 0.13334494096774518 | 0.08433353230271383 | 0.04549146110131963 | 0.015042196258043658 | 0.1094618247476082 | 0.09577909665415742 | 0.08380670957238766 | 0.0654485527871568 | 0.043473427033568636 | 0.0829930940038881 | 0.10667303462091264 | 0.11851575284071793 | 0 | 0 | 0 | 0.5105990495224183 | 1.0694772973380156 | 1.670599843660144 | 2.308686151175488 | 2.979115749734895 | 3.677845727957857 | 4.4013385383864305 | 5.146498826994914 | 5.910618159010816 | 6.628268109298755 | 7.313139668663406 | 7.976227164297778 | 8.626288503954802 | 8.759633444922548 | 8.843966977225262 | 8.889458438326582 | 8.904500634584625 | 9.013962459332234 | 9.10974155598639 | 9.193548265558778 | 9.258996818345937 | 9.302470245379505 | 9.385463339383392 | 9.492136374004303 | 9.610652126845022 | ENERGY STAR (3.0) | ENERGY STAR (3.0) | ENERGY STAR (3.0) | ENERGY STAR (3.0) | ENERGY STAR (3.0) | ENERGY STAR (3.0) | ENERGY STAR (3.0) | ENERGY STAR (3.0) | ENERGY STAR (3.0) | ENERGY STAR (3.0) | ENERGY STAR (3.0) | ENERGY STAR (3.0) | ENERGY STAR (3.0) | ENERGY STAR (3.0) | ENERGY STAR (3.0) | ENERGY STAR (3.0) | ENERGY STAR (3.0) | ENERGY STAR (3.0) | ENERGY STAR (3.0) | ENERGY STAR (3.0) | ENERGY STAR (3.0) | ENERGY STAR (3.0) | ENERGY STAR (3.0) | ENERGY STAR (3.0) | ENERGY STAR (3.0) | ENERGY STAR (3.0) | ENERGY STAR (3.0) | ENERGY STAR (3.0) | 1531.1517 | 1531.1517 | 1531.1517 | 1531.1517 | 1531.1517 | 1531.1517 | 1531.1517 | 1531.1517 | 1531.1517 | 1531.1517 | 1531.1517 | 1531.1517 | 1531.1517 | 1531.1517 | 1531.1517 | 1531.1517 | 1531.1517 | 1531.1517 | 1531.1517 | 1531.1517 | 1531.1517 | 1531.1517 | 1531.1517 | 1531.1517 | 1531.1517 | 1531.1517 | 1531.1517 | 1531.1517 | 340.2559 | 340.2559 | 340.2559 | 340.2559 | 340.2559 | 340.2559 | 340.2559 | 340.2559 | 340.2559 | 340.2559 | 340.2559 | 340.2559 | 340.2559 | 340.2559 | 340.2559 | 340.2559 | 340.2559 | 340.2559 | 340.2559 | 340.2559 | 340.2559 | 340.2559 | 340.2559 | 340.2559 | 340.2559 | 340.2559 | 340.2559 | 340.2559 | 0 | 0 | 0 | 0.81547 | 2.2956 | 5.4873 | 11.4314 | 21.1744 | 35.4386 | 54.3146 | 77.1135 | 102.4566 | 118.185 | 132.3461 | 144.7063 | 155.2413 | 163.272 | 169.1912 | 172.2448 | 171.6861 | 200.2151 | 191.7942 | 177.8181 | 156.9068 | 130.6929 | 112.9582 | 96.1704 | 80.9401 | 0 | 0 | 0 | 0.81547 | 3.1111 | 8.5984 | 20.0298 | 41.2042 | 76.6428 | 130.9574 | 208.071 | 310.5276 | 428.7126 | 561.0586 | 705.6631 | 860.5283 | 1023.6006 | 1192.7704 | 1365.8283 | 1540.426 | 1747.5713 | 1952.7014 | 2152.4418 | 2342.9007 | 2520.4313 | 2683.0324 | 2829.2401 | 2958.0668 | 0 | 0 | 0 | 0.002400960419923159 | 0.006758922963158787 | 0.016156194723987563 | 0.03365708519206643 | 0.06234288915139984 | 0.10434067054359233 | 0.15991646217523672 | 0.22704263082466644 | 0.3016593585885953 | 0.34796779681253903 | 0.3896617349396601 | 0.4260536506428026 | 0.45707147129956455 | 0.48071572725352074 | 0.4981435431567273 | 0.5071342002722651 | 0.5054890994040675 | 0.5894861784237414 | 0.5646928214376133 | 0.5235433114575768 | 0.46197488436162754 | 0.38479448660345617 | 0.33257879083551434 | 0.28315116994806916 | 0.23830911056102405 | 0 | 0 | 0 | 0.002400960419923159 | 0.009159883383081945 | 0.02531607810706951 | 0.05897316329913594 | 0.12131605245053578 | 0.22565672299412812 | 0.38557318516936484 | 0.6126158159940313 | 0.9142751745826265 | 1.2622429713951655 | 1.6519047063348256 | 2.077958356977628 | 2.535029828277193 | 3.0157455555307138 | 3.513889098687441 | 4.021023298959706 | 4.526512398363773 | 5.115998576787516 | 5.680691398225129 | 6.204234709682706 | 6.666209594044334 | 7.05100408064779 | 7.383582871483304 | 7.666734041431373 | 7.905043151992397 | ENERGY STAR (3.0) | ENERGY STAR (3.0) | ENERGY STAR (3.0) | ENERGY STAR (3.0) | ENERGY STAR (3.0) | ENERGY STAR (3.0) | ENERGY STAR (3.0) | ENERGY STAR (3.0) | ENERGY STAR (3.0) | ENERGY STAR (3.0) | ENERGY STAR (3.0) | ENERGY STAR (3.0) | ENERGY STAR (3.0) | ENERGY STAR (3.0) | ENERGY STAR (3.0) | ENERGY STAR (3.0) | ENERGY STAR (3.0) | ENERGY STAR (3.0) | ENERGY STAR (3.0) | ENERGY STAR (3.0) | ENERGY STAR (3.0) | ENERGY STAR (3.0) | ENERGY STAR (3.0) | ENERGY STAR (3.0) | ENERGY STAR (3.0) | ENERGY STAR (3.0) | ENERGY STAR (3.0) | ENERGY STAR (3.0) | 1531.1517 | 1531.1517 | 1531.1517 | 1531.1517 | 1531.1517 | 1531.1517 | 1531.1517 | 1531.1517 | 1531.1517 | 1531.1517 | 1531.1517 | 1531.1517 | 1531.1517 | 1531.1517 | 1531.1517 | 1531.1517 | 1531.1517 | 1531.1517 | 1531.1517 | 1531.1517 | 1531.1517 | 1531.1517 | 1531.1517 | 1531.1517 | 1531.1517 | 1531.1517 | 1531.1517 | 1531.1517 | 340.2559 | 340.2559 | 340.2559 | 340.2559 | 340.2559 | 340.2559 | 340.2559 | 340.2559 | 340.2559 | 340.2559 | 340.2559 | 340.2559 | 340.2559 | 340.2559 | 340.2559 | 340.2559 | 340.2559 | 340.2559 | 340.2559 | 340.2559 | 340.2559 | 340.2559 | 340.2559 | 340.2559 | 340.2559 | 340.2559 | 340.2559 | 340.2559 | 0 | 0 | 0 | 0.81547 | 2.2956 | 5.4873 | 11.4314 | 21.1744 | 35.4386 | 54.3146 | 77.1135 | 102.4566 | 118.185 | 132.3461 | 144.7063 | 155.2413 | 163.272 | 169.1912 | 172.2448 | 171.6861 | 200.2151 | 191.7942 | 177.8181 | 156.9068 | 130.6929 | 112.9582 | 96.1704 | 80.9401 | 0 | 0 | 0 | 0.81547 | 3.1111 | 8.5984 | 20.0298 | 41.2042 | 76.6428 | 130.9574 | 208.071 | 310.5276 | 428.7126 | 561.0586 | 705.6631 | 860.5283 | 1023.6006 | 1192.7704 | 1365.8283 | 1540.426 | 1747.5713 | 1952.7014 | 2152.4418 | 2342.9007 | 2520.4313 | 2683.0324 | 2829.2401 | 2958.0668 | 0 | 0 | 0 | 0.002401 | 0.0067589 | 0.016156194723987563 | 0.03365708519206643 | 0.06234288915139984 | 0.10434067054359233 | 0.15991646217523672 | 0.22704263082466644 | 0.3016593585885953 | 0.34796779681253903 | 0.3896617349396601 | 0.42605365064280243 | 0.45707147129956455 | 0.48071572725352074 | 0.4981435431567273 | 0.5071342002722651 | 0.5054890994040674 | 0.5894861784237418 | 0.5646928214376133 | 0.5235433114575764 | 0.46197488436162754 | 0.38479448660345617 | 0.3325787908355136 | 0.28315116994806916 | 0.23830911056102405 | 0 | 0
Rack Oven_Restaurant_New_ENERGY STAR (3.0) | Rack Oven_Restaurant_New | Rack Oven_Commercial_New_Standard_ENERGY STAR (3.0) | Commercial | Restaurant | New | Food Preparation | Natural Gas | Rack Oven | EQ | Standard | 17 | 10 | 13.5 | 339.4159 | 0 | 0 | 0.047578 | 1 | LO3Slow | 0.996 | n/a | A | WCE49 | 1 | 0.6 | 1 units | 0.0321 | 1409.2535989964774 | 1409.2536 | 1409.2535989964774 | 1409.2536 | RTF - ComCookingRackOven_v3_1 | RTF - ComCookingRackOven_v3_1 | RTF - ComCookingRackOven_v3_1 | 0 | 0 | 1530.8889 | Standard | Standard | Standard | Standard | Standard | Standard | Standard | Standard | Standard | Standard | Standard | Standard | Standard | Standard | Standard | Standard | Standard | Standard | Standard | Standard | Standard | Standard | Standard | Standard | Standard | Standard | Standard | Standard | 0 | 0 | 0 | 0 | 0 | 0 | 0 | 0 | 0 | 0 | 0 | 0 | 0 | 0 | 0 | 0 | 0 | 0 | 0 | 0 | 0 | 0 | 0 | 0 | 0 | 0 | 0 | 0 | 0 | 0 | 0 | 0 | 0 | 0 | 0 | 0 | 0 | 0 | 0 | 0 | 0 | 0 | 0 | 0 | 0 | 0 | 0 | 0 | 0 | 0 | 0 | 0 | 0 | 0 | 0 | 0 | 0 | 0 | 0 | 0 | 0 | 0 | 0 | 0 | 0 | 0 | 0 | 0 | 0 | 0 | 0 | 0 | 0 | 0 | 0 | 0 | 0 | 0 | 0 | 0 | 0 | 0 | 0 | 0 | 0 | 0 | 0 | 0 | 0 | 0 | 0 | 0 | 0 | 0 | 0 | 0 | 0 | 0 | 0 | 0 | 0 | 0 | 0 | 0 | 0 | 0 | 0 | 0 | 0 | 0 | 0 | 0 | ENERGY STAR (3.0) | ENERGY STAR (3.0) | ENERGY STAR (3.0) | ENERGY STAR (3.0) | ENERGY STAR (3.0) | ENERGY STAR (3.0) | ENERGY STAR (3.0) | ENERGY STAR (3.0) | ENERGY STAR (3.0) | ENERGY STAR (3.0) | ENERGY STAR (3.0) | ENERGY STAR (3.0) | ENERGY STAR (3.0) | ENERGY STAR (3.0) | ENERGY STAR (3.0) | ENERGY STAR (3.0) | ENERGY STAR (3.0) | ENERGY STAR (3.0) | ENERGY STAR (3.0) | ENERGY STAR (3.0) | ENERGY STAR (3.0) | ENERGY STAR (3.0) | ENERGY STAR (3.0) | ENERGY STAR (3.0) | ENERGY STAR (3.0) | ENERGY STAR (3.0) | ENERGY STAR (3.0) | ENERGY STAR (3.0) | 1530.8889 | 1530.8889 | 1530.8889 | 1530.8889 | 1530.8889 | 1530.8889 | 1530.8889 | 1530.8889 | 1530.8889 | 1530.8889 | 1530.8889 | 1530.8889 | 1530.8889 | 1530.8889 | 1530.8889 | 1530.8889 | 1530.8889 | 1530.8889 | 1530.8889 | 1530.8889 | 1530.8889 | 1530.8889 | 1530.8889 | 1530.8889 | 1530.8889 | 1530.8889 | 1530.8889 | 1530.8889 | 339.4159 | 339.4159 | 339.4159 | 339.4159 | 339.4159 | 339.4159 | 339.4159 | 339.4159 | 339.4159 | 339.4159 | 339.4159 | 339.4159 | 339.4159 | 339.4159 | 339.4159 | 339.4159 | 339.4159 | 339.4159 | 339.4159 | 339.4159 | 339.4159 | 339.4159 | 339.4159 | 339.4159 | 339.4159 | 339.4159 | 339.4159 | 339.4159 | 0 | 0 | 0 | 0 | 0 | 0 | 0 | 0 | 0 | 0 | 0 | 0 | 0 | 0 | 0 | 0 | 0 | 0 | 0 | 0 | 0 | 0 | 0 | 0 | 0 | 0 | 0 | 0 | 0 | 0 | 0 | 0 | 0 | 0 | 0 | 0 | 0 | 0 | 0 | 0 | 0 | 0 | 0 | 0 | 0 | 0 | 0 | 0 | 0 | 0 | 0 | 0 | 0 | 0 | 0 | 0 | 0 | 0 | 0 | 0 | 0 | 0 | 0 | 0 | 0 | 0 | 0 | 0 | 0 | 0 | 0 | 0 | 0 | 0 | 0 | 0 | 0 | 0 | 0 | 0 | 0 | 0 | 0 | 0 | 0 | 0 | 0 | 0 | 0 | 0 | 0 | 0 | 0 | 0 | 0 | 0 | 0 | 0 | 0 | 0 | 0 | 0 | 0 | 0 | 0 | 0 | 0 | 0 | 0 | 0 | 0 | 0 | ENERGY STAR (3.0) | ENERGY STAR (3.0) | ENERGY STAR (3.0) | ENERGY STAR (3.0) | ENERGY STAR (3.0) | ENERGY STAR (3.0) | ENERGY STAR (3.0) | ENERGY STAR (3.0) | ENERGY STAR (3.0) | ENERGY STAR (3.0) | ENERGY STAR (3.0) | ENERGY STAR (3.0) | ENERGY STAR (3.0) | ENERGY STAR (3.0) | ENERGY STAR (3.0) | ENERGY STAR (3.0) | ENERGY STAR (3.0) | ENERGY STAR (3.0) | ENERGY STAR (3.0) | ENERGY STAR (3.0) | ENERGY STAR (3.0) | ENERGY STAR (3.0) | ENERGY STAR (3.0) | ENERGY STAR (3.0) | ENERGY STAR (3.0) | ENERGY STAR (3.0) | ENERGY STAR (3.0) | ENERGY STAR (3.0) | 1530.8889 | 1530.8889 | 1530.8889 | 1530.8889 | 1530.8889 | 1530.8889 | 1530.8889 | 1530.8889 | 1530.8889 | 1530.8889 | 1530.8889 | 1530.8889 | 1530.8889 | 1530.8889 | 1530.8889 | 1530.8889 | 1530.8889 | 1530.8889 | 1530.8889 | 1530.8889 | 1530.8889 | 1530.8889 | 1530.8889 | 1530.8889 | 1530.8889 | 1530.8889 | 1530.8889 | 1530.8889 | 339.4159 | 339.4159 | 339.4159 | 339.4159 | 339.4159 | 339.4159 | 339.4159 | 339.4159 | 339.4159 | 339.4159 | 339.4159 | 339.4159 | 339.4159 | 339.4159 | 339.4159 | 339.4159 | 339.4159 | 339.4159 | 339.4159 | 339.4159 | 339.4159 | 339.4159 | 339.4159 | 339.4159 | 339.4159 | 339.4159 | 339.4159 | 339.4159 | 0 | 0 | 0 | 0 | 0 | 0 | 0 | 0 | 0 | 0 | 0 | 0 | 0 | 0 | 0 | 0 | 0 | 0 | 0 | 0 | 0 | 0 | 0 | 0 | 0 | 0 | 0 | 0 | 0 | 0 | 0 | 0 | 0 | 0 | 0 | 0 | 0 | 0 | 0 | 0 | 0 | 0 | 0 | 0 | 0 | 0 | 0 | 0 | 0 | 0 | 0 | 0 | 0 | 0 | 0 | 0 | 0 | 0 | 0 | 0 | 0 | 0 | 0 | 0 | 0 | 0 | 0 | 0 | 0 | 0 | 0 | 0 | 0 | 0 | 0 | 0 | 0 | 0 | 0 | 0 | 0 | 0 | 0 | 0 | 0 | 0
Rack Oven_Restaurant_Existing_ENERGY STAR (3.0) | Rack Oven_Restaurant_Existing | Rack Oven_Commercial_Existing_Standard_ENERGY STAR (3.0) | Commercial | Restaurant | Existing | Food Preparation | Natural Gas | Rack Oven | EQ | Standard | 17 | 10 | 13.5 | 339.4159 | 0 | 0 | 0.047578 | 1 | LO3Slow | 0.996 | n/a | A | WCE35 | 1 | 0.6 | 1 units | 0.0321 | 1409.2535989964774 | 1409.2536 | 1409.2535989964774 | 1409.2536 | RTF - ComCookingRackOven_v3_1 | RTF - ComCookingRackOven_v3_1 | RTF - ComCookingRackOven_v3_1 | 0 | 0 | 1530.8889 | Standard | Standard | Standard | Standard | Standard | Standard | Standard | Standard | Standard | Standard | Standard | Standard | Standard | Standard | Standard | Standard | Standard | Standard | Standard | Standard | Standard | Standard | Standard | Standard | Standard | Standard | Standard | Standard | 0 | 0 | 0 | 1202.0901 | 1315.7526 | 1415.2072 | 1502.23 | 1578.375 | 1645.0019 | 1703.3003 | 1754.3115 | 1798.9463 | 1689.5447 | 1612.3753 | 1561.0897 | 1530.4225 | 313.9305 | 198.5442 | 107.0994 | 35.4135 | 257.7031 | 225.4902 | 197.304 | 154.0838 | 102.3484 | 195.3885 | 251.1376 | 279.0186 | 0 | 0 | 0 | 1202.0901 | 2517.8426 | 3933.0499 | 5435.2799 | 7013.6549 | 8658.6567 | 10361.9571 | 12116.2686 | 13915.2149 | 15604.7596 | 17217.1349 | 18627.9633 | 19862.4382 | 20942.6037 | 21887.7485 | 22714.7502 | 23438.3767 | 24349.2775 | 25190.9504 | 25605.0519 | 25967.3907 | 26284.4371 | 26561.8528 | 26804.5915 | 27016.9878 | 0 | 0 | 0 | 3.5392704131898194 | 3.8739226971127847 | 4.16674344554538 | 4.422961600423899 | 4.647152485942605 | 4.843319510771471 | 5.01496565749673 | 5.165156035881331 | 5.2965726169678575 | 4.9744652647844925 | 4.747258439203304 | 4.596259935951621 | 4.505967781096766 | 0.9242943259630215 | 0.5845666496989379 | 0.31532879365770383 | 0.10426654772523651 | 0.7587460220800278 | 0.663902769320025 | 0.5809149231550189 | 0.4536634501813844 | 0.30134058064500935 | 0.5752752622273465 | 0.739415233287448 | 0.8215042662504075 | 0 | 0 | 0 | 3.5392704131898194 | 7.413193110302604 | 11.579936555847983 | 16.002898156271883 | 20.650050642214488 | 25.493370152985957 | 30.508335810482688 | 35.67349184636402 | 40.97006446333187 | 45.944529728116365 | 50.69178816731967 | 55.288048103271294 | 59.79401588436806 | 60.71831021033108 | 61.302876860030025 | 61.618205653687724 | 61.722472201412955 | 62.48121822349299 | 63.14512099281302 | 63.72603591596804 | 64.17969936614942 | 64.48103994679444 | 65.05631520902178 | 65.79573044230924 | 66.61723470855964 | ENERGY STAR (3.0) | ENERGY STAR (3.0) | ENERGY STAR (3.0) | ENERGY STAR (3.0) | ENERGY STAR (3.0) | ENERGY STAR (3.0) | ENERGY STAR (3.0) | ENERGY STAR (3.0) | ENERGY STAR (3.0) | ENERGY STAR (3.0) | ENERGY STAR (3.0) | ENERGY STAR (3.0) | ENERGY STAR (3.0) | ENERGY STAR (3.0) | ENERGY STAR (3.0) | ENERGY STAR (3.0) | ENERGY STAR (3.0) | ENERGY STAR (3.0) | ENERGY STAR (3.0) | ENERGY STAR (3.0) | ENERGY STAR (3.0) | ENERGY STAR (3.0) | ENERGY STAR (3.0) | ENERGY STAR (3.0) | ENERGY STAR (3.0) | ENERGY STAR (3.0) | ENERGY STAR (3.0) | ENERGY STAR (3.0) | 1530.8889 | 1530.8889 | 1530.8889 | 1530.8889 | 1530.8889 | 1530.8889 | 1530.8889 | 1530.8889 | 1530.8889 | 1530.8889 | 1530.8889 | 1530.8889 | 1530.8889 | 1530.8889 | 1530.8889 | 1530.8889 | 1530.8889 | 1530.8889 | 1530.8889 | 1530.8889 | 1530.8889 | 1530.8889 | 1530.8889 | 1530.8889 | 1530.8889 | 1530.8889 | 1530.8889 | 1530.8889 | 339.4159 | 339.4159 | 339.4159 | 339.4159 | 339.4159 | 339.4159 | 339.4159 | 339.4159 | 339.4159 | 339.4159 | 339.4159 | 339.4159 | 339.4159 | 339.4159 | 339.4159 | 339.4159 | 339.4159 | 339.4159 | 339.4159 | 339.4159 | 339.4159 | 339.4159 | 339.4159 | 339.4159 | 339.4159 | 339.4159 | 339.4159 | 339.4159 | 0 | 0 | 0 | 5.6525 | 15.9124 | 38.0361 | 79.238 | 146.7722 | 245.6465 | 376.4872 | 534.5206 | 710.1888 | 819.2116 | 917.3705 | 1003.0471 | 1076.0715 | 1131.7366 | 1172.7664 | 1193.9329 | 1190.0599 | 1387.812 | 1329.4417 | 1232.5644 | 1087.6155 | 905.9117 | 782.9816 | 666.6155 | 561.045 | 0 | 0 | 0 | 5.6525 | 21.5649 | 59.601 | 138.839 | 285.6112 | 531.2578 | 907.7449 | 1442.2655 | 2152.4543 | 2971.6659 | 3889.0364 | 4891.3769 | 5964.8411 | 7095.1943 | 8267.8119 | 9467.3808 | 10677.6228 | 12113.4723 | 13535.3525 | 14919.8741 | 16240.0602 | 17470.6314 | 18597.718 | 19611.172 | 20504.1477 | 0 | 0 | 0 | 0.0166425068464622 | 0.04685017743552772 | 0.11198834394585434 | 0.2332975862879277 | 0.43213621970644606 | 0.7232482091236416 | 1.108477588605369 | 1.5737696076052727 | 2.0909832161126203 | 2.411974971660017 | 2.7009808398861925 | 2.953235188279327 | 3.1682384379618047 | 3.3321310570687066 | 3.452933775464738 | 3.5152534502740025 | 3.503850262518421 | 4.086084751295409 | 3.914227018879471 | 3.628994910974401 | 3.2022269555480354 | 2.66724300185831 | 2.3053044763000474 | 1.9626917817309486 | 1.651864383592396 | 0 | 0 | 0 | 0.0166425068464622 | 0.06349268428198991 | 0.17548102822784425 | 0.40877861451577197 | 0.840914834222218 | 1.5641630433458598 | 2.6726406319512286 | 4.246410239556502 | 6.337393455669122 | 8.74936842732914 | 11.450349267215332 | 14.40358445549466 | 17.571822893456464 | 20.90395395052517 | 24.35688772598991 | 27.872141176263913 | 31.375991438782336 | 35.462076190077745 | 39.37630320895722 | 43.005298119931616 | 46.20752507547965 | 48.874768077337954 | 51.180072553638006 | 53.14276433536895 | 54.794628718961356 | ENERGY STAR (3.0) | ENERGY STAR (3.0) | ENERGY STAR (3.0) | ENERGY STAR (3.0) | ENERGY STAR (3.0) | ENERGY STAR (3.0) | ENERGY STAR (3.0) | ENERGY STAR (3.0) | ENERGY STAR (3.0) | ENERGY STAR (3.0) | ENERGY STAR (3.0) | ENERGY STAR (3.0) | ENERGY STAR (3.0) | ENERGY STAR (3.0) | ENERGY STAR (3.0) | ENERGY STAR (3.0) | ENERGY STAR (3.0) | ENERGY STAR (3.0) | ENERGY STAR (3.0) | ENERGY STAR (3.0) | ENERGY STAR (3.0) | ENERGY STAR (3.0) | ENERGY STAR (3.0) | ENERGY STAR (3.0) | ENERGY STAR (3.0) | ENERGY STAR (3.0) | ENERGY STAR (3.0) | ENERGY STAR (3.0) | 1530.8889 | 1530.8889 | 1530.8889 | 1530.8889 | 1530.8889 | 1530.8889 | 1530.8889 | 1530.8889 | 1530.8889 | 1530.8889 | 1530.8889 | 1530.8889 | 1530.8889 | 1530.8889 | 1530.8889 | 1530.8889 | 1530.8889 | 1530.8889 | 1530.8889 | 1530.8889 | 1530.8889 | 1530.8889 | 1530.8889 | 1530.8889 | 1530.8889 | 1530.8889 | 1530.8889 | 1530.8889 | 339.4159 | 339.4159 | 339.4159 | 339.4159 | 339.4159 | 339.4159 | 339.4159 | 339.4159 | 339.4159 | 339.4159 | 339.4159 | 339.4159 | 339.4159 | 339.4159 | 339.4159 | 339.4159 | 339.4159 | 339.4159 | 339.4159 | 339.4159 | 339.4159 | 339.4159 | 339.4159 | 339.4159 | 339.4159 | 339.4159 | 339.4159 | 339.4159 | 0 | 0 | 0 | 5.6525 | 15.9124 | 38.0361 | 79.238 | 146.7722 | 245.6465 | 376.4872 | 534.5206 | 710.1888 | 819.2116 | 917.3705 | 1003.0471 | 1076.0715 | 1131.7366 | 1172.7664 | 1193.9329 | 1190.0599 | 1387.812 | 1329.4417 | 1232.5644 | 1087.6155 | 905.9117 | 782.9816 | 666.6155 | 561.045 | 0 | 0 | 0 | 5.6525 | 21.5649 | 59.601 | 138.839 | 285.6112 | 531.2578 | 907.7449 | 1442.2655 | 2152.4543 | 2971.6659 | 3889.0364 | 4891.3769 | 5964.8411 | 7095.1943 | 8267.8119 | 9467.3808 | 10677.6228 | 12113.4723 | 13535.3525 | 14919.8741 | 16240.0602 | 17470.6314 | 18597.718 | 19611.172 | 20504.1477 | 0 | 0 | 0 | 0.016643 | 0.04685 | 0.11198834394585434 | 0.2332975862879277 | 0.43213621970644606 | 0.7232482091236416 | 1.108477588605369 | 1.5737696076052727 | 2.0909832161126203 | 2.411974971660017 | 2.7009808398861925 | 2.953235188279326 | 3.1682384379618047 | 3.3321310570687066 | 3.452933775464738 | 3.515253450274001 | 3.5038502625184234 | 4.086084751295409 | 3.914227018879471 | 3.6289949109744057 | 3.2022269555480354 | 2.6672430018583126 | 2.305304476300048 | 1.9626917817309437 | 1.6518643835923996 | 0 | 0
Rack Oven_Retail_New_ENERGY STAR (3.0) | Rack Oven_Retail_New | Rack Oven_Commercial_New_Standard_ENERGY STAR (3.0) | Commercial | Retail | New | Food Preparation | Natural Gas | Rack Oven | EQ | Standard | 17 | 10 | 13.5 | 339.7172 | 0 | 0 | 0.014133 | 1 | LO3Slow | 0.996 | n/a | A | WCE77 | 1 | 0.6 | 1 units | 0.0321 | 1409.2535989964808 | 1409.2536 | 1409.2535989964808 | 1409.2536 | RTF - ComCookingRackOven_v3_1 | RTF - ComCookingRackOven_v3_1 | RTF - ComCookingRackOven_v3_1 | 0 | 0 | 1531.0173 | Standard | Standard | Standard | Standard | Standard | Standard | Standard | Standard | Standard | Standard | Standard | Standard | Standard | Standard | Standard | Standard | Standard | Standard | Standard | Standard | Standard | Standard | Standard | Standard | Standard | Standard | Standard | Standard | 0 | 0 | 0 | 0 | 0 | 0 | 0 | 0 | 0 | 0 | 0 | 0 | 0 | 0 | 0 | 0 | 0 | 0 | 0 | 0 | 0 | 0 | 0 | 0 | 0 | 0 | 0 | 0 | 0 | 0 | 0 | 0 | 0 | 0 | 0 | 0 | 0 | 0 | 0 | 0 | 0 | 0 | 0 | 0 | 0 | 0 | 0 | 0 | 0 | 0 | 0 | 0 | 0 | 0 | 0 | 0 | 0 | 0 | 0 | 0 | 0 | 0 | 0 | 0 | 0 | 0 | 0 | 0 | 0 | 0 | 0 | 0 | 0 | 0 | 0 | 0 | 0 | 0 | 0 | 0 | 0 | 0 | 0 | 0 | 0 | 0 | 0 | 0 | 0 | 0 | 0 | 0 | 0 | 0 | 0 | 0 | 0 | 0 | 0 | 0 | 0 | 0 | 0 | 0 | 0 | 0 | 0 | 0 | 0 | 0 | 0 | 0 | ENERGY STAR (3.0) | ENERGY STAR (3.0) | ENERGY STAR (3.0) | ENERGY STAR (3.0) | ENERGY STAR (3.0) | ENERGY STAR (3.0) | ENERGY STAR (3.0) | ENERGY STAR (3.0) | ENERGY STAR (3.0) | ENERGY STAR (3.0) | ENERGY STAR (3.0) | ENERGY STAR (3.0) | ENERGY STAR (3.0) | ENERGY STAR (3.0) | ENERGY STAR (3.0) | ENERGY STAR (3.0) | ENERGY STAR (3.0) | ENERGY STAR (3.0) | ENERGY STAR (3.0) | ENERGY STAR (3.0) | ENERGY STAR (3.0) | ENERGY STAR (3.0) | ENERGY STAR (3.0) | ENERGY STAR (3.0) | ENERGY STAR (3.0) | ENERGY STAR (3.0) | ENERGY STAR (3.0) | ENERGY STAR (3.0) | 1531.0173 | 1531.0173 | 1531.0173 | 1531.0173 | 1531.0173 | 1531.0173 | 1531.0173 | 1531.0173 | 1531.0173 | 1531.0173 | 1531.0173 | 1531.0173 | 1531.0173 | 1531.0173 | 1531.0173 | 1531.0173 | 1531.0173 | 1531.0173 | 1531.0173 | 1531.0173 | 1531.0173 | 1531.0173 | 1531.0173 | 1531.0173 | 1531.0173 | 1531.0173 | 1531.0173 | 1531.0173 | 339.7172 | 339.7172 | 339.7172 | 339.7172 | 339.7172 | 339.7172 | 339.7172 | 339.7172 | 339.7172 | 339.7172 | 339.7172 | 339.7172 | 339.7172 | 339.7172 | 339.7172 | 339.7172 | 339.7172 | 339.7172 | 339.7172 | 339.7172 | 339.7172 | 339.7172 | 339.7172 | 339.7172 | 339.7172 | 339.7172 | 339.7172 | 339.7172 | 0 | 0 | 0 | 0 | 0 | 0 | 0 | 0 | 0 | 0 | 0 | 0 | 0 | 0 | 0 | 0 | 0 | 0 | 0 | 0 | 0 | 0 | 0 | 0 | 0 | 0 | 0 | 0 | 0 | 0 | 0 | 0 | 0 | 0 | 0 | 0 | 0 | 0 | 0 | 0 | 0 | 0 | 0 | 0 | 0 | 0 | 0 | 0 | 0 | 0 | 0 | 0 | 0 | 0 | 0 | 0 | 0 | 0 | 0 | 0 | 0 | 0 | 0 | 0 | 0 | 0 | 0 | 0 | 0 | 0 | 0 | 0 | 0 | 0 | 0 | 0 | 0 | 0 | 0 | 0 | 0 | 0 | 0 | 0 | 0 | 0 | 0 | 0 | 0 | 0 | 0 | 0 | 0 | 0 | 0 | 0 | 0 | 0 | 0 | 0 | 0 | 0 | 0 | 0 | 0 | 0 | 0 | 0 | 0 | 0 | 0 | 0 | ENERGY STAR (3.0) | ENERGY STAR (3.0) | ENERGY STAR (3.0) | ENERGY STAR (3.0) | ENERGY STAR (3.0) | ENERGY STAR (3.0) | ENERGY STAR (3.0) | ENERGY STAR (3.0) | ENERGY STAR (3.0) | ENERGY STAR (3.0) | ENERGY STAR (3.0) | ENERGY STAR (3.0) | ENERGY STAR (3.0) | ENERGY STAR (3.0) | ENERGY STAR (3.0) | ENERGY STAR (3.0) | ENERGY STAR (3.0) | ENERGY STAR (3.0) | ENERGY STAR (3.0) | ENERGY STAR (3.0) | ENERGY STAR (3.0) | ENERGY STAR (3.0) | ENERGY STAR (3.0) | ENERGY STAR (3.0) | ENERGY STAR (3.0) | ENERGY STAR (3.0) | ENERGY STAR (3.0) | ENERGY STAR (3.0) | 1531.0173 | 1531.0173 | 1531.0173 | 1531.0173 | 1531.0173 | 1531.0173 | 1531.0173 | 1531.0173 | 1531.0173 | 1531.0173 | 1531.0173 | 1531.0173 | 1531.0173 | 1531.0173 | 1531.0173 | 1531.0173 | 1531.0173 | 1531.0173 | 1531.0173 | 1531.0173 | 1531.0173 | 1531.0173 | 1531.0173 | 1531.0173 | 1531.0173 | 1531.0173 | 1531.0173 | 1531.0173 | 339.7172 | 339.7172 | 339.7172 | 339.7172 | 339.7172 | 339.7172 | 339.7172 | 339.7172 | 339.7172 | 339.7172 | 339.7172 | 339.7172 | 339.7172 | 339.7172 | 339.7172 | 339.7172 | 339.7172 | 339.7172 | 339.7172 | 339.7172 | 339.7172 | 339.7172 | 339.7172 | 339.7172 | 339.7172 | 339.7172 | 339.7172 | 339.7172 | 0 | 0 | 0 | 0 | 0 | 0 | 0 | 0 | 0 | 0 | 0 | 0 | 0 | 0 | 0 | 0 | 0 | 0 | 0 | 0 | 0 | 0 | 0 | 0 | 0 | 0 | 0 | 0 | 0 | 0 | 0 | 0 | 0 | 0 | 0 | 0 | 0 | 0 | 0 | 0 | 0 | 0 | 0 | 0 | 0 | 0 | 0 | 0 | 0 | 0 | 0 | 0 | 0 | 0 | 0 | 0 | 0 | 0 | 0 | 0 | 0 | 0 | 0 | 0 | 0 | 0 | 0 | 0 | 0 | 0 | 0 | 0 | 0 | 0 | 0 | 0 | 0 | 0 | 0 | 0 | 0 | 0 | 0 | 0 | 0 | 0
Rack Oven_Retail_Existing_ENERGY STAR (3.0) | Rack Oven_Retail_Existing | Rack Oven_Commercial_Existing_Standard_ENERGY STAR (3.0) | Commercial | Retail | Existing | Food Preparation | Natural Gas | Rack Oven | EQ | Standard | 17 | 10 | 13.5 | 339.7172 | 0 | 0 | 0.014133 | 1 | LO3Slow | 0.996 | n/a | A | WCE63 | 1 | 0.6 | 1 units | 0.0321 | 1409.2535989964808 | 1409.2536 | 1409.2535989964808 | 1409.2536 | RTF - ComCookingRackOven_v3_1 | RTF - ComCookingRackOven_v3_1 | RTF - ComCookingRackOven_v3_1 | 0 | 0 | 1531.0173 | Standard | Standard | Standard | Standard | Standard | Standard | Standard | Standard | Standard | Standard | Standard | Standard | Standard | Standard | Standard | Standard | Standard | Standard | Standard | Standard | Standard | Standard | Standard | Standard | Standard | Standard | Standard | Standard | 0 | 0 | 0 | 1584.2577 | 1734.0557 | 1865.1289 | 1979.8179 | 2080.1709 | 2167.9797 | 2244.8124 | 2312.041 | 2370.8661 | 2226.6835 | 2124.9806 | 2057.3902 | 2016.9734 | 413.7351 | 261.6653 | 141.1483 | 46.6721 | 339.6319 | 297.1779 | 260.0307 | 203.0701 | 134.8869 | 257.5063 | 330.979 | 367.7239 | 0 | 0 | 0 | 1584.2577 | 3318.3134 | 5183.4423 | 7163.2602 | 9243.4311 | 11411.4108 | 13656.2232 | 15968.2642 | 18339.1302 | 20565.8137 | 22690.7943 | 24550.1523 | 26177.0905 | 27600.6615 | 28846.2861 | 29936.2076 | 30889.8889 | 32090.3826 | 33199.6396 | 33745.3919 | 34222.9252 | 34640.7668 | 35006.3783 | 35326.2883 | 35606.2095 | 0 | 0 | 0 | 4.664472764689089 | 5.105517466496098 | 5.49143158057723 | 5.8291064303982205 | 6.124571923991589 | 6.383104230885785 | 6.609319999418208 | 6.807258796884074 | 6.980455244666712 | 6.555943750442872 | 6.256503491251219 | 6.057499650430955 | 5.938501877439097 | 1.2181453256422738 | 0.7704116663436223 | 0.41557790115647475 | 0.13741489497948814 | 0.9999660218442495 | 0.874970269113715 | 0.7655989854745052 | 0.5978918140359837 | 0.39714256533662745 | 0.7581663675255632 | 0.9744896023237422 | 1.0826763227021603 | 0 | 0 | 0 | 4.664472764689089 | 9.769990231185187 | 15.261421811762418 | 21.090528242160637 | 27.215100166152226 | 33.59820439703801 | 40.207524396456215 | 47.01478319334029 | 53.995238438007 | 60.551182188449864 | 66.80768567970108 | 72.86518533013204 | 78.80368720757113 | 80.02183253321341 | 80.79224419955703 | 81.2078221007135 | 81.345236995693 | 82.34520301753724 | 83.22017328665095 | 83.98577227212546 | 84.58366408616145 | 84.98080665149807 | 85.73897301902363 | 86.71346262134738 | 87.79613894404955 | ENERGY STAR (3.0) | ENERGY STAR (3.0) | ENERGY STAR (3.0) | ENERGY STAR (3.0) | ENERGY STAR (3.0) | ENERGY STAR (3.0) | ENERGY STAR (3.0) | ENERGY STAR (3.0) | ENERGY STAR (3.0) | ENERGY STAR (3.0) | ENERGY STAR (3.0) | ENERGY STAR (3.0) | ENERGY STAR (3.0) | ENERGY STAR (3.0) | ENERGY STAR (3.0) | ENERGY STAR (3.0) | ENERGY STAR (3.0) | ENERGY STAR (3.0) | ENERGY STAR (3.0) | ENERGY STAR (3.0) | ENERGY STAR (3.0) | ENERGY STAR (3.0) | ENERGY STAR (3.0) | ENERGY STAR (3.0) | ENERGY STAR (3.0) | ENERGY STAR (3.0) | ENERGY STAR (3.0) | ENERGY STAR (3.0) | 1531.0173 | 1531.0173 | 1531.0173 | 1531.0173 | 1531.0173 | 1531.0173 | 1531.0173 | 1531.0173 | 1531.0173 | 1531.0173 | 1531.0173 | 1531.0173 | 1531.0173 | 1531.0173 | 1531.0173 | 1531.0173 | 1531.0173 | 1531.0173 | 1531.0173 | 1531.0173 | 1531.0173 | 1531.0173 | 1531.0173 | 1531.0173 | 1531.0173 | 1531.0173 | 1531.0173 | 1531.0173 | 339.7172 | 339.7172 | 339.7172 | 339.7172 | 339.7172 | 339.7172 | 339.7172 | 339.7172 | 339.7172 | 339.7172 | 339.7172 | 339.7172 | 339.7172 | 339.7172 | 339.7172 | 339.7172 | 339.7172 | 339.7172 | 339.7172 | 339.7172 | 339.7172 | 339.7172 | 339.7172 | 339.7172 | 339.7172 | 339.7172 | 339.7172 | 339.7172 | 0 | 0 | 0 | 7.4496 | 20.9712 | 50.1285 | 104.4293 | 193.434 | 323.7423 | 496.1797 | 704.455 | 935.9715 | 1079.6547 | 1209.0203 | 1321.9351 | 1418.1754 | 1491.5374 | 1545.6115 | 1573.5072 | 1568.4029 | 1829.0242 | 1752.0968 | 1624.4204 | 1433.3894 | 1193.9185 | 1031.9066 | 878.5454 | 739.412 | 0 | 0 | 0 | 7.4496 | 28.4208 | 78.5493 | 182.9786 | 376.4126 | 700.1549 | 1196.3346 | 1900.7895 | 2836.7611 | 3916.4158 | 5125.4361 | 6446.4399 | 7861.1791 | 9350.8934 | 10896.3088 | 12477.2439 | 14072.2452 | 15964.5789 | 17838.5022 | 19663.1899 | 21403.0886 | 23024.8822 | 24510.2914 | 25845.942 | 27022.8118 | 0 | 0 | 0 | 0.021933480875654953 | 0.061744752775733006 | 0.1475915992039948 | 0.3074673902430015 | 0.5695206616438637 | 0.9531827692495828 | 1.460884001134582 | 2.074101330379619 | 2.75574712421846 | 3.178788352111284 | 3.5596747619635773 | 3.8921256347392776 | 4.1754825657966315 | 4.391479810683249 | 4.550688044040831 | 4.632820345875913 | 4.617791864718238 | 5.385129931185798 | 5.15863530978927 | 4.782722411475594 | 4.220276688902432 | 3.515211014284375 | 3.0382052481618893 | 2.5866693675751407 | 2.177023942423873 | 0 | 0 | 0 | 0.021933480875654953 | 0.08367823365138796 | 0.23126983285538277 | 0.5387372230983842 | 1.108257884742248 | 2.0614406539918306 | 3.522324655126413 | 5.596425985506031 | 8.352173109724491 | 11.530961461835775 | 15.090636223799352 | 18.982761858538627 | 23.15824442433526 | 27.549724235018513 | 32.10041227905934 | 36.733232624935255 | 41.3510244896535 | 46.73615442083929 | 51.89478973062857 | 56.67751214210416 | 60.89778883100659 | 64.41299984529095 | 67.45120509345284 | 70.03787446102798 | 72.21489840345185 | ENERGY STAR (3.0) | ENERGY STAR (3.0) | ENERGY STAR (3.0) | ENERGY STAR (3.0) | ENERGY STAR (3.0) | ENERGY STAR (3.0) | ENERGY STAR (3.0) | ENERGY STAR (3.0) | ENERGY STAR (3.0) | ENERGY STAR (3.0) | ENERGY STAR (3.0) | ENERGY STAR (3.0) | ENERGY STAR (3.0) | ENERGY STAR (3.0) | ENERGY STAR (3.0) | ENERGY STAR (3.0) | ENERGY STAR (3.0) | ENERGY STAR (3.0) | ENERGY STAR (3.0) | ENERGY STAR (3.0) | ENERGY STAR (3.0) | ENERGY STAR (3.0) | ENERGY STAR (3.0) | ENERGY STAR (3.0) | ENERGY STAR (3.0) | ENERGY STAR (3.0) | ENERGY STAR (3.0) | ENERGY STAR (3.0) | 1531.0173 | 1531.0173 | 1531.0173 | 1531.0173 | 1531.0173 | 1531.0173 | 1531.0173 | 1531.0173 | 1531.0173 | 1531.0173 | 1531.0173 | 1531.0173 | 1531.0173 | 1531.0173 | 1531.0173 | 1531.0173 | 1531.0173 | 1531.0173 | 1531.0173 | 1531.0173 | 1531.0173 | 1531.0173 | 1531.0173 | 1531.0173 | 1531.0173 | 1531.0173 | 1531.0173 | 1531.0173 | 339.7172 | 339.7172 | 339.7172 | 339.7172 | 339.7172 | 339.7172 | 339.7172 | 339.7172 | 339.7172 | 339.7172 | 339.7172 | 339.7172 | 339.7172 | 339.7172 | 339.7172 | 339.7172 | 339.7172 | 339.7172 | 339.7172 | 339.7172 | 339.7172 | 339.7172 | 339.7172 | 339.7172 | 339.7172 | 339.7172 | 339.7172 | 339.7172 | 0 | 0 | 0 | 7.4496 | 20.9712 | 50.1285 | 104.4293 | 193.434 | 323.7423 | 496.1797 | 704.455 | 935.9715 | 1079.6547 | 1209.0203 | 1321.9351 | 1418.1754 | 1491.5374 | 1545.6115 | 1573.5072 | 1568.4029 | 1829.0242 | 1752.0968 | 1624.4204 | 1433.3894 | 1193.9185 | 1031.9066 | 878.5454 | 739.412 | 0 | 0 | 0 | 7.4496 | 28.4208 | 78.5493 | 182.9786 | 376.4126 | 700.1549 | 1196.3346 | 1900.7895 | 2836.7611 | 3916.4158 | 5125.4361 | 6446.4399 | 7861.1791 | 9350.8934 | 10896.3088 | 12477.2439 | 14072.2452 | 15964.5789 | 17838.5022 | 19663.1899 | 21403.0886 | 23024.8822 | 24510.2914 | 25845.942 | 27022.8118 | 0 | 0 | 0 | 0.021933 | 0.061745 | 0.1475915992039948 | 0.3074673902430015 | 0.5695206616438637 | 0.9531827692495828 | 1.460884001134582 | 2.074101330379619 | 2.75574712421846 | 3.178788352111284 | 3.55967476196358 | 3.8921256347392763 | 4.1754825657966315 | 4.391479810683246 | 4.550688044040828 | 4.632820345875911 | 4.617791864718238 | 5.385129931185798 | 5.158635309789275 | 4.782722411475591 | 4.2202766889024295 | 3.515211014284375 | 3.0382052481618893 | 2.5866693675751407 | 2.177023942423877 | 0 | 0
Rack Oven_Grocery_New_ENERGY STAR (3.0) | Rack Oven_Grocery_New | Rack Oven_Commercial_New_Standard_ENERGY STAR (3.0) | Commercial | Grocery | New | Food Preparation | Natural Gas | Rack Oven | EQ | Standard | 17 | 10 | 13.5 | 339.928 | 0 | 0 | 0.093332 | 1 | LO3Slow | 0.996 | n/a | A | WCE105 | 1 | 0.6 | 1 units | 0.0321 | 1409.2535989964786 | 1409.2536 | 1409.2535989964786 | 1409.2536 | RTF - ComCookingRackOven_v3_1 | RTF - ComCookingRackOven_v3_1 | RTF - ComCookingRackOven_v3_1 | 0 | 0 | 1530.7403 | Standard | Standard | Standard | Standard | Standard | Standard | Standard | Standard | Standard | Standard | Standard | Standard | Standard | Standard | Standard | Standard | Standard | Standard | Standard | Standard | Standard | Standard | Standard | Standard | Standard | Standard | Standard | Standard | 0 | 0 | 0 | 0 | 0 | 0 | 0 | 0 | 0 | 0 | 0 | 0 | 0 | 0 | 0 | 0 | 0 | 0 | 0 | 0 | 0 | 0 | 0 | 0 | 0 | 0 | 0 | 0 | 0 | 0 | 0 | 0 | 0 | 0 | 0 | 0 | 0 | 0 | 0 | 0 | 0 | 0 | 0 | 0 | 0 | 0 | 0 | 0 | 0 | 0 | 0 | 0 | 0 | 0 | 0 | 0 | 0 | 0 | 0 | 0 | 0 | 0 | 0 | 0 | 0 | 0 | 0 | 0 | 0 | 0 | 0 | 0 | 0 | 0 | 0 | 0 | 0 | 0 | 0 | 0 | 0 | 0 | 0 | 0 | 0 | 0 | 0 | 0 | 0 | 0 | 0 | 0 | 0 | 0 | 0 | 0 | 0 | 0 | 0 | 0 | 0 | 0 | 0 | 0 | 0 | 0 | 0 | 0 | 0 | 0 | 0 | 0 | ENERGY STAR (3.0) | ENERGY STAR (3.0) | ENERGY STAR (3.0) | ENERGY STAR (3.0) | ENERGY STAR (3.0) | ENERGY STAR (3.0) | ENERGY STAR (3.0) | ENERGY STAR (3.0) | ENERGY STAR (3.0) | ENERGY STAR (3.0) | ENERGY STAR (3.0) | ENERGY STAR (3.0) | ENERGY STAR (3.0) | ENERGY STAR (3.0) | ENERGY STAR (3.0) | ENERGY STAR (3.0) | ENERGY STAR (3.0) | ENERGY STAR (3.0) | ENERGY STAR (3.0) | ENERGY STAR (3.0) | ENERGY STAR (3.0) | ENERGY STAR (3.0) | ENERGY STAR (3.0) | ENERGY STAR (3.0) | ENERGY STAR (3.0) | ENERGY STAR (3.0) | ENERGY STAR (3.0) | ENERGY STAR (3.0) | 1530.7403 | 1530.7403 | 1530.7403 | 1530.7403 | 1530.7403 | 1530.7403 | 1530.7403 | 1530.7403 | 1530.7403 | 1530.7403 | 1530.7403 | 1530.7403 | 1530.7403 | 1530.7403 | 1530.7403 | 1530.7403 | 1530.7403 | 1530.7403 | 1530.7403 | 1530.7403 | 1530.7403 | 1530.7403 | 1530.7403 | 1530.7403 | 1530.7403 | 1530.7403 | 1530.7403 | 1530.7403 | 339.928 | 339.928 | 339.928 | 339.928 | 339.928 | 339.928 | 339.928 | 339.928 | 339.928 | 339.928 | 339.928 | 339.928 | 339.928 | 339.928 | 339.928 | 339.928 | 339.928 | 339.928 | 339.928 | 339.928 | 339.928 | 339.928 | 339.928 | 339.928 | 339.928 | 339.928 | 339.928 | 339.928 | 0 | 0 | 0 | 0 | 0 | 0 | 0 | 0 | 0 | 0 | 0 | 0 | 0 | 0 | 0 | 0 | 0 | 0 | 0 | 0 | 0 | 0 | 0 | 0 | 0 | 0 | 0 | 0 | 0 | 0 | 0 | 0 | 0 | 0 | 0 | 0 | 0 | 0 | 0 | 0 | 0 | 0 | 0 | 0 | 0 | 0 | 0 | 0 | 0 | 0 | 0 | 0 | 0 | 0 | 0 | 0 | 0 | 0 | 0 | 0 | 0 | 0 | 0 | 0 | 0 | 0 | 0 | 0 | 0 | 0 | 0 | 0 | 0 | 0 | 0 | 0 | 0 | 0 | 0 | 0 | 0 | 0 | 0 | 0 | 0 | 0 | 0 | 0 | 0 | 0 | 0 | 0 | 0 | 0 | 0 | 0 | 0 | 0 | 0 | 0 | 0 | 0 | 0 | 0 | 0 | 0 | 0 | 0 | 0 | 0 | 0 | 0 | ENERGY STAR (3.0) | ENERGY STAR (3.0) | ENERGY STAR (3.0) | ENERGY STAR (3.0) | ENERGY STAR (3.0) | ENERGY STAR (3.0) | ENERGY STAR (3.0) | ENERGY STAR (3.0) | ENERGY STAR (3.0) | ENERGY STAR (3.0) | ENERGY STAR (3.0) | ENERGY STAR (3.0) | ENERGY STAR (3.0) | ENERGY STAR (3.0) | ENERGY STAR (3.0) | ENERGY STAR (3.0) | ENERGY STAR (3.0) | ENERGY STAR (3.0) | ENERGY STAR (3.0) | ENERGY STAR (3.0) | ENERGY STAR (3.0) | ENERGY STAR (3.0) | ENERGY STAR (3.0) | ENERGY STAR (3.0) | ENERGY STAR (3.0) | ENERGY STAR (3.0) | ENERGY STAR (3.0) | ENERGY STAR (3.0) | 1530.7403 | 1530.7403 | 1530.7403 | 1530.7403 | 1530.7403 | 1530.7403 | 1530.7403 | 1530.7403 | 1530.7403 | 1530.7403 | 1530.7403 | 1530.7403 | 1530.7403 | 1530.7403 | 1530.7403 | 1530.7403 | 1530.7403 | 1530.7403 | 1530.7403 | 1530.7403 | 1530.7403 | 1530.7403 | 1530.7403 | 1530.7403 | 1530.7403 | 1530.7403 | 1530.7403 | 1530.7403 | 339.928 | 339.928 | 339.928 | 339.928 | 339.928 | 339.928 | 339.928 | 339.928 | 339.928 | 339.928 | 339.928 | 339.928 | 339.928 | 339.928 | 339.928 | 339.928 | 339.928 | 339.928 | 339.928 | 339.928 | 339.928 | 339.928 | 339.928 | 339.928 | 339.928 | 339.928 | 339.928 | 339.928 | 0 | 0 | 0 | 0 | 0 | 0 | 0 | 0 | 0 | 0 | 0 | 0 | 0 | 0 | 0 | 0 | 0 | 0 | 0 | 0 | 0 | 0 | 0 | 0 | 0 | 0 | 0 | 0 | 0 | 0 | 0 | 0 | 0 | 0 | 0 | 0 | 0 | 0 | 0 | 0 | 0 | 0 | 0 | 0 | 0 | 0 | 0 | 0 | 0 | 0 | 0 | 0 | 0 | 0 | 0 | 0 | 0 | 0 | 0 | 0 | 0 | 0 | 0 | 0 | 0 | 0 | 0 | 0 | 0 | 0 | 0 | 0 | 0 | 0 | 0 | 0 | 0 | 0 | 0 | 0 | 0 | 0 | 0 | 0 | 0 | 0
Rack Oven_Grocery_Existing_ENERGY STAR (3.0) | Rack Oven_Grocery_Existing | Rack Oven_Commercial_Existing_Standard_ENERGY STAR (3.0) | Commercial | Grocery | Existing | Food Preparation | Natural Gas | Rack Oven | EQ | Standard | 17 | 10 | 13.5 | 339.928 | 0 | 0 | 0.093332 | 1 | LO3Slow | 0.996 | n/a | A | WCE91 | 1 | 0.6 | 1 units | 0.0321 | 1409.2535989964786 | 1409.2536 | 1409.2535989964786 | 1409.2536 | RTF - ComCookingRackOven_v3_1 | RTF - ComCookingRackOven_v3_1 | RTF - ComCookingRackOven_v3_1 | 0 | 0 | 1530.7403 | Standard | Standard | Standard | Standard | Standard | Standard | Standard | Standard | Standard | Standard | Standard | Standard | Standard | Standard | Standard | Standard | Standard | Standard | Standard | Standard | Standard | Standard | Standard | Standard | Standard | Standard | Standard | Standard | 0 | 0 | 0 | 1749.2967 | 1914.6998 | 2059.4274 | 2186.0642 | 2296.8713 | 2393.8275 | 2478.6642 | 2552.8963 | 2617.8494 | 2458.6468 | 2346.349 | 2271.7175 | 2227.0903 | 456.8357 | 288.9241 | 155.8524 | 51.5341 | 375.0129 | 328.1363 | 287.1192 | 224.2247 | 148.9386 | 284.3318 | 365.4586 | 406.0313 | 0 | 0 | 0 | 1749.2967 | 3663.9965 | 5723.4239 | 7909.4881 | 10206.3594 | 12600.1869 | 15078.8511 | 17631.7475 | 20249.5969 | 22708.2437 | 25054.5927 | 27107.6481 | 28904.0715 | 30475.942 | 31851.3287 | 33054.7921 | 34107.8226 | 35433.3768 | 36658.1899 | 37260.7957 | 37788.0757 | 38249.4457 | 38653.1444 | 39006.3808 | 39315.4627 | 0 | 0 | 0 | 5.150391110231457 | 5.637381350285504 | 6.063497810332795 | 6.436349712874174 | 6.762595127597881 | 7.048059865481124 | 7.297841511128963 | 7.516400451070822 | 7.707639523519946 | 7.238904826944384 | 6.908270578061833 | 6.688535644583034 | 6.557141357795844 | 1.345044804131501 | 0.8506687888913645 | 0.4588704523966944 | 0.15173000019927171 | 1.1041368165826309 | 0.9661197145097944 | 0.8453547501960734 | 0.6601767958004933 | 0.43851462773856015 | 0.8371478442195222 | 1.0760064080159215 | 1.1954634079796136 | 0 | 0 | 0 | 5.150391110231457 | 10.78777246051696 | 16.851270270849753 | 23.287619983723925 | 30.050215111321805 | 37.09827497680293 | 44.39611648793189 | 51.912516939002714 | 59.62015646252266 | 66.85906128946704 | 73.76733186752887 | 80.45586751211191 | 87.01300886990775 | 88.35805367403924 | 89.20872246293061 | 89.66759291532729 | 89.81932291552657 | 90.92345973210921 | 91.88957944661901 | 92.73493419681508 | 93.39511099261556 | 93.83362562035413 | 94.67077346457364 | 95.74677987258956 | 96.94224328056917 | ENERGY STAR (3.0) | ENERGY STAR (3.0) | ENERGY STAR (3.0) | ENERGY STAR (3.0) | ENERGY STAR (3.0) | ENERGY STAR (3.0) | ENERGY STAR (3.0) | ENERGY STAR (3.0) | ENERGY STAR (3.0) | ENERGY STAR (3.0) | ENERGY STAR (3.0) | ENERGY STAR (3.0) | ENERGY STAR (3.0) | ENERGY STAR (3.0) | ENERGY STAR (3.0) | ENERGY STAR (3.0) | ENERGY STAR (3.0) | ENERGY STAR (3.0) | ENERGY STAR (3.0) | ENERGY STAR (3.0) | ENERGY STAR (3.0) | ENERGY STAR (3.0) | ENERGY STAR (3.0) | ENERGY STAR (3.0) | ENERGY STAR (3.0) | ENERGY STAR (3.0) | ENERGY STAR (3.0) | ENERGY STAR (3.0) | 1530.7403 | 1530.7403 | 1530.7403 | 1530.7403 | 1530.7403 | 1530.7403 | 1530.7403 | 1530.7403 | 1530.7403 | 1530.7403 | 1530.7403 | 1530.7403 | 1530.7403 | 1530.7403 | 1530.7403 | 1530.7403 | 1530.7403 | 1530.7403 | 1530.7403 | 1530.7403 | 1530.7403 | 1530.7403 | 1530.7403 | 1530.7403 | 1530.7403 | 1530.7403 | 1530.7403 | 1530.7403 | 339.928 | 339.928 | 339.928 | 339.928 | 339.928 | 339.928 | 339.928 | 339.928 | 339.928 | 339.928 | 339.928 | 339.928 | 339.928 | 339.928 | 339.928 | 339.928 | 339.928 | 339.928 | 339.928 | 339.928 | 339.928 | 339.928 | 339.928 | 339.928 | 339.928 | 339.928 | 339.928 | 339.928 | 0 | 0 | 0 | 8.2256 | 23.1559 | 55.3506 | 115.3081 | 213.5848 | 357.4679 | 547.8689 | 777.8411 | 1033.4757 | 1192.127 | 1334.9692 | 1459.6468 | 1565.9129 | 1646.9174 | 1706.6245 | 1737.4262 | 1731.7902 | 2019.5616 | 1934.6203 | 1793.6434 | 1582.7118 | 1318.2941 | 1139.4048 | 970.0672 | 816.4397 | 0 | 0 | 0 | 8.2256 | 31.3815 | 86.7321 | 202.0403 | 415.6251 | 773.093 | 1320.9619 | 2098.803 | 3132.2788 | 4324.4058 | 5659.375 | 7117.9935 | 8680.1122 | 10325.0165 | 12031.4245 | 13777.0524 | 15538.2119 | 17627.6783 | 19696.8163 | 21711.5896 | 23632.7411 | 25423.484 | 27063.6347 | 28538.4258 | 29837.8952 | 0 | 0 | 0 | 0.02421838664673501 | 0.06817697129822788 | 0.16296685581264594 | 0.33949760096823506 | 0.6288500974920387 | 1.0524799497882995 | 1.6130706195739637 | 2.2901694559295973 | 3.042825246631427 | 3.509936512859571 | 3.9305015109364754 | 4.2975852321009995 | 4.610460682846089 | 4.848959296948861 | 5.024752942045899 | 5.115441321756576 | 5.098847258577414 | 5.946122257371447 | 5.696032709547984 | 5.280959335263817 | 4.659921203911019 | 3.8814057819383025 | 3.354708257629743 | 2.856133927229617 | 2.403813962577256 | 0 | 0 | 0 | 0.02421838664673501 | 0.09239535794496288 | 0.2553622137576088 | 0.5948598147258439 | 1.2237099122178825 | 2.276189862006182 | 3.8892604815801457 | 6.1794299375097435 | 9.22225518414117 | 12.732191697000742 | 16.662693207937217 | 20.960278440038213 | 25.5707391228843 | 30.419698419833164 | 35.44445136187906 | 40.55989268363564 | 45.658739942213046 | 51.604862199584495 | 57.30089490913248 | 62.5818542443963 | 67.24177544830732 | 71.12318123024562 | 74.47788948787536 | 77.33402341510498 | 79.73783737768223 | ENERGY STAR (3.0) | ENERGY STAR (3.0) | ENERGY STAR (3.0) | ENERGY STAR (3.0) | ENERGY STAR (3.0) | ENERGY STAR (3.0) | ENERGY STAR (3.0) | ENERGY STAR (3.0) | ENERGY STAR (3.0) | ENERGY STAR (3.0) | ENERGY STAR (3.0) | ENERGY STAR (3.0) | ENERGY STAR (3.0) | ENERGY STAR (3.0) | ENERGY STAR (3.0) | ENERGY STAR (3.0) | ENERGY STAR (3.0) | ENERGY STAR (3.0) | ENERGY STAR (3.0) | ENERGY STAR (3.0) | ENERGY STAR (3.0) | ENERGY STAR (3.0) | ENERGY STAR (3.0) | ENERGY STAR (3.0) | ENERGY STAR (3.0) | ENERGY STAR (3.0) | ENERGY STAR (3.0) | ENERGY STAR (3.0) | 1530.7403 | 1530.7403 | 1530.7403 | 1530.7403 | 1530.7403 | 1530.7403 | 1530.7403 | 1530.7403 | 1530.7403 | 1530.7403 | 1530.7403 | 1530.7403 | 1530.7403 | 1530.7403 | 1530.7403 | 1530.7403 | 1530.7403 | 1530.7403 | 1530.7403 | 1530.7403 | 1530.7403 | 1530.7403 | 1530.7403 | 1530.7403 | 1530.7403 | 1530.7403 | 1530.7403 | 1530.7403 | 339.928 | 339.928 | 339.928 | 339.928 | 339.928 | 339.928 | 339.928 | 339.928 | 339.928 | 339.928 | 339.928 | 339.928 | 339.928 | 339.928 | 339.928 | 339.928 | 339.928 | 339.928 | 339.928 | 339.928 | 339.928 | 339.928 | 339.928 | 339.928 | 339.928 | 339.928 | 339.928 | 339.928 | 0 | 0 | 0 | 8.2256 | 23.1559 | 55.3506 | 115.3081 | 213.5848 | 357.4679 | 547.8689 | 777.8411 | 1033.4757 | 1192.127 | 1334.9692 | 1459.6468 | 1565.9129 | 1646.9174 | 1706.6245 | 1737.4262 | 1731.7902 | 2019.5616 | 1934.6203 | 1793.6434 | 1582.7118 | 1318.2941 | 1139.4048 | 970.0672 | 816.4397 | 0 | 0 | 0 | 8.2256 | 31.3815 | 86.7321 | 202.0403 | 415.6251 | 773.093 | 1320.9619 | 2098.803 | 3132.2788 | 4324.4058 | 5659.375 | 7117.9935 | 8680.1122 | 10325.0165 | 12031.4245 | 13777.0524 | 15538.2119 | 17627.6783 | 19696.8163 | 21711.5896 | 23632.7411 | 25423.484 | 27063.6347 | 28538.4258 | 29837.8952 | 0 | 0 | 0 | 0.024218 | 0.068177 | 0.16296685581264594 | 0.33949760096823506 | 0.6288500974920387 | 1.0524799497882995 | 1.6130706195739637 | 2.2901694559295973 | 3.042825246631427 | 3.509936512859571 | 3.930501510936477 | 4.297585232100995 | 4.610460682846089 | 4.848959296948867 | 5.024752942045899 | 5.115441321756576 | 5.098847258577406 | 5.9461222573714405 | 5.696032709547979 | 5.280959335263808 | 4.659921203911019 | 3.8814057819383025 | 3.354708257629743 | 2.856133927229617 | 2.403813962577256 | 0 | 0
Rack Oven_Office_New_ENERGY STAR (3.0) | Rack Oven_Office_New | Rack Oven_Commercial_New_Standard_ENERGY STAR (3.0) | Commercial | Office | New | Food Preparation | Natural Gas | Rack Oven | EQ | Standard | 17 | 10 | 13.5 | 344.614 | 0 | 0 | 0.011946 | 1 | LO3Slow | 0.996 | n/a | A | WCE21 | 1 | 0.6 | 1 units | 0.0321 | 1409.2535989964774 | 1409.2536 | 1409.2535989964774 | 1409.2536 | RTF - ComCookingRackOven_v3_1 | RTF - ComCookingRackOven_v3_1 | RTF - ComCookingRackOven_v3_1 | 0 | 0 | 1533.5323 | Standard | Standard | Standard | Standard | Standard | Standard | Standard | Standard | Standard | Standard | Standard | Standard | Standard | Standard | Standard | Standard | Standard | Standard | Standard | Standard | Standard | Standard | Standard | Standard | Standard | Standard | Standard | Standard | 0 | 0 | 0 | 0 | 0 | 0 | 0 | 0 | 0 | 0 | 0 | 0 | 0 | 0 | 0 | 0 | 0 | 0 | 0 | 0 | 0 | 0 | 0 | 0 | 0 | 0 | 0 | 0 | 0 | 0 | 0 | 0 | 0 | 0 | 0 | 0 | 0 | 0 | 0 | 0 | 0 | 0 | 0 | 0 | 0 | 0 | 0 | 0 | 0 | 0 | 0 | 0 | 0 | 0 | 0 | 0 | 0 | 0 | 0 | 0 | 0 | 0 | 0 | 0 | 0 | 0 | 0 | 0 | 0 | 0 | 0 | 0 | 0 | 0 | 0 | 0 | 0 | 0 | 0 | 0 | 0 | 0 | 0 | 0 | 0 | 0 | 0 | 0 | 0 | 0 | 0 | 0 | 0 | 0 | 0 | 0 | 0 | 0 | 0 | 0 | 0 | 0 | 0 | 0 | 0 | 0 | 0 | 0 | 0 | 0 | 0 | 0 | ENERGY STAR (3.0) | ENERGY STAR (3.0) | ENERGY STAR (3.0) | ENERGY STAR (3.0) | ENERGY STAR (3.0) | ENERGY STAR (3.0) | ENERGY STAR (3.0) | ENERGY STAR (3.0) | ENERGY STAR (3.0) | ENERGY STAR (3.0) | ENERGY STAR (3.0) | ENERGY STAR (3.0) | ENERGY STAR (3.0) | ENERGY STAR (3.0) | ENERGY STAR (3.0) | ENERGY STAR (3.0) | ENERGY STAR (3.0) | ENERGY STAR (3.0) | ENERGY STAR (3.0) | ENERGY STAR (3.0) | ENERGY STAR (3.0) | ENERGY STAR (3.0) | ENERGY STAR (3.0) | ENERGY STAR (3.0) | ENERGY STAR (3.0) | ENERGY STAR (3.0) | ENERGY STAR (3.0) | ENERGY STAR (3.0) | 1533.5323 | 1533.5323 | 1533.5323 | 1533.5323 | 1533.5323 | 1533.5323 | 1533.5323 | 1533.5323 | 1533.5323 | 1533.5323 | 1533.5323 | 1533.5323 | 1533.5323 | 1533.5323 | 1533.5323 | 1533.5323 | 1533.5323 | 1533.5323 | 1533.5323 | 1533.5323 | 1533.5323 | 1533.5323 | 1533.5323 | 1533.5323 | 1533.5323 | 1533.5323 | 1533.5323 | 1533.5323 | 344.614 | 344.614 | 344.614 | 344.614 | 344.614 | 344.614 | 344.614 | 344.614 | 344.614 | 344.614 | 344.614 | 344.614 | 344.614 | 344.614 | 344.614 | 344.614 | 344.614 | 344.614 | 344.614 | 344.614 | 344.614 | 344.614 | 344.614 | 344.614 | 344.614 | 344.614 | 344.614 | 344.614 | 0 | 0 | 0 | 0 | 0 | 0 | 0 | 0 | 0 | 0 | 0 | 0 | 0 | 0 | 0 | 0 | 0 | 0 | 0 | 0 | 0 | 0 | 0 | 0 | 0 | 0 | 0 | 0 | 0 | 0 | 0 | 0 | 0 | 0 | 0 | 0 | 0 | 0 | 0 | 0 | 0 | 0 | 0 | 0 | 0 | 0 | 0 | 0 | 0 | 0 | 0 | 0 | 0 | 0 | 0 | 0 | 0 | 0 | 0 | 0 | 0 | 0 | 0 | 0 | 0 | 0 | 0 | 0 | 0 | 0 | 0 | 0 | 0 | 0 | 0 | 0 | 0 | 0 | 0 | 0 | 0 | 0 | 0 | 0 | 0 | 0 | 0 | 0 | 0 | 0 | 0 | 0 | 0 | 0 | 0 | 0 | 0 | 0 | 0 | 0 | 0 | 0 | 0 | 0 | 0 | 0 | 0 | 0 | 0 | 0 | 0 | 0 | ENERGY STAR (3.0) | ENERGY STAR (3.0) | ENERGY STAR (3.0) | ENERGY STAR (3.0) | ENERGY STAR (3.0) | ENERGY STAR (3.0) | ENERGY STAR (3.0) | ENERGY STAR (3.0) | ENERGY STAR (3.0) | ENERGY STAR (3.0) | ENERGY STAR (3.0) | ENERGY STAR (3.0) | ENERGY STAR (3.0) | ENERGY STAR (3.0) | ENERGY STAR (3.0) | ENERGY STAR (3.0) | ENERGY STAR (3.0) | ENERGY STAR (3.0) | ENERGY STAR (3.0) | ENERGY STAR (3.0) | ENERGY STAR (3.0) | ENERGY STAR (3.0) | ENERGY STAR (3.0) | ENERGY STAR (3.0) | ENERGY STAR (3.0) | ENERGY STAR (3.0) | ENERGY STAR (3.0) | ENERGY STAR (3.0) | 1533.5323 | 1533.5323 | 1533.5323 | 1533.5323 | 1533.5323 | 1533.5323 | 1533.5323 | 1533.5323 | 1533.5323 | 1533.5323 | 1533.5323 | 1533.5323 | 1533.5323 | 1533.5323 | 1533.5323 | 1533.5323 | 1533.5323 | 1533.5323 | 1533.5323 | 1533.5323 | 1533.5323 | 1533.5323 | 1533.5323 | 1533.5323 | 1533.5323 | 1533.5323 | 1533.5323 | 1533.5323 | 344.614 | 344.614 | 344.614 | 344.614 | 344.614 | 344.614 | 344.614 | 344.614 | 344.614 | 344.614 | 344.614 | 344.614 | 344.614 | 344.614 | 344.614 | 344.614 | 344.614 | 344.614 | 344.614 | 344.614 | 344.614 | 344.614 | 344.614 | 344.614 | 344.614 | 344.614 | 344.614 | 344.614 | 0 | 0 | 0 | 0 | 0 | 0 | 0 | 0 | 0 | 0 | 0 | 0 | 0 | 0 | 0 | 0 | 0 | 0 | 0 | 0 | 0 | 0 | 0 | 0 | 0 | 0 | 0 | 0 | 0 | 0 | 0 | 0 | 0 | 0 | 0 | 0 | 0 | 0 | 0 | 0 | 0 | 0 | 0 | 0 | 0 | 0 | 0 | 0 | 0 | 0 | 0 | 0 | 0 | 0 | 0 | 0 | 0 | 0 | 0 | 0 | 0 | 0 | 0 | 0 | 0 | 0 | 0 | 0 | 0 | 0 | 0 | 0 | 0 | 0 | 0 | 0 | 0 | 0 | 0 | 0 | 0 | 0 | 0 | 0 | 0 | 0
Rack Oven_Office_Existing_ENERGY STAR (3.0) | Rack Oven_Office_Existing | Rack Oven_Commercial_Existing_Standard_ENERGY STAR (3.0) | Commercial | Office | Existing | Food Preparation | Natural Gas | Rack Oven | EQ | Standard | 17 | 10 | 13.5 | 344.614 | 0 | 0 | 0.011946 | 1 | LO3Slow | 0.996 | n/a | A | WCE7 | 1 | 0.6 | 1 units | 0.0321 | 1409.2535989964774 | 1409.2536 | 1409.2535989964774 | 1409.2536 | RTF - ComCookingRackOven_v3_1 | RTF - ComCookingRackOven_v3_1 | RTF - ComCookingRackOven_v3_1 | 0 | 0 | 1533.5323 | Standard | Standard | Standard | Standard | Standard | Standard | Standard | Standard | Standard | Standard | Standard | Standard | Standard | Standard | Standard | Standard | Standard | Standard | Standard | Standard | Standard | Standard | Standard | Standard | Standard | Standard | Standard | Standard | 0 | 0 | 0 | 34.0039 | 37.2191 | 40.0325 | 42.4941 | 44.648 | 46.5327 | 48.1818 | 49.6248 | 50.8874 | 47.7927 | 45.6098 | 44.1591 | 43.2916 | 8.8803 | 5.6163 | 3.0296 | 1.0018 | 7.2897 | 6.3785 | 5.5812 | 4.3586 | 2.8952 | 5.527 | 7.104 | 7.8927 | 0 | 0 | 0 | 34.0039 | 71.2231 | 111.2555 | 153.7496 | 198.3977 | 244.9304 | 293.1123 | 342.7371 | 393.6245 | 441.4172 | 487.027 | 526.9356 | 561.8557 | 592.4107 | 619.1463 | 642.54 | 663.0095 | 688.7764 | 712.5851 | 724.299 | 734.5486 | 743.517 | 751.3643 | 758.2307 | 764.2389 | 0 | 0 | 0 | 0.1001165652177745 | 0.10958299001645343 | 0.11786611171529748 | 0.12511384320178603 | 0.13145560825246352 | 0.13700465267180634 | 0.1418600665387313 | 0.1461085536722906 | 0.149825979914155 | 0.14071441793465478 | 0.13428733994523345 | 0.13001599310430104 | 0.12746186771832005 | 0.02614583300016773 | 0.01653583882446934 | 0.008919814552067789 | 0.0029494238661344394 | 0.021462910920909156 | 0.01878004705579553 | 0.016432541173821043 | 0.012832934784451916 | 0.008524125136772965 | 0.01627301013630327 | 0.020916094218333618 | 0.023238175060665434 | 0 | 0 | 0 | 0.1001165652177745 | 0.20969955523422795 | 0.3275656669495254 | 0.4526795101513114 | 0.5841351184037749 | 0.7211397710755812 | 0.8629998376143125 | 1.009108391286603 | 1.158934371200758 | 1.299648789135413 | 1.4339361290806465 | 1.5639521221849473 | 1.6914139899032672 | 1.717559822903435 | 1.7340956617279044 | 1.743015476279972 | 1.7459649001461066 | 1.7674278110670159 | 1.7862078581228114 | 1.8026403992966324 | 1.8154733340810842 | 1.8239974592178572 | 1.8402704693541605 | 1.8611865635724942 | 1.8844247386331596 | ENERGY STAR (3.0) | ENERGY STAR (3.0) | ENERGY STAR (3.0) | ENERGY STAR (3.0) | ENERGY STAR (3.0) | ENERGY STAR (3.0) | ENERGY STAR (3.0) | ENERGY STAR (3.0) | ENERGY STAR (3.0) | ENERGY STAR (3.0) | ENERGY STAR (3.0) | ENERGY STAR (3.0) | ENERGY STAR (3.0) | ENERGY STAR (3.0) | ENERGY STAR (3.0) | ENERGY STAR (3.0) | ENERGY STAR (3.0) | ENERGY STAR (3.0) | ENERGY STAR (3.0) | ENERGY STAR (3.0) | ENERGY STAR (3.0) | ENERGY STAR (3.0) | ENERGY STAR (3.0) | ENERGY STAR (3.0) | ENERGY STAR (3.0) | ENERGY STAR (3.0) | ENERGY STAR (3.0) | ENERGY STAR (3.0) | 1533.5323 | 1533.5323 | 1533.5323 | 1533.5323 | 1533.5323 | 1533.5323 | 1533.5323 | 1533.5323 | 1533.5323 | 1533.5323 | 1533.5323 | 1533.5323 | 1533.5323 | 1533.5323 | 1533.5323 | 1533.5323 | 1533.5323 | 1533.5323 | 1533.5323 | 1533.5323 | 1533.5323 | 1533.5323 | 1533.5323 | 1533.5323 | 1533.5323 | 1533.5323 | 1533.5323 | 1533.5323 | 344.614 | 344.614 | 344.614 | 344.614 | 344.614 | 344.614 | 344.614 | 344.614 | 344.614 | 344.614 | 344.614 | 344.614 | 344.614 | 344.614 | 344.614 | 344.614 | 344.614 | 344.614 | 344.614 | 344.614 | 344.614 | 344.614 | 344.614 | 344.614 | 344.614 | 344.614 | 344.614 | 344.614 | 0 | 0 | 0 | 0.15989 | 0.45012 | 1.0759 | 2.2414 | 4.1518 | 6.9487 | 10.6498 | 15.1202 | 20.0894 | 23.1733 | 25.95 | 28.3735 | 30.4392 | 32.0138 | 33.1744 | 33.7732 | 33.6636 | 39.2575 | 37.6064 | 34.866 | 30.7658 | 25.6258 | 22.1485 | 18.8568 | 15.8705 | 0 | 0 | 0 | 0.15989 | 0.61001 | 1.686 | 3.9274 | 8.0792 | 15.0279 | 25.6777 | 40.7979 | 60.8872 | 84.0605 | 110.0105 | 138.3641 | 168.7295 | 200.7042 | 233.8745 | 267.8071 | 302.0416 | 342.658 | 382.8792 | 422.0436 | 459.3882 | 494.1978 | 526.0801 | 554.748 | 580.0079 | 0 | 0 | 0 | 0.00047077234219560676 | 0.0013252671587930343 | 0.0031678529841919567 | 0.006599369442272676 | 0.012223986576999243 | 0.020458772019091357 | 0.0313558885973992 | 0.044517764726420286 | 0.059148364800003635 | 0.06822836951195368 | 0.07640357837611839 | 0.08353918429881106 | 0.08962105551968484 | 0.09425714267153941 | 0.09767433091172263 | 0.09943718908840804 | 0.09911462317584947 | 0.11558449135841166 | 0.1107230922939385 | 0.10265463309204764 | 0.09058250046181088 | 0.07544922449328519 | 0.06521094434836065 | 0.055519340662913606 | 0.046726858641410546 | 0 | 0 | 0 | 0.00047077234219560676 | 0.0017960395009886411 | 0.004963892485180598 | 0.011563261927453274 | 0.023787248504452515 | 0.04424602052354387 | 0.07560190912094307 | 0.12011967384736336 | 0.17926803864736698 | 0.2474964081593207 | 0.3238999865354391 | 0.40743917083425013 | 0.497060226353935 | 0.5913173690254745 | 0.688991699937197 | 0.7884288890256052 | 0.8875435122014547 | 1.0031280035598664 | 1.1138510958538048 | 1.2165057289458523 | 1.3070882294076633 | 1.3825374539009485 | 1.4477483982493091 | 1.5032677389122227 | 1.5499945975536333 | ENERGY STAR (3.0) | ENERGY STAR (3.0) | ENERGY STAR (3.0) | ENERGY STAR (3.0) | ENERGY STAR (3.0) | ENERGY STAR (3.0) | ENERGY STAR (3.0) | ENERGY STAR (3.0) | ENERGY STAR (3.0) | ENERGY STAR (3.0) | ENERGY STAR (3.0) | ENERGY STAR (3.0) | ENERGY STAR (3.0) | ENERGY STAR (3.0) | ENERGY STAR (3.0) | ENERGY STAR (3.0) | ENERGY STAR (3.0) | ENERGY STAR (3.0) | ENERGY STAR (3.0) | ENERGY STAR (3.0) | ENERGY STAR (3.0) | ENERGY STAR (3.0) | ENERGY STAR (3.0) | ENERGY STAR (3.0) | ENERGY STAR (3.0) | ENERGY STAR (3.0) | ENERGY STAR (3.0) | ENERGY STAR (3.0) | 1533.5323 | 1533.5323 | 1533.5323 | 1533.5323 | 1533.5323 | 1533.5323 | 1533.5323 | 1533.5323 | 1533.5323 | 1533.5323 | 1533.5323 | 1533.5323 | 1533.5323 | 1533.5323 | 1533.5323 | 1533.5323 | 1533.5323 | 1533.5323 | 1533.5323 | 1533.5323 | 1533.5323 | 1533.5323 | 1533.5323 | 1533.5323 | 1533.5323 | 1533.5323 | 1533.5323 | 1533.5323 | 344.614 | 344.614 | 344.614 | 344.614 | 344.614 | 344.614 | 344.614 | 344.614 | 344.614 | 344.614 | 344.614 | 344.614 | 344.614 | 344.614 | 344.614 | 344.614 | 344.614 | 344.614 | 344.614 | 344.614 | 344.614 | 344.614 | 344.614 | 344.614 | 344.614 | 344.614 | 344.614 | 344.614 | 0 | 0 | 0 | 0.15989 | 0.45012 | 1.0759 | 2.2414 | 4.1518 | 6.9487 | 10.6498 | 15.1202 | 20.0894 | 23.1733 | 25.95 | 28.3735 | 30.4392 | 32.0138 | 33.1744 | 33.7732 | 33.6636 | 39.2575 | 37.6064 | 34.866 | 30.7658 | 25.6258 | 22.1485 | 18.8568 | 15.8705 | 0 | 0 | 0 | 0.15989 | 0.61001 | 1.686 | 3.9274 | 8.0792 | 15.0279 | 25.6777 | 40.7979 | 60.8872 | 84.0605 | 110.0105 | 138.3641 | 168.7295 | 200.7042 | 233.8745 | 267.8071 | 302.0416 | 342.658 | 382.8792 | 422.0436 | 459.3882 | 494.1978 | 526.0801 | 554.748 | 580.0079 | 0 | 0 | 0 | 0.00047077 | 0.0013253 | 0.0031678529841919567 | 0.006599369442272676 | 0.012223986576999243 | 0.020458772019091357 | 0.0313558885973992 | 0.044517764726420286 | 0.059148364800003635 | 0.06822836951195368 | 0.07640357837611839 | 0.08353918429881106 | 0.08962105551968484 | 0.09425714267153941 | 0.09767433091172271 | 0.09943718908840796 | 0.09911462317584956 | 0.11558449135841162 | 0.11072309229393841 | 0.10265463309204756 | 0.09058250046181096 | 0.07544922449328519 | 0.06521094434836074 | 0.055519340662913606 | 0.046726858641410504 | 0 | 0
Rack Oven_Warehouse_New_ENERGY STAR (3.0) | Rack Oven_Warehouse_New | Rack Oven_Commercial_New_Standard_ENERGY STAR (3.0) | Commercial | Warehouse | New | Food Preparation | Natural Gas | Rack Oven | EQ | Standard | 17 | 10 | 13.5 | 273.702 | 0 | 0 | 0.0015279 | 1 | LO3Slow | 0.996 | n/a | A | WCE217 | 1 | 0.6 | 1 units | 0.0321 | 1409.253598996478 | 1409.2536 | 1409.253598996478 | 1409.2536 | RTF - ComCookingRackOven_v3_1 | RTF - ComCookingRackOven_v3_1 | RTF - ComCookingRackOven_v3_1 | 0 | 0 | 1550.9779 | Standard | Standard | Standard | Standard | Standard | Standard | Standard | Standard | Standard | Standard | Standard | Standard | Standard | Standard | Standard | Standard | Standard | Standard | Standard | Standard | Standard | Standard | Standard | Standard | Standard | Standard | Standard | Standard | 0 | 0 | 0 | 0 | 0 | 0 | 0 | 0 | 0 | 0 | 0 | 0 | 0 | 0 | 0 | 0 | 0 | 0 | 0 | 0 | 0 | 0 | 0 | 0 | 0 | 0 | 0 | 0 | 0 | 0 | 0 | 0 | 0 | 0 | 0 | 0 | 0 | 0 | 0 | 0 | 0 | 0 | 0 | 0 | 0 | 0 | 0 | 0 | 0 | 0 | 0 | 0 | 0 | 0 | 0 | 0 | 0 | 0 | 0 | 0 | 0 | 0 | 0 | 0 | 0 | 0 | 0 | 0 | 0 | 0 | 0 | 0 | 0 | 0 | 0 | 0 | 0 | 0 | 0 | 0 | 0 | 0 | 0 | 0 | 0 | 0 | 0 | 0 | 0 | 0 | 0 | 0 | 0 | 0 | 0 | 0 | 0 | 0 | 0 | 0 | 0 | 0 | 0 | 0 | 0 | 0 | 0 | 0 | 0 | 0 | 0 | 0 | ENERGY STAR (3.0) | ENERGY STAR (3.0) | ENERGY STAR (3.0) | ENERGY STAR (3.0) | ENERGY STAR (3.0) | ENERGY STAR (3.0) | ENERGY STAR (3.0) | ENERGY STAR (3.0) | ENERGY STAR (3.0) | ENERGY STAR (3.0) | ENERGY STAR (3.0) | ENERGY STAR (3.0) | ENERGY STAR (3.0) | ENERGY STAR (3.0) | ENERGY STAR (3.0) | ENERGY STAR (3.0) | ENERGY STAR (3.0) | ENERGY STAR (3.0) | ENERGY STAR (3.0) | ENERGY STAR (3.0) | ENERGY STAR (3.0) | ENERGY STAR (3.0) | ENERGY STAR (3.0) | ENERGY STAR (3.0) | ENERGY STAR (3.0) | ENERGY STAR (3.0) | ENERGY STAR (3.0) | ENERGY STAR (3.0) | 1550.9779 | 1550.9779 | 1550.9779 | 1550.9779 | 1550.9779 | 1550.9779 | 1550.9779 | 1550.9779 | 1550.9779 | 1550.9779 | 1550.9779 | 1550.9779 | 1550.9779 | 1550.9779 | 1550.9779 | 1550.9779 | 1550.9779 | 1550.9779 | 1550.9779 | 1550.9779 | 1550.9779 | 1550.9779 | 1550.9779 | 1550.9779 | 1550.9779 | 1550.9779 | 1550.9779 | 1550.9779 | 273.702 | 273.702 | 273.702 | 273.702 | 273.702 | 273.702 | 273.702 | 273.702 | 273.702 | 273.702 | 273.702 | 273.702 | 273.702 | 273.702 | 273.702 | 273.702 | 273.702 | 273.702 | 273.702 | 273.702 | 273.702 | 273.702 | 273.702 | 273.702 | 273.702 | 273.702 | 273.702 | 273.702 | 0 | 0 | 0 | 0 | 0 | 0 | 0 | 0 | 0 | 0 | 0 | 0 | 0 | 0 | 0 | 0 | 0 | 0 | 0 | 0 | 0 | 0 | 0 | 0 | 0 | 0 | 0 | 0 | 0 | 0 | 0 | 0 | 0 | 0 | 0 | 0 | 0 | 0 | 0 | 0 | 0 | 0 | 0 | 0 | 0 | 0 | 0 | 0 | 0 | 0 | 0 | 0 | 0 | 0 | 0 | 0 | 0 | 0 | 0 | 0 | 0 | 0 | 0 | 0 | 0 | 0 | 0 | 0 | 0 | 0 | 0 | 0 | 0 | 0 | 0 | 0 | 0 | 0 | 0 | 0 | 0 | 0 | 0 | 0 | 0 | 0 | 0 | 0 | 0 | 0 | 0 | 0 | 0 | 0 | 0 | 0 | 0 | 0 | 0 | 0 | 0 | 0 | 0 | 0 | 0 | 0 | 0 | 0 | 0 | 0 | 0 | 0 | ENERGY STAR (3.0) | ENERGY STAR (3.0) | ENERGY STAR (3.0) | ENERGY STAR (3.0) | ENERGY STAR (3.0) | ENERGY STAR (3.0) | ENERGY STAR (3.0) | ENERGY STAR (3.0) | ENERGY STAR (3.0) | ENERGY STAR (3.0) | ENERGY STAR (3.0) | ENERGY STAR (3.0) | ENERGY STAR (3.0) | ENERGY STAR (3.0) | ENERGY STAR (3.0) | ENERGY STAR (3.0) | ENERGY STAR (3.0) | ENERGY STAR (3.0) | ENERGY STAR (3.0) | ENERGY STAR (3.0) | ENERGY STAR (3.0) | ENERGY STAR (3.0) | ENERGY STAR (3.0) | ENERGY STAR (3.0) | ENERGY STAR (3.0) | ENERGY STAR (3.0) | ENERGY STAR (3.0) | ENERGY STAR (3.0) | 1550.9779 | 1550.9779 | 1550.9779 | 1550.9779 | 1550.9779 | 1550.9779 | 1550.9779 | 1550.9779 | 1550.9779 | 1550.9779 | 1550.9779 | 1550.9779 | 1550.9779 | 1550.9779 | 1550.9779 | 1550.9779 | 1550.9779 | 1550.9779 | 1550.9779 | 1550.9779 | 1550.9779 | 1550.9779 | 1550.9779 | 1550.9779 | 1550.9779 | 1550.9779 | 1550.9779 | 1550.9779 | 273.702 | 273.702 | 273.702 | 273.702 | 273.702 | 273.702 | 273.702 | 273.702 | 273.702 | 273.702 | 273.702 | 273.702 | 273.702 | 273.702 | 273.702 | 273.702 | 273.702 | 273.702 | 273.702 | 273.702 | 273.702 | 273.702 | 273.702 | 273.702 | 273.702 | 273.702 | 273.702 | 273.702 | 0 | 0 | 0 | 0 | 0 | 0 | 0 | 0 | 0 | 0 | 0 | 0 | 0 | 0 | 0 | 0 | 0 | 0 | 0 | 0 | 0 | 0 | 0 | 0 | 0 | 0 | 0 | 0 | 0 | 0 | 0 | 0 | 0 | 0 | 0 | 0 | 0 | 0 | 0 | 0 | 0 | 0 | 0 | 0 | 0 | 0 | 0 | 0 | 0 | 0 | 0 | 0 | 0 | 0 | 0 | 0 | 0 | 0 | 0 | 0 | 0 | 0 | 0 | 0 | 0 | 0 | 0 | 0 | 0 | 0 | 0 | 0 | 0 | 0 | 0 | 0 | 0 | 0 | 0 | 0 | 0 | 0 | 0 | 0 | 0 | 0
Rack Oven_Warehouse_Existing_ENERGY STAR (3.0) | Rack Oven_Warehouse_Existing | Rack Oven_Commercial_Existing_Standard_ENERGY STAR (3.0) | Commercial | Warehouse | Existing | Food Preparation | Natural Gas | Rack Oven | EQ | Standard | 17 | 10 | 13.5 | 273.702 | 0 | 0 | 0.0015279 | 1 | LO3Slow | 0.996 | n/a | A | WCE203 | 1 | 0.6 | 1 units | 0.0321 | 1409.253598996478 | 1409.2536 | 1409.253598996478 | 1409.2536 | RTF - ComCookingRackOven_v3_1 | RTF - ComCookingRackOven_v3_1 | RTF - ComCookingRackOven_v3_1 | 0 | 0 | 1550.9779 | Standard | Standard | Standard | Standard | Standard | Standard | Standard | Standard | Standard | Standard | Standard | Standard | Standard | Standard | Standard | Standard | Standard | Standard | Standard | Standard | Standard | Standard | Standard | Standard | Standard | Standard | Standard | Standard | 0 | 0 | 0 | 0.56755 | 0.62121 | 0.66817 | 0.70925 | 0.74521 | 0.77666 | 0.80419 | 0.82827 | 0.84934 | 0.79769 | 0.76126 | 0.73704 | 0.72257 | 0.14822 | 0.09374 | 0.050565 | 0.01672 | 0.12167 | 0.10646 | 0.093154 | 0.072748 | 0.048322 | 0.09225 | 0.11857 | 0.13173 | 0 | 0 | 0 | 0.56755 | 1.1888 | 1.8569 | 2.5662 | 3.3114 | 4.0881 | 4.8922 | 5.7205 | 6.5699 | 7.3675 | 8.1288 | 8.7949 | 9.3777 | 9.8877 | 10.334 | 10.7244 | 11.0661 | 11.4961 | 11.8935 | 12.089 | 12.2601 | 12.4098 | 12.5408 | 12.6554 | 12.7557 | 0 | 0 | 0 | 0.0016710123353780482 | 0.0018290132873295321 | 0.0019672641202870796 | 0.0020882335991249347 | 0.0021940818931080576 | 0.00228669915034329 | 0.0023677392504241183 | 0.0024386493379948437 | 0.002500695664619227 | 0.0023486176101115853 | 0.0022413453862053954 | 0.002170053754851977 | 0.0021274236964116716 | 0.0004363914140180489 | 0.00027599419328266917 | 0.00014887766188710326 | 4.922785407038838E-05 | 0.00035823031707036624 | 0.000313451527436569 | 0.00027427008650699847 | 0.0002141902519056283 | 0.00014227334128843165 | 0.00027160740694954843 | 0.0003491035811180601 | 0.0003878606611561274 | 0 | 0 | 0 | 0.0016710123353780482 | 0.00350002562270758 | 0.00546728974299466 | 0.0075555233421195946 | 0.009749605235227651 | 0.012036304385570943 | 0.01440404363599506 | 0.016842692973989905 | 0.019343388638609134 | 0.02169200624872072 | 0.023933351634926114 | 0.02610340538977809 | 0.028230829086189766 | 0.028667220500207813 | 0.028943214693490482 | 0.029092092355377585 | 0.02914132020944797 | 0.02949955052651834 | 0.029813002053954905 | 0.030087272140461904 | 0.030301462392367536 | 0.030443735733655965 | 0.030715343140605516 | 0.031064446721723576 | 0.031452307382879706 | ENERGY STAR (3.0) | ENERGY STAR (3.0) | ENERGY STAR (3.0) | ENERGY STAR (3.0) | ENERGY STAR (3.0) | ENERGY STAR (3.0) | ENERGY STAR (3.0) | ENERGY STAR (3.0) | ENERGY STAR (3.0) | ENERGY STAR (3.0) | ENERGY STAR (3.0) | ENERGY STAR (3.0) | ENERGY STAR (3.0) | ENERGY STAR (3.0) | ENERGY STAR (3.0) | ENERGY STAR (3.0) | ENERGY STAR (3.0) | ENERGY STAR (3.0) | ENERGY STAR (3.0) | ENERGY STAR (3.0) | ENERGY STAR (3.0) | ENERGY STAR (3.0) | ENERGY STAR (3.0) | ENERGY STAR (3.0) | ENERGY STAR (3.0) | ENERGY STAR (3.0) | ENERGY STAR (3.0) | ENERGY STAR (3.0) | 1550.9779 | 1550.9779 | 1550.9779 | 1550.9779 | 1550.9779 | 1550.9779 | 1550.9779 | 1550.9779 | 1550.9779 | 1550.9779 | 1550.9779 | 1550.9779 | 1550.9779 | 1550.9779 | 1550.9779 | 1550.9779 | 1550.9779 | 1550.9779 | 1550.9779 | 1550.9779 | 1550.9779 | 1550.9779 | 1550.9779 | 1550.9779 | 1550.9779 | 1550.9779 | 1550.9779 | 1550.9779 | 273.702 | 273.702 | 273.702 | 273.702 | 273.702 | 273.702 | 273.702 | 273.702 | 273.702 | 273.702 | 273.702 | 273.702 | 273.702 | 273.702 | 273.702 | 273.702 | 273.702 | 273.702 | 273.702 | 273.702 | 273.702 | 273.702 | 273.702 | 273.702 | 273.702 | 273.702 | 273.702 | 273.702 | 0 | 0 | 0 | 0.0026688 | 0.0075128 | 0.017958 | 0.037411 | 0.069296 | 0.11598 | 0.17775 | 0.25237 | 0.3353 | 0.38678 | 0.43312 | 0.47357 | 0.50805 | 0.53433 | 0.5537 | 0.5637 | 0.56187 | 0.65523 | 0.62768 | 0.58194 | 0.5135 | 0.42771 | 0.36967 | 0.31473 | 0.26489 | 0 | 0 | 0 | 0.0026688 | 0.010182 | 0.02814 | 0.065551 | 0.13485 | 0.25083 | 0.42858 | 0.68094 | 1.0162 | 1.403 | 1.8361 | 2.3094 | 2.8162 | 3.3499 | 3.9035 | 4.4699 | 5.0413 | 5.7192 | 6.3905 | 7.0442 | 7.6675 | 8.2485 | 8.7806 | 9.2591 | 9.6807 | 0 | 0 | 0 | 7.857504792064522E-06 | 2.2119593947290435E-05 | 5.287358192657168E-05 | 0.00011014788331748302 | 0.00020402649964298798 | 0.00034147056819443727 | 0.0005233507214217894 | 0.0007430312240486159 | 0.0009872257101834672 | 0.0011387770528204747 | 0.0012752267484986677 | 0.0013943247767947801 | 0.0014958352691908643 | 0.0015732146599219123 | 0.0016302498137871506 | 0.0016596730940640527 | 0.001654289253560881 | 0.0019291823527722582 | 0.0018480423557471893 | 0.0017133743832240932 | 0.0015118824273667832 | 0.0012592979448380409 | 0.0010884142116814866 | 0.0009266548737262723 | 0.0007799024768121079 | 0 | 0 | 0 | 7.857504792064522E-06 | 2.9977098739354957E-05 | 8.285068066592664E-05 | 0.00019299856398340964 | 0.0003970250636263976 | 0.0007384956318208348 | 0.0012618463532426242 | 0.0020048775772912404 | 0.002992103287474707 | 0.004130880340295182 | 0.005406107088793849 | 0.0068004318655886286 | 0.008296267134779494 | 0.009869481794701407 | 0.011499731608488557 | 0.013159404702552611 | 0.014813693956113492 | 0.01674287630888575 | 0.01859091866463294 | 0.020304293047857032 | 0.02181617547522382 | 0.02307547342006186 | 0.024163887631743344 | 0.025090542505469614 | 0.025870444982281724 | ENERGY STAR (3.0) | ENERGY STAR (3.0) | ENERGY STAR (3.0) | ENERGY STAR (3.0) | ENERGY STAR (3.0) | ENERGY STAR (3.0) | ENERGY STAR (3.0) | ENERGY STAR (3.0) | ENERGY STAR (3.0) | ENERGY STAR (3.0) | ENERGY STAR (3.0) | ENERGY STAR (3.0) | ENERGY STAR (3.0) | ENERGY STAR (3.0) | ENERGY STAR (3.0) | ENERGY STAR (3.0) | ENERGY STAR (3.0) | ENERGY STAR (3.0) | ENERGY STAR (3.0) | ENERGY STAR (3.0) | ENERGY STAR (3.0) | ENERGY STAR (3.0) | ENERGY STAR (3.0) | ENERGY STAR (3.0) | ENERGY STAR (3.0) | ENERGY STAR (3.0) | ENERGY STAR (3.0) | ENERGY STAR (3.0) | 1550.9779 | 1550.9779 | 1550.9779 | 1550.9779 | 1550.9779 | 1550.9779 | 1550.9779 | 1550.9779 | 1550.9779 | 1550.9779 | 1550.9779 | 1550.9779 | 1550.9779 | 1550.9779 | 1550.9779 | 1550.9779 | 1550.9779 | 1550.9779 | 1550.9779 | 1550.9779 | 1550.9779 | 1550.9779 | 1550.9779 | 1550.9779 | 1550.9779 | 1550.9779 | 1550.9779 | 1550.9779 | 273.702 | 273.702 | 273.702 | 273.702 | 273.702 | 273.702 | 273.702 | 273.702 | 273.702 | 273.702 | 273.702 | 273.702 | 273.702 | 273.702 | 273.702 | 273.702 | 273.702 | 273.702 | 273.702 | 273.702 | 273.702 | 273.702 | 273.702 | 273.702 | 273.702 | 273.702 | 273.702 | 273.702 | 0 | 0 | 0 | 0.0026688 | 0.0075128 | 0.017958 | 0.037411 | 0.069296 | 0.11598 | 0.17775 | 0.25237 | 0.3353 | 0.38678 | 0.43312 | 0.47357 | 0.50805 | 0.53433 | 0.5537 | 0.5637 | 0.56187 | 0.65523 | 0.62768 | 0.58194 | 0.5135 | 0.42771 | 0.36967 | 0.31473 | 0.26489 | 0 | 0 | 0 | 0.0026688 | 0.010182 | 0.02814 | 0.065551 | 0.13485 | 0.25083 | 0.42858 | 0.68094 | 1.0162 | 1.403 | 1.8361 | 2.3094 | 2.8162 | 3.3499 | 3.9035 | 4.4699 | 5.0413 | 5.7192 | 6.3905 | 7.0442 | 7.6675 | 8.2485 | 8.7806 | 9.2591 | 9.6807 | 0 | 0 | 0 | 7.8575e-06 | 2.212e-05 | 5.287358192657168E-05 | 0.00011014788331748302 | 0.00020402649964298798 | 0.00034147056819443727 | 0.0005233507214217894 | 0.0007430312240486159 | 0.0009872257101834672 | 0.0011387770528204747 | 0.0012752267484986667 | 0.0013943247767947801 | 0.0014958352691908639 | 0.0015732146599219123 | 0.0016302498137871506 | 0.0016596730940640517 | 0.001654289253560881 | 0.0019291823527722574 | 0.0018480423557471902 | 0.0017133743832240932 | 0.0015118824273667832 | 0.0012592979448380409 | 0.0010884142116814866 | 0.0009266548737262693 | 0.0007799024768121089 | 0 | 0
Gas Boiler - Insulate Hot Water Lines_Lodging_Existing_Installing pipe wrap insulation to a length of pipe | Gas Boiler - Insulate Hot Water Lines_Lodging_Existing | Gas Boiler - Insulate Hot Water Lines_Commercial_Existing_bare pipe_Installing pipe wrap insulation to a length of pipe | Commercial | Lodging | Existing | Space Heating | Natural Gas | Gas Boiler - Insulate Hot Water Lines | NEQ | bare pipe | 15 | 15 | 15 | 1.3333 | 0 | 0 | 0.3 | 0.4 | Retro5Med | 8.35569166605469E-06 | TBD | A | WCM628 | 0.7 | 0.42 | boiler pipe | 0.0321 | 2004.7275030041776 | 2004.7275 | 1581.1935234962527 | 1581.1935 | IL TRM v13 - 4.4.14 - Pipe Insulation - CI-HVC-PINS-V09-250101 | IL TRM v13 - 4.4.14 - Pipe Insulation - CI-HVC-PINS-V09-250101 | IL TRM v13 - 4.4.14 - Pipe Insulation - CI-HVC-PINS-V09-250101 | 0 | 0 | 21.9977 | bare pipe | bare pipe | bare pipe | bare pipe | bare pipe | bare pipe | bare pipe | bare pipe | bare pipe | bare pipe | bare pipe | bare pipe | bare pipe | bare pipe | bare pipe | bare pipe | bare pipe | bare pipe | bare pipe | bare pipe | bare pipe | bare pipe | bare pipe | bare pipe | bare pipe | bare pipe | bare pipe | bare pipe | 0 | 0 | 0 | 234.4322 | 283.2865 | 340.7777 | 388.3692 | 434.3123 | 497.0956 | 533.1319 | 531.8217 | 488.9628 | 409.8185 | 309.1438 | 199.4445 | 112.9057 | 53.0135 | 21.8738 | 7.759 | 2.3666 | 0.50425 | 0.045456 | 0.029718 | 0 | 0 | 0 | 0 | 0 | 0 | 0 | 0 | 234.4322 | 514.0058 | 846.0619 | 1218.9895 | 1629.4386 | 2092.3009 | 2578.6634 | 3049.8329 | 3464.461 | 3787.8423 | 4001.5423 | 4100.1955 | 4110.3978 | 4061.4457 | 3982.8211 | 3892.8632 | 3803.7421 | 3718.9851 | 3642.0648 | 3571.6376 | 3508.2434 | 3449.7472 | 3395.7543 | 3345.9106 | 3299.8905 | 0 | 0 | 0 | 2.548535669662896 | 3.1291953571524713 | 3.8292193818469373 | 4.4451203540631905 | 5.070222662458295 | 5.92769974777499 | 6.5027786775696255 | 6.643047755576699 | 6.260275271481784 | 5.381236859536471 | 4.164228279140334 | 2.7559746195191783 | 1.6002433274627488 | 0.7704875280376193 | 0.3259754926313006 | 0.11853654277501836 | 0.03702548298242998 | 0.008069874122843589 | 0.0007428411019411175 | 0.0004952274012940787 | 0 | 0 | 0 | 0 | 0 | 0 | 0 | 0 | 2.548535669662896 | 5.677731026815367 | 9.506950408662306 | 13.952070762725496 | 19.02229342518379 | 24.94999317295878 | 31.452771850528404 | 38.0958196061051 | 44.356094877586884 | 49.737331737123355 | 53.90156001626369 | 56.65753463578287 | 58.257777963245616 | 59.02826549128323 | 59.354240983914536 | 59.472777526689555 | 59.509803009671984 | 59.51787288379483 | 59.51861572489677 | 59.51911095229806 | 59.51911095229806 | 59.51911095229806 | 59.51911095229806 | 59.51911095229806 | 59.51911095229806 | Installing pipe wrap insulation to a length of pipe | Installing pipe wrap insulation to a length of pipe | Installing pipe wrap insulation to a length of pipe | Installing pipe wrap insulation to a length of pipe | Installing pipe wrap insulation to a length of pipe | Installing pipe wrap insulation to a length of pipe | Installing pipe wrap insulation to a length of pipe | Installing pipe wrap insulation to a length of pipe | Installing pipe wrap insulation to a length of pipe | Installing pipe wrap insulation to a length of pipe | Installing pipe wrap insulation to a length of pipe | Installing pipe wrap insulation to a length of pipe | Installing pipe wrap insulation to a length of pipe | Installing pipe wrap insulation to a length of pipe | Installing pipe wrap insulation to a length of pipe | Installing pipe wrap insulation to a length of pipe | Installing pipe wrap insulation to a length of pipe | Installing pipe wrap insulation to a length of pipe | Installing pipe wrap insulation to a length of pipe | Installing pipe wrap insulation to a length of pipe | Installing pipe wrap insulation to a length of pipe | Installing pipe wrap insulation to a length of pipe | Installing pipe wrap insulation to a length of pipe | Installing pipe wrap insulation to a length of pipe | Installing pipe wrap insulation to a length of pipe | Installing pipe wrap insulation to a length of pipe | Installing pipe wrap insulation to a length of pipe | Installing pipe wrap insulation to a length of pipe | 21.9977 | 21.9977 | 21.9977 | 21.9977 | 21.9977 | 21.9977 | 21.9977 | 21.9977 | 21.9977 | 21.9977 | 21.9977 | 21.9977 | 21.9977 | 21.9977 | 21.9977 | 21.9977 | 21.9977 | 21.9977 | 21.9977 | 21.9977 | 21.9977 | 21.9977 | 21.9977 | 21.9977 | 21.9977 | 21.9977 | 21.9977 | 21.9977 | 1.3333 | 1.3333 | 1.3333 | 1.3333 | 1.3333 | 1.3333 | 1.3333 | 1.3333 | 1.3333 | 1.3333 | 1.3333 | 1.3333 | 1.3333 | 1.3333 | 1.3333 | 1.3333 | 1.3333 | 1.3333 | 1.3333 | 1.3333 | 1.3333 | 1.3333 | 1.3333 | 1.3333 | 1.3333 | 1.3333 | 1.3333 | 1.3333 | 0 | 0 | 0 | 0 | 0 | 0 | 0 | 0 | 0 | 0 | 0 | 0 | 0 | 0 | 0 | 0 | 0 | 0 | 0 | 0 | 0 | 0 | 0 | 0 | 0 | 0 | 0 | 0 | 0 | 0 | 0 | 0 | 0 | 0 | 0 | 0 | 0 | 0 | 0 | 0 | 0 | 0 | 0 | 0 | 0 | 0 | 0 | 0 | 0 | 0 | 0 | 0 | 0 | 0 | 0 | 0 | 0 | 0 | 0 | 0 | 0 | 0 | 0 | 0 | 0 | 0 | 0 | 0 | 0 | 0 | 0 | 0 | 0 | 0 | 0 | 0 | 0 | 0 | 0 | 0 | 0 | 0 | 0 | 0 | 0 | 0 | 0 | 0 | 0 | 0 | 0 | 0 | 0 | 0 | 0 | 0 | 0 | 0 | 0 | 0 | 0 | 0 | 0 | 0 | 0 | 0 | 0 | 0 | 0 | 0 | 0 | 0 | Installing pipe wrap insulation to a length of pipe | Installing pipe wrap insulation to a length of pipe | Installing pipe wrap insulation to a length of pipe | Installing pipe wrap insulation to a length of pipe | Installing pipe wrap insulation to a length of pipe | Installing pipe wrap insulation to a length of pipe | Installing pipe wrap insulation to a length of pipe | Installing pipe wrap insulation to a length of pipe | Installing pipe wrap insulation to a length of pipe | Installing pipe wrap insulation to a length of pipe | Installing pipe wrap insulation to a length of pipe | Installing pipe wrap insulation to a length of pipe | Installing pipe wrap insulation to a length of pipe | Installing pipe wrap insulation to a length of pipe | Installing pipe wrap insulation to a length of pipe | Installing pipe wrap insulation to a length of pipe | Installing pipe wrap insulation to a length of pipe | Installing pipe wrap insulation to a length of pipe | Installing pipe wrap insulation to a length of pipe | Installing pipe wrap insulation to a length of pipe | Installing pipe wrap insulation to a length of pipe | Installing pipe wrap insulation to a length of pipe | Installing pipe wrap insulation to a length of pipe | Installing pipe wrap insulation to a length of pipe | Installing pipe wrap insulation to a length of pipe | Installing pipe wrap insulation to a length of pipe | Installing pipe wrap insulation to a length of pipe | Installing pipe wrap insulation to a length of pipe | 21.9977 | 21.9977 | 21.9977 | 21.9977 | 21.9977 | 21.9977 | 21.9977 | 21.9977 | 21.9977 | 21.9977 | 21.9977 | 21.9977 | 21.9977 | 21.9977 | 21.9977 | 21.9977 | 21.9977 | 21.9977 | 21.9977 | 21.9977 | 21.9977 | 21.9977 | 21.9977 | 21.9977 | 21.9977 | 21.9977 | 21.9977 | 21.9977 | 1.3333 | 1.3333 | 1.3333 | 1.3333 | 1.3333 | 1.3333 | 1.3333 | 1.3333 | 1.3333 | 1.3333 | 1.3333 | 1.3333 | 1.3333 | 1.3333 | 1.3333 | 1.3333 | 1.3333 | 1.3333 | 1.3333 | 1.3333 | 1.3333 | 1.3333 | 1.3333 | 1.3333 | 1.3333 | 1.3333 | 1.3333 | 1.3333 | 0 | 0 | 0 | 200.8983 | 244.8933 | 297.3098 | 342.1669 | 386.6565 | 447.4924 | 485.6219 | 490.4994 | 456.9039 | 388.2163 | 297.1544 | 194.6239 | 111.9055 | 53.3937 | 22.4031 | 8.0894 | 2.5111 | 0.54435 | 0.049878 | 0.033117 | 0 | 0 | 0 | 0 | 0 | 0 | 0 | 0 | 200.8983 | 444.3437 | 738.1426 | 1073.9724 | 1450.6451 | 1883.5184 | 2348.8656 | 2812.8622 | 3237.3137 | 3588.1798 | 3846.3517 | 4001.0931 | 4073.9858 | 4090.5734 | 4079.1944 | 4058.6543 | 4035.9786 | 4014.7536 | 3996.3841 | 3980.128 | 3966.7611 | 3954.6423 | 3943.7103 | 3933.8928 | 3925.1174 | 0 | 0 | 0 | 2.1663 | 2.6598 | 3.2548364745698968 | 3.7783523009537126 | 4.30968926308955 | 5.0385447856087415 | 5.527361875934181 | 5.646590592240195 | 5.321233980759515 | 4.574051330606 | 3.539594037269285 | 2.342578426591302 | 1.3602068283433366 | 0.6549143988319766 | 0.27707916873660554 | 0.10075606135876565 | 0.031471660535065483 | 0.00685939300441705 | 0.0006314149366499498 | 0.0004209432910999666 | 0 | 0 | 0 | 0 | 0 | 0 | 0
Gas Boiler - Insulate Hot Water Lines_Healthcare_Existing_Installing pipe wrap insulation to a length of pipe | Gas Boiler - Insulate Hot Water Lines_Healthcare_Existing | Gas Boiler - Insulate Hot Water Lines_Commercial_Existing_bare pipe_Installing pipe wrap insulation to a length of pipe | Commercial | Healthcare | Existing | Space Heating | Natural Gas | Gas Boiler - Insulate Hot Water Lines | NEQ | bare pipe | 15 | 15 | 15 | 1.2133 | 0 | 0 | 0.3 | 0.4 | Retro5Med | 8.35569166605469E-06 | TBD | A | WCM528 | 0.7 | 0.42 | boiler pipe | 0.0321 | 2213.7055609996737 | 2213.7056 | 1746.021287549038 | 1746.0213 | IL TRM v13 - 4.4.14 - Pipe Insulation - CI-HVC-PINS-V09-250101 | IL TRM v13 - 4.4.14 - Pipe Insulation - CI-HVC-PINS-V09-250101 | IL TRM v13 - 4.4.14 - Pipe Insulation - CI-HVC-PINS-V09-250101 | 0 | 0 | 21.9977 | bare pipe | bare pipe | bare pipe | bare pipe | bare pipe | bare pipe | bare pipe | bare pipe | bare pipe | bare pipe | bare pipe | bare pipe | bare pipe | bare pipe | bare pipe | bare pipe | bare pipe | bare pipe | bare pipe | bare pipe | bare pipe | bare pipe | bare pipe | bare pipe | bare pipe | bare pipe | bare pipe | bare pipe | 0 | 0 | 0 | 172.7028 | 208.404 | 250.1792 | 284.2795 | 316.6275 | 360.4655 | 384.0783 | 380.321 | 346.9871 | 288.664 | 216.3001 | 138.7787 | 78.2319 | 36.6276 | 15.0907 | 5.3504 | 1.6324 | 0.34812 | 0.031424 | 0.020575 | 0 | 0 | 0 | 0 | 0 | 0 | 0 | 0 | 172.7028 | 378.1362 | 621.1295 | 892.2792 | 1187.9124 | 1517.2179 | 1857.7177 | 2181.0231 | 2458.5168 | 2668.0438 | 2799.7775 | 2853.0232 | 2848.0755 | 2806.0968 | 2747.7344 | 2684.4407 | 2623.7136 | 2567.5116 | 2517.7605 | 2472.8329 | 2433.806 | 2397.7822 | 2364.548 | 2333.886 | 2305.597 | 0 | 0 | 0 | 1.8484637592515163 | 2.2696186999335004 | 2.7773491020056276 | 3.224064696368926 | 3.6774540589928573 | 4.299385835527964 | 4.716493028920764 | 4.818230787715406 | 4.540604277201733 | 3.9030339787699906 | 3.0203324798900653 | 1.9989201117487343 | 1.160663290692813 | 0.558837880703947 | 0.23643141106705456 | 0.08597505856983802 | 0.026854740263791737 | 0.005853114019695519 | 0.0005387858102854197 | 0.0003591905401902797 | 0 | 0 | 0 | 0 | 0 | 0 | 0 | 0 | 1.8484637592515163 | 4.1180824591850165 | 6.895431561190644 | 10.11949625755957 | 13.796950316552428 | 18.096336152080394 | 22.812829181001156 | 27.63105996871656 | 32.17166424591829 | 36.074698224688284 | 39.09503070457835 | 41.09395081632708 | 42.25461410701989 | 42.81345198772384 | 43.04988339879089 | 43.135858457360726 | 43.16271319762452 | 43.16856631164421 | 43.169105097454505 | 43.16946428799469 | 43.16946428799469 | 43.16946428799469 | 43.16946428799469 | 43.16946428799469 | 43.16946428799469 | Installing pipe wrap insulation to a length of pipe | Installing pipe wrap insulation to a length of pipe | Installing pipe wrap insulation to a length of pipe | Installing pipe wrap insulation to a length of pipe | Installing pipe wrap insulation to a length of pipe | Installing pipe wrap insulation to a length of pipe | Installing pipe wrap insulation to a length of pipe | Installing pipe wrap insulation to a length of pipe | Installing pipe wrap insulation to a length of pipe | Installing pipe wrap insulation to a length of pipe | Installing pipe wrap insulation to a length of pipe | Installing pipe wrap insulation to a length of pipe | Installing pipe wrap insulation to a length of pipe | Installing pipe wrap insulation to a length of pipe | Installing pipe wrap insulation to a length of pipe | Installing pipe wrap insulation to a length of pipe | Installing pipe wrap insulation to a length of pipe | Installing pipe wrap insulation to a length of pipe | Installing pipe wrap insulation to a length of pipe | Installing pipe wrap insulation to a length of pipe | Installing pipe wrap insulation to a length of pipe | Installing pipe wrap insulation to a length of pipe | Installing pipe wrap insulation to a length of pipe | Installing pipe wrap insulation to a length of pipe | Installing pipe wrap insulation to a length of pipe | Installing pipe wrap insulation to a length of pipe | Installing pipe wrap insulation to a length of pipe | Installing pipe wrap insulation to a length of pipe | 21.9977 | 21.9977 | 21.9977 | 21.9977 | 21.9977 | 21.9977 | 21.9977 | 21.9977 | 21.9977 | 21.9977 | 21.9977 | 21.9977 | 21.9977 | 21.9977 | 21.9977 | 21.9977 | 21.9977 | 21.9977 | 21.9977 | 21.9977 | 21.9977 | 21.9977 | 21.9977 | 21.9977 | 21.9977 | 21.9977 | 21.9977 | 21.9977 | 1.2133 | 1.2133 | 1.2133 | 1.2133 | 1.2133 | 1.2133 | 1.2133 | 1.2133 | 1.2133 | 1.2133 | 1.2133 | 1.2133 | 1.2133 | 1.2133 | 1.2133 | 1.2133 | 1.2133 | 1.2133 | 1.2133 | 1.2133 | 1.2133 | 1.2133 | 1.2133 | 1.2133 | 1.2133 | 1.2133 | 1.2133 | 1.2133 | 0 | 0 | 0 | 0 | 0 | 0 | 0 | 0 | 0 | 0 | 0 | 0 | 0 | 0 | 0 | 0 | 0 | 0 | 0 | 0 | 0 | 0 | 0 | 0 | 0 | 0 | 0 | 0 | 0 | 0 | 0 | 0 | 0 | 0 | 0 | 0 | 0 | 0 | 0 | 0 | 0 | 0 | 0 | 0 | 0 | 0 | 0 | 0 | 0 | 0 | 0 | 0 | 0 | 0 | 0 | 0 | 0 | 0 | 0 | 0 | 0 | 0 | 0 | 0 | 0 | 0 | 0 | 0 | 0 | 0 | 0 | 0 | 0 | 0 | 0 | 0 | 0 | 0 | 0 | 0 | 0 | 0 | 0 | 0 | 0 | 0 | 0 | 0 | 0 | 0 | 0 | 0 | 0 | 0 | 0 | 0 | 0 | 0 | 0 | 0 | 0 | 0 | 0 | 0 | 0 | 0 | 0 | 0 | 0 | 0 | 0 | 0 | Installing pipe wrap insulation to a length of pipe | Installing pipe wrap insulation to a length of pipe | Installing pipe wrap insulation to a length of pipe | Installing pipe wrap insulation to a length of pipe | Installing pipe wrap insulation to a length of pipe | Installing pipe wrap insulation to a length of pipe | Installing pipe wrap insulation to a length of pipe | Installing pipe wrap insulation to a length of pipe | Installing pipe wrap insulation to a length of pipe | Installing pipe wrap insulation to a length of pipe | Installing pipe wrap insulation to a length of pipe | Installing pipe wrap insulation to a length of pipe | Installing pipe wrap insulation to a length of pipe | Installing pipe wrap insulation to a length of pipe | Installing pipe wrap insulation to a length of pipe | Installing pipe wrap insulation to a length of pipe | Installing pipe wrap insulation to a length of pipe | Installing pipe wrap insulation to a length of pipe | Installing pipe wrap insulation to a length of pipe | Installing pipe wrap insulation to a length of pipe | Installing pipe wrap insulation to a length of pipe | Installing pipe wrap insulation to a length of pipe | Installing pipe wrap insulation to a length of pipe | Installing pipe wrap insulation to a length of pipe | Installing pipe wrap insulation to a length of pipe | Installing pipe wrap insulation to a length of pipe | Installing pipe wrap insulation to a length of pipe | Installing pipe wrap insulation to a length of pipe | 21.9977 | 21.9977 | 21.9977 | 21.9977 | 21.9977 | 21.9977 | 21.9977 | 21.9977 | 21.9977 | 21.9977 | 21.9977 | 21.9977 | 21.9977 | 21.9977 | 21.9977 | 21.9977 | 21.9977 | 21.9977 | 21.9977 | 21.9977 | 21.9977 | 21.9977 | 21.9977 | 21.9977 | 21.9977 | 21.9977 | 21.9977 | 21.9977 | 1.2133 | 1.2133 | 1.2133 | 1.2133 | 1.2133 | 1.2133 | 1.2133 | 1.2133 | 1.2133 | 1.2133 | 1.2133 | 1.2133 | 1.2133 | 1.2133 | 1.2133 | 1.2133 | 1.2133 | 1.2133 | 1.2133 | 1.2133 | 1.2133 | 1.2133 | 1.2133 | 1.2133 | 1.2133 | 1.2133 | 1.2133 | 1.2133 | 0 | 0 | 0 | 0 | 0 | 0 | 0 | 0 | 0 | 0 | 0 | 0 | 0 | 0 | 0 | 0 | 0 | 0 | 0 | 0 | 0 | 0 | 0 | 0 | 0 | 0 | 0 | 0 | 0 | 0 | 0 | 0 | 0 | 0 | 0 | 0 | 0 | 0 | 0 | 0 | 0 | 0 | 0 | 0 | 0 | 0 | 0 | 0 | 0 | 0 | 0 | 0 | 0 | 0 | 0 | 0 | 0 | 0 | 0 | 0 | 0 | 0 | 0 | 0 | 0 | 0 | 0 | 0 | 0 | 0 | 0 | 0 | 0 | 0 | 0 | 0 | 0 | 0 | 0 | 0 | 0 | 0 | 0 | 0 | 0 | 0
Gas Boiler - Insulate Hot Water Lines_Miscellaneous_Existing_Installing pipe wrap insulation to a length of pipe | Gas Boiler - Insulate Hot Water Lines_Miscellaneous_Existing | Gas Boiler - Insulate Hot Water Lines_Commercial_Existing_bare pipe_Installing pipe wrap insulation to a length of pipe | Commercial | Miscellaneous | Existing | Space Heating | Natural Gas | Gas Boiler - Insulate Hot Water Lines | NEQ | bare pipe | 15 | 15 | 15 | 1.1967 | 0 | 0 | 0.3 | 0.4 | Retro5Med | 8.35569166605469E-06 | TBD | A | WCM828 | 0.7 | 0.42 | boiler pipe | 0.0321 | 2233.702911758362 | 2233.7029 | 1761.7938458939175 | 1761.7938 | IL TRM v13 - 4.4.14 - Pipe Insulation - CI-HVC-PINS-V09-250101 | IL TRM v13 - 4.4.14 - Pipe Insulation - CI-HVC-PINS-V09-250101 | IL TRM v13 - 4.4.14 - Pipe Insulation - CI-HVC-PINS-V09-250101 | 0 | 0 | 21.9977 | bare pipe | bare pipe | bare pipe | bare pipe | bare pipe | bare pipe | bare pipe | bare pipe | bare pipe | bare pipe | bare pipe | bare pipe | bare pipe | bare pipe | bare pipe | bare pipe | bare pipe | bare pipe | bare pipe | bare pipe | bare pipe | bare pipe | bare pipe | bare pipe | bare pipe | bare pipe | bare pipe | bare pipe | 0 | 0 | 0 | 2602.0002 | 3149.7011 | 3795.748 | 4334.8385 | 4859.2926 | 5577.1004 | 6000.208 | 6006.5815 | 5544.1665 | 4666.57 | 3536.2789 | 2292.3995 | 1304.1724 | 615.4547 | 255.2976 | 91.0385 | 27.9098 | 5.9766 | 0.54127 | 0.35541 | 0 | 0 | 0 | 0 | 0 | 0 | 0 | 0 | 2602.0002 | 5714.9374 | 9423.8497 | 13605.9249 | 18230.9329 | 23474.3024 | 29021.9279 | 34445.8832 | 39282.23 | 43131.8572 | 45773.4155 | 47127.3231 | 47479.1465 | 47150.9571 | 46485.0691 | 45676.3206 | 44858.5253 | 44079.5572 | 43368.2926 | 42715.4636 | 42127.3288 | 41585.3226 | 41085.7697 | 40625.2956 | 40200.801 | 0 | 0 | 0 | 110.396667757936 | 135.54950174149678 | 165.87292259712476 | 192.55232748477204 | 219.63031296328845 | 256.7742360500201 | 281.68532452441656 | 287.7614563933133 | 271.18063813892485 | 233.10272827673865 | 180.38473279884104 | 119.38244304055863 | 69.31883789451791 | 33.375736764027145 | 14.120504015549944 | 5.134728732927252 | 1.6038582437926407 | 0.3495682728685407 | 0.03217815756087884 | 0.02145210504058589 | 0 | 0 | 0 | 0 | 0 | 0 | 0 | 0 | 110.396667757936 | 245.94616949943278 | 411.8190920965576 | 604.3714195813296 | 824.0017325446181 | 1080.7759685946382 | 1362.4612931190547 | 1650.222749512368 | 1921.4033876512926 | 2154.5061159280312 | 2334.8908487268723 | 2454.273291767431 | 2523.592129661949 | 2556.9678664259764 | 2571.088370441526 | 2576.223099174453 | 2577.826957418246 | 2578.1765256911144 | 2578.208703848675 | 2578.230155953716 | 2578.230155953716 | 2578.230155953716 | 2578.230155953716 | 2578.230155953716 | 2578.230155953716 | Installing pipe wrap insulation to a length of pipe | Installing pipe wrap insulation to a length of pipe | Installing pipe wrap insulation to a length of pipe | Installing pipe wrap insulation to a length of pipe | Installing pipe wrap insulation to a length of pipe | Installing pipe wrap insulation to a length of pipe | Installing pipe wrap insulation to a length of pipe | Installing pipe wrap insulation to a length of pipe | Installing pipe wrap insulation to a length of pipe | Installing pipe wrap insulation to a length of pipe | Installing pipe wrap insulation to a length of pipe | Installing pipe wrap insulation to a length of pipe | Installing pipe wrap insulation to a length of pipe | Installing pipe wrap insulation to a length of pipe | Installing pipe wrap insulation to a length of pipe | Installing pipe wrap insulation to a length of pipe | Installing pipe wrap insulation to a length of pipe | Installing pipe wrap insulation to a length of pipe | Installing pipe wrap insulation to a length of pipe | Installing pipe wrap insulation to a length of pipe | Installing pipe wrap insulation to a length of pipe | Installing pipe wrap insulation to a length of pipe | Installing pipe wrap insulation to a length of pipe | Installing pipe wrap insulation to a length of pipe | Installing pipe wrap insulation to a length of pipe | Installing pipe wrap insulation to a length of pipe | Installing pipe wrap insulation to a length of pipe | Installing pipe wrap insulation to a length of pipe | 21.9977 | 21.9977 | 21.9977 | 21.9977 | 21.9977 | 21.9977 | 21.9977 | 21.9977 | 21.9977 | 21.9977 | 21.9977 | 21.9977 | 21.9977 | 21.9977 | 21.9977 | 21.9977 | 21.9977 | 21.9977 | 21.9977 | 21.9977 | 21.9977 | 21.9977 | 21.9977 | 21.9977 | 21.9977 | 21.9977 | 21.9977 | 21.9977 | 1.1967 | 1.1967 | 1.1967 | 1.1967 | 1.1967 | 1.1967 | 1.1967 | 1.1967 | 1.1967 | 1.1967 | 1.1967 | 1.1967 | 1.1967 | 1.1967 | 1.1967 | 1.1967 | 1.1967 | 1.1967 | 1.1967 | 1.1967 | 1.1967 | 1.1967 | 1.1967 | 1.1967 | 1.1967 | 1.1967 | 1.1967 | 1.1967 | 0 | 0 | 0 | 0 | 0 | 0 | 0 | 0 | 0 | 0 | 0 | 0 | 0 | 0 | 0 | 0 | 0 | 0 | 0 | 0 | 0 | 0 | 0 | 0 | 0 | 0 | 0 | 0 | 0 | 0 | 0 | 0 | 0 | 0 | 0 | 0 | 0 | 0 | 0 | 0 | 0 | 0 | 0 | 0 | 0 | 0 | 0 | 0 | 0 | 0 | 0 | 0 | 0 | 0 | 0 | 0 | 0 | 0 | 0 | 0 | 0 | 0 | 0 | 0 | 0 | 0 | 0 | 0 | 0 | 0 | 0 | 0 | 0 | 0 | 0 | 0 | 0 | 0 | 0 | 0 | 0 | 0 | 0 | 0 | 0 | 0 | 0 | 0 | 0 | 0 | 0 | 0 | 0 | 0 | 0 | 0 | 0 | 0 | 0 | 0 | 0 | 0 | 0 | 0 | 0 | 0 | 0 | 0 | 0 | 0 | 0 | 0 | Installing pipe wrap insulation to a length of pipe | Installing pipe wrap insulation to a length of pipe | Installing pipe wrap insulation to a length of pipe | Installing pipe wrap insulation to a length of pipe | Installing pipe wrap insulation to a length of pipe | Installing pipe wrap insulation to a length of pipe | Installing pipe wrap insulation to a length of pipe | Installing pipe wrap insulation to a length of pipe | Installing pipe wrap insulation to a length of pipe | Installing pipe wrap insulation to a length of pipe | Installing pipe wrap insulation to a length of pipe | Installing pipe wrap insulation to a length of pipe | Installing pipe wrap insulation to a length of pipe | Installing pipe wrap insulation to a length of pipe | Installing pipe wrap insulation to a length of pipe | Installing pipe wrap insulation to a length of pipe | Installing pipe wrap insulation to a length of pipe | Installing pipe wrap insulation to a length of pipe | Installing pipe wrap insulation to a length of pipe | Installing pipe wrap insulation to a length of pipe | Installing pipe wrap insulation to a length of pipe | Installing pipe wrap insulation to a length of pipe | Installing pipe wrap insulation to a length of pipe | Installing pipe wrap insulation to a length of pipe | Installing pipe wrap insulation to a length of pipe | Installing pipe wrap insulation to a length of pipe | Installing pipe wrap insulation to a length of pipe | Installing pipe wrap insulation to a length of pipe | 21.9977 | 21.9977 | 21.9977 | 21.9977 | 21.9977 | 21.9977 | 21.9977 | 21.9977 | 21.9977 | 21.9977 | 21.9977 | 21.9977 | 21.9977 | 21.9977 | 21.9977 | 21.9977 | 21.9977 | 21.9977 | 21.9977 | 21.9977 | 21.9977 | 21.9977 | 21.9977 | 21.9977 | 21.9977 | 21.9977 | 21.9977 | 21.9977 | 1.1967 | 1.1967 | 1.1967 | 1.1967 | 1.1967 | 1.1967 | 1.1967 | 1.1967 | 1.1967 | 1.1967 | 1.1967 | 1.1967 | 1.1967 | 1.1967 | 1.1967 | 1.1967 | 1.1967 | 1.1967 | 1.1967 | 1.1967 | 1.1967 | 1.1967 | 1.1967 | 1.1967 | 1.1967 | 1.1967 | 1.1967 | 1.1967 | 0 | 0 | 0 | 0 | 0 | 0 | 0 | 0 | 0 | 0 | 0 | 0 | 0 | 0 | 0 | 0 | 0 | 0 | 0 | 0 | 0 | 0 | 0 | 0 | 0 | 0 | 0 | 0 | 0 | 0 | 0 | 0 | 0 | 0 | 0 | 0 | 0 | 0 | 0 | 0 | 0 | 0 | 0 | 0 | 0 | 0 | 0 | 0 | 0 | 0 | 0 | 0 | 0 | 0 | 0 | 0 | 0 | 0 | 0 | 0 | 0 | 0 | 0 | 0 | 0 | 0 | 0 | 0 | 0 | 0 | 0 | 0 | 0 | 0 | 0 | 0 | 0 | 0 | 0 | 0 | 0 | 0 | 0 | 0 | 0 | 0
Gas Boiler - Insulate Hot Water Lines_Office_Existing_Installing pipe wrap insulation to a length of pipe | Gas Boiler - Insulate Hot Water Lines_Office_Existing | Gas Boiler - Insulate Hot Water Lines_Commercial_Existing_bare pipe_Installing pipe wrap insulation to a length of pipe | Commercial | Office | Existing | Space Heating | Natural Gas | Gas Boiler - Insulate Hot Water Lines | NEQ | bare pipe | 15 | 15 | 15 | 1.1954 | 0 | 0 | 0.3 | 0.4 | Retro5Med | 8.35569166605469E-06 | TBD | A | WCM28 | 0.7 | 0.42 | boiler pipe | 0.0321 | 2236.0373352842385 | 2236.0373 | 1763.6350813509482 | 1763.6351 | IL TRM v13 - 4.4.14 - Pipe Insulation - CI-HVC-PINS-V09-250101 | IL TRM v13 - 4.4.14 - Pipe Insulation - CI-HVC-PINS-V09-250101 | IL TRM v13 - 4.4.14 - Pipe Insulation - CI-HVC-PINS-V09-250101 | 0 | 0 | 21.9977 | bare pipe | bare pipe | bare pipe | bare pipe | bare pipe | bare pipe | bare pipe | bare pipe | bare pipe | bare pipe | bare pipe | bare pipe | bare pipe | bare pipe | bare pipe | bare pipe | bare pipe | bare pipe | bare pipe | bare pipe | bare pipe | bare pipe | bare pipe | bare pipe | bare pipe | bare pipe | bare pipe | bare pipe | 0 | 0 | 0 | 2907.2542 | 3515.7809 | 4230.349 | 4819.6492 | 5384.0593 | 6150.3017 | 6577.9193 | 6540.0849 | 5992.3544 | 5006.8333 | 3767.9989 | 2427.8137 | 1374.2573 | 645.9586 | 267.1558 | 95.072 | 29.1061 | 6.2267 | 0.56361 | 0.36999 | 0 | 0 | 0 | 0 | 0 | 0 | 0 | 0 | 2907.2542 | 6379.1665 | 10502.8503 | 15127.6188 | 20199.7355 | 25886.9361 | 31816.2137 | 37505.3596 | 42457.788 | 46276.8196 | 48772.7872 | 49911.1777 | 50030.6255 | 49487.9099 | 48644.2386 | 47700.0075 | 46781.1885 | 45923.9865 | 45158.259 | 44467.3935 | 43872.4457 | 43323.8837 | 42818.0502 | 42351.5819 | 41921.3848 | 0 | 0 | 0 | 111.38441685162853 | 136.76230010049446 | 167.3570328722891 | 194.2751456714451 | 221.5954052707173 | 259.0716651671573 | 284.20563994385975 | 290.3361366216639 | 273.60696526445037 | 235.1883619581599 | 181.99868419752556 | 120.45059031629593 | 69.93905244172025 | 33.674358583050484 | 14.246844015905976 | 5.1806705512385385 | 1.618208400902375 | 0.35269595553978483 | 0.03246606431216909 | 0.021644042874779387 | 0 | 0 | 0 | 0 | 0 | 0 | 0 | 0 | 111.38441685162853 | 248.14671695212297 | 415.5037498244121 | 609.7788954958572 | 831.3743007665746 | 1090.445965933732 | 1374.6516058775915 | 1664.9877424992555 | 1938.5947077637059 | 2173.7830697218656 | 2355.781753919391 | 2476.232344235687 | 2546.1713966774073 | 2579.8457552604577 | 2594.0925992763637 | 2599.2732698276022 | 2600.891478228504 | 2601.2441741840444 | 2601.276640248356 | 2601.298284291231 | 2601.298284291231 | 2601.298284291231 | 2601.298284291231 | 2601.298284291231 | 2601.298284291231 | Installing pipe wrap insulation to a length of pipe | Installing pipe wrap insulation to a length of pipe | Installing pipe wrap insulation to a length of pipe | Installing pipe wrap insulation to a length of pipe | Installing pipe wrap insulation to a length of pipe | Installing pipe wrap insulation to a length of pipe | Installing pipe wrap insulation to a length of pipe | Installing pipe wrap insulation to a length of pipe | Installing pipe wrap insulation to a length of pipe | Installing pipe wrap insulation to a length of pipe | Installing pipe wrap insulation to a length of pipe | Installing pipe wrap insulation to a length of pipe | Installing pipe wrap insulation to a length of pipe | Installing pipe wrap insulation to a length of pipe | Installing pipe wrap insulation to a length of pipe | Installing pipe wrap insulation to a length of pipe | Installing pipe wrap insulation to a length of pipe | Installing pipe wrap insulation to a length of pipe | Installing pipe wrap insulation to a length of pipe | Installing pipe wrap insulation to a length of pipe | Installing pipe wrap insulation to a length of pipe | Installing pipe wrap insulation to a length of pipe | Installing pipe wrap insulation to a length of pipe | Installing pipe wrap insulation to a length of pipe | Installing pipe wrap insulation to a length of pipe | Installing pipe wrap insulation to a length of pipe | Installing pipe wrap insulation to a length of pipe | Installing pipe wrap insulation to a length of pipe | 21.9977 | 21.9977 | 21.9977 | 21.9977 | 21.9977 | 21.9977 | 21.9977 | 21.9977 | 21.9977 | 21.9977 | 21.9977 | 21.9977 | 21.9977 | 21.9977 | 21.9977 | 21.9977 | 21.9977 | 21.9977 | 21.9977 | 21.9977 | 21.9977 | 21.9977 | 21.9977 | 21.9977 | 21.9977 | 21.9977 | 21.9977 | 21.9977 | 1.1954 | 1.1954 | 1.1954 | 1.1954 | 1.1954 | 1.1954 | 1.1954 | 1.1954 | 1.1954 | 1.1954 | 1.1954 | 1.1954 | 1.1954 | 1.1954 | 1.1954 | 1.1954 | 1.1954 | 1.1954 | 1.1954 | 1.1954 | 1.1954 | 1.1954 | 1.1954 | 1.1954 | 1.1954 | 1.1954 | 1.1954 | 1.1954 | 0 | 0 | 0 | 0 | 0 | 0 | 0 | 0 | 0 | 0 | 0 | 0 | 0 | 0 | 0 | 0 | 0 | 0 | 0 | 0 | 0 | 0 | 0 | 0 | 0 | 0 | 0 | 0 | 0 | 0 | 0 | 0 | 0 | 0 | 0 | 0 | 0 | 0 | 0 | 0 | 0 | 0 | 0 | 0 | 0 | 0 | 0 | 0 | 0 | 0 | 0 | 0 | 0 | 0 | 0 | 0 | 0 | 0 | 0 | 0 | 0 | 0 | 0 | 0 | 0 | 0 | 0 | 0 | 0 | 0 | 0 | 0 | 0 | 0 | 0 | 0 | 0 | 0 | 0 | 0 | 0 | 0 | 0 | 0 | 0 | 0 | 0 | 0 | 0 | 0 | 0 | 0 | 0 | 0 | 0 | 0 | 0 | 0 | 0 | 0 | 0 | 0 | 0 | 0 | 0 | 0 | 0 | 0 | 0 | 0 | 0 | 0 | Installing pipe wrap insulation to a length of pipe | Installing pipe wrap insulation to a length of pipe | Installing pipe wrap insulation to a length of pipe | Installing pipe wrap insulation to a length of pipe | Installing pipe wrap insulation to a length of pipe | Installing pipe wrap insulation to a length of pipe | Installing pipe wrap insulation to a length of pipe | Installing pipe wrap insulation to a length of pipe | Installing pipe wrap insulation to a length of pipe | Installing pipe wrap insulation to a length of pipe | Installing pipe wrap insulation to a length of pipe | Installing pipe wrap insulation to a length of pipe | Installing pipe wrap insulation to a length of pipe | Installing pipe wrap insulation to a length of pipe | Installing pipe wrap insulation to a length of pipe | Installing pipe wrap insulation to a length of pipe | Installing pipe wrap insulation to a length of pipe | Installing pipe wrap insulation to a length of pipe | Installing pipe wrap insulation to a length of pipe | Installing pipe wrap insulation to a length of pipe | Installing pipe wrap insulation to a length of pipe | Installing pipe wrap insulation to a length of pipe | Installing pipe wrap insulation to a length of pipe | Installing pipe wrap insulation to a length of pipe | Installing pipe wrap insulation to a length of pipe | Installing pipe wrap insulation to a length of pipe | Installing pipe wrap insulation to a length of pipe | Installing pipe wrap insulation to a length of pipe | 21.9977 | 21.9977 | 21.9977 | 21.9977 | 21.9977 | 21.9977 | 21.9977 | 21.9977 | 21.9977 | 21.9977 | 21.9977 | 21.9977 | 21.9977 | 21.9977 | 21.9977 | 21.9977 | 21.9977 | 21.9977 | 21.9977 | 21.9977 | 21.9977 | 21.9977 | 21.9977 | 21.9977 | 21.9977 | 21.9977 | 21.9977 | 21.9977 | 1.1954 | 1.1954 | 1.1954 | 1.1954 | 1.1954 | 1.1954 | 1.1954 | 1.1954 | 1.1954 | 1.1954 | 1.1954 | 1.1954 | 1.1954 | 1.1954 | 1.1954 | 1.1954 | 1.1954 | 1.1954 | 1.1954 | 1.1954 | 1.1954 | 1.1954 | 1.1954 | 1.1954 | 1.1954 | 1.1954 | 1.1954 | 1.1954 | 0 | 0 | 0 | 0 | 0 | 0 | 0 | 0 | 0 | 0 | 0 | 0 | 0 | 0 | 0 | 0 | 0 | 0 | 0 | 0 | 0 | 0 | 0 | 0 | 0 | 0 | 0 | 0 | 0 | 0 | 0 | 0 | 0 | 0 | 0 | 0 | 0 | 0 | 0 | 0 | 0 | 0 | 0 | 0 | 0 | 0 | 0 | 0 | 0 | 0 | 0 | 0 | 0 | 0 | 0 | 0 | 0 | 0 | 0 | 0 | 0 | 0 | 0 | 0 | 0 | 0 | 0 | 0 | 0 | 0 | 0 | 0 | 0 | 0 | 0 | 0 | 0 | 0 | 0 | 0 | 0 | 0 | 0 | 0 | 0 | 0
Gas Boiler - Hot Water Reset_Lodging_Existing_Boiler with boiler reset controls | Gas Boiler - Hot Water Reset_Lodging_Existing | Gas Boiler - Hot Water Reset_Commercial_Existing_Existing boiler without boiler reset controls_Boiler with boiler reset controls | Commercial | Lodging | Existing | Space Heating | Natural Gas | Gas Boiler - Hot Water Reset | NEQ | Existing boiler without boiler reset controls | 16 | 16 | 16 | 129.8313 | 0 | 0 | 0.35 | 0.55 | Retro5Med | 8.35569166605469E-06 | TBD | A | WCM618 | 0.7 | 0.42 | BoilerCtrl | 0.0321 | 910.2722961009993 | 910.2723 | 717.9612476289574 | 717.9612 | IL TRM v12 - 4.4.4 - Boiler Lockout/Reset Controls - CI-HVC-BLRC-V05-240101 | IL TRM v12 - 4.4.4 - Boiler Lockout/Reset Controls - CI-HVC-BLRC-V05-240101 | IL TRM v12 - 4.4.4 - Boiler Lockout/Reset Controls - CI-HVC-BLRC-V05-240101 | 0 | 0 | 1024.2592 | Existing boiler without boiler reset controls | Existing boiler without boiler reset controls | Existing boiler without boiler reset controls | Existing boiler without boiler reset controls | Existing boiler without boiler reset controls | Existing boiler without boiler reset controls | Existing boiler without boiler reset controls | Existing boiler without boiler reset controls | Existing boiler without boiler reset controls | Existing boiler without boiler reset controls | Existing boiler without boiler reset controls | Existing boiler without boiler reset controls | Existing boiler without boiler reset controls | Existing boiler without boiler reset controls | Existing boiler without boiler reset controls | Existing boiler without boiler reset controls | Existing boiler without boiler reset controls | Existing boiler without boiler reset controls | Existing boiler without boiler reset controls | Existing boiler without boiler reset controls | Existing boiler without boiler reset controls | Existing boiler without boiler reset controls | Existing boiler without boiler reset controls | Existing boiler without boiler reset controls | Existing boiler without boiler reset controls | Existing boiler without boiler reset controls | Existing boiler without boiler reset controls | Existing boiler without boiler reset controls | 0 | 0 | 0 | 475.6419 | 575.1046 | 692.4197 | 790.0853 | 885.0251 | 1015.2095 | 1091.8295 | 1092.7222 | 1008.3552 | 848.4507 | 642.5695 | 416.1521 | 236.4278 | 111.3643 | 46.0726 | 16.3776 | 5.0034 | 1.0672 | 0.096263 | 0.062958 | 0 | 0 | 0 | 0 | 0 | 0 | 0 | 0 | 475.6419 | 1043.4916 | 1719.0972 | 2479.8712 | 3320.4078 | 4273.0688 | 5280.9831 | 6266.4228 | 7144.5261 | 7842.0025 | 8317.3871 | 8555.2872 | 8607.2915 | 8531.7959 | 8388.9892 | 8217.0718 | 8041.8277 | 7871.2553 | 7712.8756 | 7566.6122 | 7432.2724 | 7308.312 | 7193.8941 | 7088.2684 | 6990.7446 | 0 | 0 | 0 | 0.0005527584306994469 | 0.0006786991979595826 | 0.000830529202125546 | 0.0009641135419176398 | 0.0010996935830872357 | 0.0012856739849636933 | 0.0014104043273895648 | 0.0014408276470855783 | 0.0013578071423534545 | 0.0011671502491047536 | 0.0009031901401467684 | 0.0005977503959889367 | 0.0003470808750903505 | 0.00016711301393239087 | 7.070165974062693E-05 | 2.5709694451137065E-05 | 8.030551862734656E-06 | 1.750295673387664E-06 | 1.6111670974663374E-07 | 1.074111398310892E-07 | 0 | 0 | 0 | 0 | 0 | 0 | 0 | 0 | 0.0005527584306994469 | 0.0012314576286590296 | 0.0020619868307845753 | 0.003026100372702215 | 0.004125793955789451 | 0.005411467940753144 | 0.006821872268142709 | 0.008262699915228287 | 0.00962050705758174 | 0.010787657306686493 | 0.011690847446833262 | 0.012288597842822198 | 0.012635678717912548 | 0.01280279173184494 | 0.012873493391585566 | 0.012899203086036704 | 0.012907233637899437 | 0.012908983933572826 | 0.012909145050282572 | 0.012909252461422403 | 0.012909252461422403 | 0.012909252461422403 | 0.012909252461422403 | 0.012909252461422403 | 0.012909252461422403 | Boiler with boiler reset controls | Boiler with boiler reset controls | Boiler with boiler reset controls | Boiler with boiler reset controls | Boiler with boiler reset controls | Boiler with boiler reset controls | Boiler with boiler reset controls | Boiler with boiler reset controls | Boiler with boiler reset controls | Boiler with boiler reset controls | Boiler with boiler reset controls | Boiler with boiler reset controls | Boiler with boiler reset controls | Boiler with boiler reset controls | Boiler with boiler reset controls | Boiler with boiler reset controls | Boiler with boiler reset controls | Boiler with boiler reset controls | Boiler with boiler reset controls | Boiler with boiler reset controls | Boiler with boiler reset controls | Boiler with boiler reset controls | Boiler with boiler reset controls | Boiler with boiler reset controls | Boiler with boiler reset controls | Boiler with boiler reset controls | Boiler with boiler reset controls | Boiler with boiler reset controls | 1024.2592 | 1024.2592 | 1024.2592 | 1024.2592 | 1024.2592 | 1024.2592 | 1024.2592 | 1024.2592 | 1024.2592 | 1024.2592 | 1024.2592 | 1024.2592 | 1024.2592 | 1024.2592 | 1024.2592 | 1024.2592 | 1024.2592 | 1024.2592 | 1024.2592 | 1024.2592 | 1024.2592 | 1024.2592 | 1024.2592 | 1024.2592 | 1024.2592 | 1024.2592 | 1024.2592 | 1024.2592 | 129.8313 | 129.8313 | 129.8313 | 129.8313 | 129.8313 | 129.8313 | 129.8313 | 129.8313 | 129.8313 | 129.8313 | 129.8313 | 129.8313 | 129.8313 | 129.8313 | 129.8313 | 129.8313 | 129.8313 | 129.8313 | 129.8313 | 129.8313 | 129.8313 | 129.8313 | 129.8313 | 129.8313 | 129.8313 | 129.8313 | 129.8313 | 129.8313 | 0 | 0 | 0 | 407.6841 | 497.417 | 604.6482 | 697.0321 | 789.332 | 915.9404 | 997.1318 | 1010.8076 | 945.3451 | 806.633 | 619.8261 | 407.5016 | 235.1449 | 112.559 | 47.3612 | 17.1332 | 5.3259 | 1.1557 | 0.10595 | 0.070368 | 1.9165e-19 | 1.9105e-19 | 1.9051e-19 | 1.9001e-19 | 1.8956e-19 | 0 | 0 | 0 | 407.6841 | 902.5324 | 1501.1833 | 2187.8016 | 2961.3898 | 3855.2401 | 4822.9471 | 5796.6685 | 6698.0789 | 7455.4933 | 8022.9971 | 8377.449 | 8560.5834 | 8623.3237 | 8623.6259 | 8596.1493 | 8560.0816 | 8523.291 | 8488.7055 | 8457.1701 | 8428.7843 | 8402.753 | 8378.8869 | 8356.9973 | 8336.9119 | 0 | 0 | 0 | 0.0004698446660945297 | 0.0005768943182656452 | 0.0007059498218067141 | 0.000819496510629994 | 0.0009347395456241504 | 0.0010928228872191395 | 0.00119884367828113 | 0.0012247035000227417 | 0.0011541360710004363 | 0.0009920777117390406 | 0.0007677116191247531 | 0.0005080878365905961 | 0.0002950187438267978 | 0.00014204606184253226 | 6.0096410779532895E-05 | 2.1853240283466514E-05 | 6.825969083324455E-06 | 1.487751322379514E-06 | 1.3694920328463884E-07 | 9.129946885642593E-08 | 2.4948970446399398E-25 | 2.4948970446399398E-25 | 2.4948970446399398E-25 | 2.4948970446399398E-25 | 2.4948970446399398E-25 | 0 | 0 | 0 | 0.0004698446660945297 | 0.0010467389843601747 | 0.001752688806166889 | 0.002572185316796883 | 0.0035069248624210333 | 0.004599747749640173 | 0.005798591427921303 | 0.007023294927944045 | 0.008177430998944482 | 0.00916950871068352 | 0.009937220329808275 | 0.010445308166398869 | 0.010740326910225669 | 0.010882372972068202 | 0.010942469382847734 | 0.010964322623131201 | 0.010971148592214526 | 0.010972636343536906 | 0.01097277329274019 | 0.010972864592209045 | 0.010972864592209045 | 0.010972864592209045 | 0.010972864592209045 | 0.010972864592209045 | 0.010972864592209045 | Boiler with boiler reset controls | Boiler with boiler reset controls | Boiler with boiler reset controls | Boiler with boiler reset controls | Boiler with boiler reset controls | Boiler with boiler reset controls | Boiler with boiler reset controls | Boiler with boiler reset controls | Boiler with boiler reset controls | Boiler with boiler reset controls | Boiler with boiler reset controls | Boiler with boiler reset controls | Boiler with boiler reset controls | Boiler with boiler reset controls | Boiler with boiler reset controls | Boiler with boiler reset controls | Boiler with boiler reset controls | Boiler with boiler reset controls | Boiler with boiler reset controls | Boiler with boiler reset controls | Boiler with boiler reset controls | Boiler with boiler reset controls | Boiler with boiler reset controls | Boiler with boiler reset controls | Boiler with boiler reset controls | Boiler with boiler reset controls | Boiler with boiler reset controls | Boiler with boiler reset controls | 1024.2592 | 1024.2592 | 1024.2592 | 1024.2592 | 1024.2592 | 1024.2592 | 1024.2592 | 1024.2592 | 1024.2592 | 1024.2592 | 1024.2592 | 1024.2592 | 1024.2592 | 1024.2592 | 1024.2592 | 1024.2592 | 1024.2592 | 1024.2592 | 1024.2592 | 1024.2592 | 1024.2592 | 1024.2592 | 1024.2592 | 1024.2592 | 1024.2592 | 1024.2592 | 1024.2592 | 1024.2592 | 129.8313 | 129.8313 | 129.8313 | 129.8313 | 129.8313 | 129.8313 | 129.8313 | 129.8313 | 129.8313 | 129.8313 | 129.8313 | 129.8313 | 129.8313 | 129.8313 | 129.8313 | 129.8313 | 129.8313 | 129.8313 | 129.8313 | 129.8313 | 129.8313 | 129.8313 | 129.8313 | 129.8313 | 129.8313 | 129.8313 | 129.8313 | 129.8313 | 0 | 0 | 0 | 407.5787 | 497.0858 | 603.927 | 695.7679 | 787.349 | 912.9465 | 993.0734 | 1005.8453 | 939.8788 | 801.24 | 615.3689 | 404.3599 | 233.207 | 111.5703 | 46.9191 | 16.9725 | 5.2757 | 1.1447 | 0.10494 | 0.069698 | 1.8982e-19 | 1.8924e-19 | 1.8872e-19 | 1.8825e-19 | 1.8782e-19 | 0 | 0 | 0 | 407.5787 | 901.9314 | 1499.3929 | 2183.8335 | 2953.9499 | 3842.639 | 4803.3178 | 5768.2108 | 6659.3486 | 7405.6465 | 7965.304 | 8312.8619 | 8490.0366 | 8547.5796 | 8543.1285 | 8515.5537 | 8479.4934 | 8442.7434 | 8408.2029 | 8376.7069 | 8348.5388 | 8322.999 | 8299.9586 | 8279.2648 | 8260.7654 | 0 | 0 | 0 | 0.00046984 | 0.00057689 | 0.0007059498218067141 | 0.000819496510629994 | 0.0009347395456241504 | 0.0010928228872191395 | 0.00119884367828113 | 0.0012247035000227417 | 0.0011541360710004363 | 0.0009920777117390406 | 0.0007677116191247531 | 0.0005080878365905961 | 0.0002950187438267978 | 0.00014204606184253226 | 6.0096410779532895E-05 | 2.1853240283466514E-05 | 6.825969083324455E-06 | 1.487751322379514E-06 | 1.3694920328463884E-07 | 9.129946885642593E-08 | 2.4948970446399398E-25 | 2.4948970446399398E-25 | 2.4948970446399398E-25 | 2.4948970446399398E-25 | 2.4948970446399398E-25 | 0 | 0
Gas Boiler - Blowdown Heat Recovery_Education_Existing_Functional steam boiler with a blowdown heat recovery system | Gas Boiler - Blowdown Heat Recovery_Education_Existing | Gas Boiler - Blowdown Heat Recovery_Commercial_Existing_Existing steam boiler system with a deaerator where no blowdown heat is recovered_Functional steam boiler with a blowdown heat recovery system | Commercial | Education | Existing | Space Heating | Natural Gas | Gas Boiler - Blowdown Heat Recovery | NEQ | Existing steam boiler system with a deaerator where no blowdown heat is recovered | 20 | 20 | 20 | 0.17527 | 0 | 0 | 0 | 0.25 | Retro3Slow | 0.004128203794943829 | TBD | A | WCM422 | 0.7 | 0.42 | kBtuh heat | 0.0321 | 891.8264792876802 | 891.8265 | 703.4124343677476 | 703.4124 | IL TRM v13 - 4.4.63 - Boiler Blowdown Heat Recovery - CI-HVC-BBHR-V01-240101 | IL TRM v13 - 4.4.63 - Boiler Blowdown Heat Recovery - CI-HVC-BBHR-V01-240101 | IL TRM v13 - 4.4.63 - Boiler Blowdown Heat Recovery - CI-HVC-BBHR-V01-240101 | 0 | 0 | 1.61 | Existing steam boiler system with a deaerator where no blowdown heat is recovered | Existing steam boiler system with a deaerator where no blowdown heat is recovered | Existing steam boiler system with a deaerator where no blowdown heat is recovered | Existing steam boiler system with a deaerator where no blowdown heat is recovered | Existing steam boiler system with a deaerator where no blowdown heat is recovered | Existing steam boiler system with a deaerator where no blowdown heat is recovered | Existing steam boiler system with a deaerator where no blowdown heat is recovered | Existing steam boiler system with a deaerator where no blowdown heat is recovered | Existing steam boiler system with a deaerator where no blowdown heat is recovered | Existing steam boiler system with a deaerator where no blowdown heat is recovered | Existing steam boiler system with a deaerator where no blowdown heat is recovered | Existing steam boiler system with a deaerator where no blowdown heat is recovered | Existing steam boiler system with a deaerator where no blowdown heat is recovered | Existing steam boiler system with a deaerator where no blowdown heat is recovered | Existing steam boiler system with a deaerator where no blowdown heat is recovered | Existing steam boiler system with a deaerator where no blowdown heat is recovered | Existing steam boiler system with a deaerator where no blowdown heat is recovered | Existing steam boiler system with a deaerator where no blowdown heat is recovered | Existing steam boiler system with a deaerator where no blowdown heat is recovered | Existing steam boiler system with a deaerator where no blowdown heat is recovered | Existing steam boiler system with a deaerator where no blowdown heat is recovered | Existing steam boiler system with a deaerator where no blowdown heat is recovered | Existing steam boiler system with a deaerator where no blowdown heat is recovered | Existing steam boiler system with a deaerator where no blowdown heat is recovered | Existing steam boiler system with a deaerator where no blowdown heat is recovered | Existing steam boiler system with a deaerator where no blowdown heat is recovered | Existing steam boiler system with a deaerator where no blowdown heat is recovered | Existing steam boiler system with a deaerator where no blowdown heat is recovered | 0 | 0 | 0 | 726.0657 | 1127.7249 | 2227.1044 | 3846.0696 | 5900.5104 | 8142.5117 | 10209.783 | 11730.1505 | 12436.8143 | 12241.897 | 11246.1151 | 9685.8987 | 7851.9814 | 6012.33 | 4361.9999 | 3006.6799 | 1974.815 | 1238.8936 | 623.9619 | 410.8607 | 0 | 0 | 0 | 0 | 0 | 0 | 0 | 0 | 726.0657 | 1845.1495 | 4049.065 | 7841.7732 | 13634.4574 | 21581.8732 | 31472.1645 | 42723.3846 | 54498.4862 | 65886.2499 | 76096.3889 | 84587.895 | 91118.1239 | 95716.5324 | 98606.3588 | 100104.2617 | 100598.9134 | 100412.3726 | 99704.0385 | 98889.1556 | 97799.7373 | 96795.1383 | 95868.6838 | 95014.2395 | 94226.1603 | 0 | 0 | 0 | 274.1745900925009 | 430.9770070685336 | 861.9540141370674 | 1508.4195247398677 | 2346.430371817571 | 3285.002520544598 | 4180.912298874946 | 4877.731015354103 | 5252.941093458262 | 5252.941093458262 | 4902.745020561049 | 4289.901892990913 | 3532.8603824631036 | 2747.7802974713063 | 2024.680219189389 | 1417.2761534325664 | 944.8507689550446 | 601.2686711532111 | 306.897618011517 | 204.59841200767798 | 0 | 0 | 0 | 0 | 0 | 0 | 0 | 0 | 274.1745900925009 | 705.1515971610345 | 1567.105611298102 | 3075.5251360379702 | 5421.95550785554 | 8706.958028400139 | 12887.870327275084 | 17765.601342629187 | 23018.54243608745 | 28271.483529545712 | 33174.22855010676 | 37464.130443097674 | 40996.99082556079 | 43744.771123032086 | 45769.45134222147 | 47186.72749565405 | 48131.57826460909 | 48732.846935762296 | 49039.74455377382 | 49244.34296578149 | 49244.34296578149 | 49244.34296578149 | 49244.34296578149 | 49244.34296578149 | 49244.34296578149 | Functional steam boiler with a blowdown heat recovery system | Functional steam boiler with a blowdown heat recovery system | Functional steam boiler with a blowdown heat recovery system | Functional steam boiler with a blowdown heat recovery system | Functional steam boiler with a blowdown heat recovery system | Functional steam boiler with a blowdown heat recovery system | Functional steam boiler with a blowdown heat recovery system | Functional steam boiler with a blowdown heat recovery system | Functional steam boiler with a blowdown heat recovery system | Functional steam boiler with a blowdown heat recovery system | Functional steam boiler with a blowdown heat recovery system | Functional steam boiler with a blowdown heat recovery system | Functional steam boiler with a blowdown heat recovery system | Functional steam boiler with a blowdown heat recovery system | Functional steam boiler with a blowdown heat recovery system | Functional steam boiler with a blowdown heat recovery system | Functional steam boiler with a blowdown heat recovery system | Functional steam boiler with a blowdown heat recovery system | Functional steam boiler with a blowdown heat recovery system | Functional steam boiler with a blowdown heat recovery system | Functional steam boiler with a blowdown heat recovery system | Functional steam boiler with a blowdown heat recovery system | Functional steam boiler with a blowdown heat recovery system | Functional steam boiler with a blowdown heat recovery system | Functional steam boiler with a blowdown heat recovery system | Functional steam boiler with a blowdown heat recovery system | Functional steam boiler with a blowdown heat recovery system | Functional steam boiler with a blowdown heat recovery system | 1.61 | 1.61 | 1.61 | 1.61 | 1.61 | 1.61 | 1.61 | 1.61 | 1.61 | 1.61 | 1.61 | 1.61 | 1.61 | 1.61 | 1.61 | 1.61 | 1.61 | 1.61 | 1.61 | 1.61 | 1.61 | 1.61 | 1.61 | 1.61 | 1.61 | 1.61 | 1.61 | 1.61 | 0.1753 | 0.1753 | 0.1753 | 0.1753 | 0.1753 | 0.1753 | 0.1753 | 0.1753 | 0.1753 | 0.1753 | 0.1753 | 0.1753 | 0.1753 | 0.1753 | 0.1753 | 0.1753 | 0.1753 | 0.1753 | 0.1753 | 0.1753 | 0.1753 | 0.1753 | 0.1753 | 0.1753 | 0.1753 | 0.1753 | 0.1753 | 0.1753 | 0 | 0 | 0 | 620.3066 | 968.761 | 1924.4271 | 3344.1266 | 5164.3004 | 7176.0727 | 9063.5599 | 10492.5975 | 11212.8671 | 11127.8721 | 10309.1963 | 8956.1498 | 7325.1988 | 5660.3127 | 4145.1364 | 2884.7082 | 1912.7325 | 1211.1395 | 615.3729 | 408.5916 | 2.1563e-14 | 2.1497e-14 | 2.1436e-14 | 2.138e-14 | 2.1329e-14 | 0 | 0 | 0 | 620.3066 | 1585.0575 | 3498.772 | 6818.3586 | 11933.2784 | 19020.3092 | 27938.8746 | 38215.9869 | 49135.1136 | 59890.5348 | 69756.7655 | 78214.9274 | 85005.0883 | 90112.4015 | 93703.9915 | 96043.3419 | 97436.3735 | 98162.8979 | 98331.5872 | 98343.022 | 98014.6304 | 97713.3271 | 97436.9395 | 97183.3117 | 96950.4746 | 0 | 0 | 0 | 233.04840157862574 | 366.3304560082536 | 732.6609120165073 | 1282.1565960288874 | 1994.4658160449355 | 2792.252142462909 | 3553.775454043703 | 4146.071363050988 | 4464.999929439523 | 4464.999929439523 | 4167.333267476892 | 3646.416609042276 | 3002.9313250936375 | 2335.6132528506096 | 1720.9781863109808 | 1204.6847304176813 | 803.1231536117879 | 511.0783704802293 | 260.8629753097895 | 173.90865020652626 | 9.2086338554509E-15 | 9.2086338554509E-15 | 9.2086338554509E-15 | 9.2086338554509E-15 | 9.2086338554509E-15 | 0 | 0 | 0 | 233.04840157862574 | 599.3788575868793 | 1332.0397696033867 | 2614.196365632274 | 4608.662181677209 | 7400.914324140118 | 10954.689778183822 | 15100.76114123481 | 19565.761070674333 | 24030.761000113853 | 28198.094267590743 | 31844.51087663302 | 34847.44220172666 | 37183.05545457727 | 38904.03364088825 | 40108.718371305935 | 40911.84152491772 | 41422.91989539795 | 41683.782870707735 | 41857.69152091426 | 41857.69152091426 | 41857.69152091426 | 41857.69152091426 | 41857.69152091426 | 41857.69152091426 | Functional steam boiler with a blowdown heat recovery system | Functional steam boiler with a blowdown heat recovery system | Functional steam boiler with a blowdown heat recovery system | Functional steam boiler with a blowdown heat recovery system | Functional steam boiler with a blowdown heat recovery system | Functional steam boiler with a blowdown heat recovery system | Functional steam boiler with a blowdown heat recovery system | Functional steam boiler with a blowdown heat recovery system | Functional steam boiler with a blowdown heat recovery system | Functional steam boiler with a blowdown heat recovery system | Functional steam boiler with a blowdown heat recovery system | Functional steam boiler with a blowdown heat recovery system | Functional steam boiler with a blowdown heat recovery system | Functional steam boiler with a blowdown heat recovery system | Functional steam boiler with a blowdown heat recovery system | Functional steam boiler with a blowdown heat recovery system | Functional steam boiler with a blowdown heat recovery system | Functional steam boiler with a blowdown heat recovery system | Functional steam boiler with a blowdown heat recovery system | Functional steam boiler with a blowdown heat recovery system | Functional steam boiler with a blowdown heat recovery system | Functional steam boiler with a blowdown heat recovery system | Functional steam boiler with a blowdown heat recovery system | Functional steam boiler with a blowdown heat recovery system | Functional steam boiler with a blowdown heat recovery system | Functional steam boiler with a blowdown heat recovery system | Functional steam boiler with a blowdown heat recovery system | Functional steam boiler with a blowdown heat recovery system | 1.61 | 1.61 | 1.61 | 1.61 | 1.61 | 1.61 | 1.61 | 1.61 | 1.61 | 1.61 | 1.61 | 1.61 | 1.61 | 1.61 | 1.61 | 1.61 | 1.61 | 1.61 | 1.61 | 1.61 | 1.61 | 1.61 | 1.61 | 1.61 | 1.61 | 1.61 | 1.61 | 1.61 | 0.1753 | 0.1753 | 0.1753 | 0.1753 | 0.1753 | 0.1753 | 0.1753 | 0.1753 | 0.1753 | 0.1753 | 0.1753 | 0.1753 | 0.1753 | 0.1753 | 0.1753 | 0.1753 | 0.1753 | 0.1753 | 0.1753 | 0.1753 | 0.1753 | 0.1753 | 0.1753 | 0.1753 | 0.1753 | 0.1753 | 0.1753 | 0.1753 | 0 | 0 | 0 | 620.3066 | 968.761 | 1924.4271 | 3344.1266 | 5164.3004 | 7176.0727 | 9063.5599 | 10492.5975 | 11212.8671 | 11127.8721 | 10309.1963 | 8956.1498 | 7325.1988 | 5660.3127 | 4145.1364 | 2884.7082 | 1912.7325 | 1211.1395 | 615.3729 | 408.5916 | 2.1563e-14 | 2.1497e-14 | 2.1436e-14 | 2.138e-14 | 2.1329e-14 | 0 | 0 | 0 | 620.3066 | 1585.0575 | 3498.772 | 6818.3586 | 11933.2784 | 19020.3092 | 27938.8746 | 38215.9869 | 49135.1136 | 59890.5348 | 69756.7655 | 78214.9274 | 85005.0883 | 90112.4015 | 93703.9915 | 96043.3419 | 97436.3735 | 98162.8979 | 98331.5872 | 98343.022 | 98014.6304 | 97713.3271 | 97436.9395 | 97183.3117 | 96950.4746 | 0 | 0 | 0 | 233.0484 | 366.3305 | 732.6609120165073 | 1282.1565960288874 | 1994.4658160449355 | 2792.252142462909 | 3553.775454043703 | 4146.071363050988 | 4464.999929439523 | 4464.999929439523 | 4167.333267476892 | 3646.416609042276 | 3002.9313250936375 | 2335.6132528506096 | 1720.9781863109808 | 1204.6847304176813 | 803.1231536117879 | 511.0783704802293 | 260.8629753097895 | 173.90865020652626 | 9.2086338554509E-15 | 9.2086338554509E-15 | 9.2086338554509E-15 | 9.2086338554509E-15 | 9.2086338554509E-15 | 0 | 0
Gas Boiler - Blowdown Heat Recovery_Lodging_Existing_Functional steam boiler with a blowdown heat recovery system | Gas Boiler - Blowdown Heat Recovery_Lodging_Existing | Gas Boiler - Blowdown Heat Recovery_Commercial_Existing_Existing steam boiler system with a deaerator where no blowdown heat is recovered_Functional steam boiler with a blowdown heat recovery system | Commercial | Lodging | Existing | Space Heating | Natural Gas | Gas Boiler - Blowdown Heat Recovery | NEQ | Existing steam boiler system with a deaerator where no blowdown heat is recovered | 20 | 20 | 20 | 0.17098 | 0 | 0 | 0 | 0.25 | Retro3Slow | 0.004128203794943829 | TBD | A | WCM622 | 0.7 | 0.42 | kBtuh heat | 0.0321 | 914.2260064013195 | 914.226 | 721.0796670207586 | 721.0797 | IL TRM v13 - 4.4.63 - Boiler Blowdown Heat Recovery - CI-HVC-BBHR-V01-240101 | IL TRM v13 - 4.4.63 - Boiler Blowdown Heat Recovery - CI-HVC-BBHR-V01-240101 | IL TRM v13 - 4.4.63 - Boiler Blowdown Heat Recovery - CI-HVC-BBHR-V01-240101 | 0 | 0 | 1.61 | Existing steam boiler system with a deaerator where no blowdown heat is recovered | Existing steam boiler system with a deaerator where no blowdown heat is recovered | Existing steam boiler system with a deaerator where no blowdown heat is recovered | Existing steam boiler system with a deaerator where no blowdown heat is recovered | Existing steam boiler system with a deaerator where no blowdown heat is recovered | Existing steam boiler system with a deaerator where no blowdown heat is recovered | Existing steam boiler system with a deaerator where no blowdown heat is recovered | Existing steam boiler system with a deaerator where no blowdown heat is recovered | Existing steam boiler system with a deaerator where no blowdown heat is recovered | Existing steam boiler system with a deaerator where no blowdown heat is recovered | Existing steam boiler system with a deaerator where no blowdown heat is recovered | Existing steam boiler system with a deaerator where no blowdown heat is recovered | Existing steam boiler system with a deaerator where no blowdown heat is recovered | Existing steam boiler system with a deaerator where no blowdown heat is recovered | Existing steam boiler system with a deaerator where no blowdown heat is recovered | Existing steam boiler system with a deaerator where no blowdown heat is recovered | Existing steam boiler system with a deaerator where no blowdown heat is recovered | Existing steam boiler system with a deaerator where no blowdown heat is recovered | Existing steam boiler system with a deaerator where no blowdown heat is recovered | Existing steam boiler system with a deaerator where no blowdown heat is recovered | Existing steam boiler system with a deaerator where no blowdown heat is recovered | Existing steam boiler system with a deaerator where no blowdown heat is recovered | Existing steam boiler system with a deaerator where no blowdown heat is recovered | Existing steam boiler system with a deaerator where no blowdown heat is recovered | Existing steam boiler system with a deaerator where no blowdown heat is recovered | Existing steam boiler system with a deaerator where no blowdown heat is recovered | Existing steam boiler system with a deaerator where no blowdown heat is recovered | Existing steam boiler system with a deaerator where no blowdown heat is recovered | 0 | 0 | 0 | 40.2807 | 62.3285 | 122.5926 | 210.7678 | 321.7852 | 441.7016 | 550.6996 | 628.9337 | 662.7409 | 648.321 | 591.9063 | 506.6527 | 408.1718 | 310.547 | 223.7505 | 153.1082 | 99.833 | 62.1743 | 31.096 | 20.3374 | 0 | 0 | 0 | 0 | 0 | 0 | 0 | 0 | 40.2807 | 101.9801 | 222.8838 | 429.7356 | 743.5572 | 1170.7379 | 1697.5591 | 2290.6932 | 2904.1502 | 3489.2829 | 4005.1104 | 4424.6471 | 4736.6199 | 4943.9205 | 5058.051 | 5097.5774 | 5085.5875 | 5039.2305 | 4968.8843 | 4894.9677 | 4808.0747 | 4727.8952 | 4653.8881 | 4585.5682 | 4522.4889 | 0 | 0 | 0 | 14.222730741637912 | 22.35681258903206 | 44.713625178064156 | 78.24884406161229 | 121.7204240958413 | 170.40859373417769 | 216.88366475258994 | 253.03094221135484 | 272.4948608429975 | 272.4948608429974 | 254.32853678679783 | 222.53746968844783 | 183.26615150813345 | 142.5403400618817 | 105.02972425612369 | 73.52080697928629 | 49.01387131952419 | 31.190645385151804 | 15.920228730004537 | 10.613485820003032 | 0 | 0 | 0 | 0 | 0 | 0 | 0 | 0 | 14.222730741637912 | 36.57954333066997 | 81.29316850873411 | 159.54201257034643 | 281.26243666618774 | 451.6710304003654 | 668.5546951529553 | 921.5856373643102 | 1194.0804982073078 | 1466.5753590503052 | 1720.9038958371032 | 1943.4413655255512 | 2126.7075170336843 | 2269.247857095566 | 2374.2775813516896 | 2447.7983883309757 | 2496.8122596505 | 2528.002905035652 | 2543.9231337656565 | 2554.5366195856595 | 2554.5366195856595 | 2554.5366195856595 | 2554.5366195856595 | 2554.5366195856595 | 2554.5366195856595 | Functional steam boiler with a blowdown heat recovery system | Functional steam boiler with a blowdown heat recovery system | Functional steam boiler with a blowdown heat recovery system | Functional steam boiler with a blowdown heat recovery system | Functional steam boiler with a blowdown heat recovery system | Functional steam boiler with a blowdown heat recovery system | Functional steam boiler with a blowdown heat recovery system | Functional steam boiler with a blowdown heat recovery system | Functional steam boiler with a blowdown heat recovery system | Functional steam boiler with a blowdown heat recovery system | Functional steam boiler with a blowdown heat recovery system | Functional steam boiler with a blowdown heat recovery system | Functional steam boiler with a blowdown heat recovery system | Functional steam boiler with a blowdown heat recovery system | Functional steam boiler with a blowdown heat recovery system | Functional steam boiler with a blowdown heat recovery system | Functional steam boiler with a blowdown heat recovery system | Functional steam boiler with a blowdown heat recovery system | Functional steam boiler with a blowdown heat recovery system | Functional steam boiler with a blowdown heat recovery system | Functional steam boiler with a blowdown heat recovery system | Functional steam boiler with a blowdown heat recovery system | Functional steam boiler with a blowdown heat recovery system | Functional steam boiler with a blowdown heat recovery system | Functional steam boiler with a blowdown heat recovery system | Functional steam boiler with a blowdown heat recovery system | Functional steam boiler with a blowdown heat recovery system | Functional steam boiler with a blowdown heat recovery system | 1.61 | 1.61 | 1.61 | 1.61 | 1.61 | 1.61 | 1.61 | 1.61 | 1.61 | 1.61 | 1.61 | 1.61 | 1.61 | 1.61 | 1.61 | 1.61 | 1.61 | 1.61 | 1.61 | 1.61 | 1.61 | 1.61 | 1.61 | 1.61 | 1.61 | 1.61 | 1.61 | 1.61 | 0.171 | 0.171 | 0.171 | 0.171 | 0.171 | 0.171 | 0.171 | 0.171 | 0.171 | 0.171 | 0.171 | 0.171 | 0.171 | 0.171 | 0.171 | 0.171 | 0.171 | 0.171 | 0.171 | 0.171 | 0.171 | 0.171 | 0.171 | 0.171 | 0.171 | 0.171 | 0.171 | 0.171 | 0 | 0 | 0 | 34.5271 | 53.9144 | 107.0708 | 185.9906 | 287.0897 | 398.6887 | 503.2183 | 582.1826 | 621.8204 | 616.9156 | 571.5067 | 496.6239 | 406.38 | 314.2099 | 230.2528 | 160.3418 | 106.3797 | 67.3962 | 34.2602 | 22.7552 | 1.3153e-15 | 1.3112e-15 | 1.3075e-15 | 1.3041e-15 | 1.301e-15 | 0 | 0 | 0 | 34.5271 | 88.2131 | 194.6639 | 379.2174 | 663.3854 | 1056.7315 | 1551.1956 | 2120.4171 | 2724.8352 | 3320.258 | 3867.0774 | 4337.0648 | 4715.8269 | 5002.2348 | 5205.0409 | 5338.4114 | 5419.0814 | 5462.4664 | 5474.5076 | 5476.8931 | 5458.5235 | 5441.678 | 5426.2342 | 5412.07 | 5399.0738 | 0 | 0 | 0 | 12.089321130392223 | 19.00329070067725 | 38.00658140135453 | 66.51151745237044 | 103.4623604814651 | 144.84730467405103 | 184.3511150397014 | 215.0763008796516 | 231.62063171654785 | 231.62063171654782 | 216.17925626877818 | 189.15684923518066 | 155.7762287819134 | 121.15928905259939 | 89.27526561770509 | 62.49268593239333 | 41.66179062159555 | 26.512048577379026 | 13.532194420503854 | 9.02146294700257 | 5.232178326960739E-16 | 5.232178326960739E-16 | 5.232178326960739E-16 | 5.232178326960739E-16 | 5.232178326960739E-16 | 0 | 0 | 0 | 12.089321130392223 | 31.092611831069473 | 69.09919323242401 | 135.61071068479444 | 239.07307116625955 | 383.92037584031056 | 568.2714908800119 | 783.3477917596637 | 1014.9684234762115 | 1246.5890551927591 | 1462.7683114615375 | 1651.9251606967182 | 1807.7013894786317 | 1928.860678531231 | 2018.1359441489362 | 2080.6286300813294 | 2122.290420702925 | 2148.802469280304 | 2162.3346637008076 | 2171.3561266478105 | 2171.3561266478105 | 2171.3561266478105 | 2171.3561266478105 | 2171.3561266478105 | 2171.3561266478105 | Functional steam boiler with a blowdown heat recovery system | Functional steam boiler with a blowdown heat recovery system | Functional steam boiler with a blowdown heat recovery system | Functional steam boiler with a blowdown heat recovery system | Functional steam boiler with a blowdown heat recovery system | Functional steam boiler with a blowdown heat recovery system | Functional steam boiler with a blowdown heat recovery system | Functional steam boiler with a blowdown heat recovery system | Functional steam boiler with a blowdown heat recovery system | Functional steam boiler with a blowdown heat recovery system | Functional steam boiler with a blowdown heat recovery system | Functional steam boiler with a blowdown heat recovery system | Functional steam boiler with a blowdown heat recovery system | Functional steam boiler with a blowdown heat recovery system | Functional steam boiler with a blowdown heat recovery system | Functional steam boiler with a blowdown heat recovery system | Functional steam boiler with a blowdown heat recovery system | Functional steam boiler with a blowdown heat recovery system | Functional steam boiler with a blowdown heat recovery system | Functional steam boiler with a blowdown heat recovery system | Functional steam boiler with a blowdown heat recovery system | Functional steam boiler with a blowdown heat recovery system | Functional steam boiler with a blowdown heat recovery system | Functional steam boiler with a blowdown heat recovery system | Functional steam boiler with a blowdown heat recovery system | Functional steam boiler with a blowdown heat recovery system | Functional steam boiler with a blowdown heat recovery system | Functional steam boiler with a blowdown heat recovery system | 1.61 | 1.61 | 1.61 | 1.61 | 1.61 | 1.61 | 1.61 | 1.61 | 1.61 | 1.61 | 1.61 | 1.61 | 1.61 | 1.61 | 1.61 | 1.61 | 1.61 | 1.61 | 1.61 | 1.61 | 1.61 | 1.61 | 1.61 | 1.61 | 1.61 | 1.61 | 1.61 | 1.61 | 0.171 | 0.171 | 0.171 | 0.171 | 0.171 | 0.171 | 0.171 | 0.171 | 0.171 | 0.171 | 0.171 | 0.171 | 0.171 | 0.171 | 0.171 | 0.171 | 0.171 | 0.171 | 0.171 | 0.171 | 0.171 | 0.171 | 0.171 | 0.171 | 0.171 | 0.171 | 0.171 | 0.171 | 0 | 0 | 0 | 34.5182 | 53.8785 | 106.9431 | 185.6533 | 286.3685 | 397.3855 | 501.1702 | 579.3245 | 618.2248 | 612.791 | 567.397 | 492.7951 | 403.0311 | 311.45 | 228.1035 | 158.8384 | 105.3782 | 66.7593 | 33.9353 | 22.5387 | 1.3028e-15 | 1.2988e-15 | 1.2952e-15 | 1.292e-15 | 1.2891e-15 | 0 | 0 | 0 | 34.5182 | 88.1543 | 194.4317 | 378.5296 | 661.7188 | 1053.2775 | 1544.8822 | 2110.0073 | 2709.0794 | 3298.059 | 3839.2694 | 4303.6276 | 4676.9643 | 4958.297 | 5156.4544 | 5288.3597 | 5368.0639 | 5410.8445 | 5422.5901 | 5424.7848 | 5406.5561 | 5390.0288 | 5375.1196 | 5361.7297 | 5349.7605 | 0 | 0 | 0 | 12.0893 | 19.0033 | 38.00658140135453 | 66.51151745237044 | 103.4623604814651 | 144.84730467405103 | 184.3511150397014 | 215.0763008796516 | 231.62063171654785 | 231.62063171654782 | 216.17925626877818 | 189.15684923518066 | 155.7762287819134 | 121.15928905259939 | 89.27526561770509 | 62.49268593239333 | 41.66179062159555 | 26.512048577379026 | 13.532194420503854 | 9.02146294700257 | 5.232178326960739E-16 | 5.232178326960739E-16 | 5.232178326960739E-16 | 5.232178326960739E-16 | 5.232178326960739E-16 | 0 | 0
Gas Boiler - Blowdown Heat Recovery_Miscellaneous_Existing_Functional steam boiler with a blowdown heat recovery system | Gas Boiler - Blowdown Heat Recovery_Miscellaneous_Existing | Gas Boiler - Blowdown Heat Recovery_Commercial_Existing_Existing steam boiler system with a deaerator where no blowdown heat is recovered_Functional steam boiler with a blowdown heat recovery system | Commercial | Miscellaneous | Existing | Space Heating | Natural Gas | Gas Boiler - Blowdown Heat Recovery | NEQ | Existing steam boiler system with a deaerator where no blowdown heat is recovered | 20 | 20 | 20 | 0.17019 | 0 | 0 | 0 | 0.25 | Retro3Slow | 0.004128203794943829 | TBD | A | WCM822 | 0.7 | 0.42 | kBtuh heat | 0.0321 | 918.474106527662 | 918.4741 | 724.4302812049162 | 724.4303 | IL TRM v13 - 4.4.63 - Boiler Blowdown Heat Recovery - CI-HVC-BBHR-V01-240101 | IL TRM v13 - 4.4.63 - Boiler Blowdown Heat Recovery - CI-HVC-BBHR-V01-240101 | IL TRM v13 - 4.4.63 - Boiler Blowdown Heat Recovery - CI-HVC-BBHR-V01-240101 | 0 | 0 | 1.61 | Existing steam boiler system with a deaerator where no blowdown heat is recovered | Existing steam boiler system with a deaerator where no blowdown heat is recovered | Existing steam boiler system with a deaerator where no blowdown heat is recovered | Existing steam boiler system with a deaerator where no blowdown heat is recovered | Existing steam boiler system with a deaerator where no blowdown heat is recovered | Existing steam boiler system with a deaerator where no blowdown heat is recovered | Existing steam boiler system with a deaerator where no blowdown heat is recovered | Existing steam boiler system with a deaerator where no blowdown heat is recovered | Existing steam boiler system with a deaerator where no blowdown heat is recovered | Existing steam boiler system with a deaerator where no blowdown heat is recovered | Existing steam boiler system with a deaerator where no blowdown heat is recovered | Existing steam boiler system with a deaerator where no blowdown heat is recovered | Existing steam boiler system with a deaerator where no blowdown heat is recovered | Existing steam boiler system with a deaerator where no blowdown heat is recovered | Existing steam boiler system with a deaerator where no blowdown heat is recovered | Existing steam boiler system with a deaerator where no blowdown heat is recovered | Existing steam boiler system with a deaerator where no blowdown heat is recovered | Existing steam boiler system with a deaerator where no blowdown heat is recovered | Existing steam boiler system with a deaerator where no blowdown heat is recovered | Existing steam boiler system with a deaerator where no blowdown heat is recovered | Existing steam boiler system with a deaerator where no blowdown heat is recovered | Existing steam boiler system with a deaerator where no blowdown heat is recovered | Existing steam boiler system with a deaerator where no blowdown heat is recovered | Existing steam boiler system with a deaerator where no blowdown heat is recovered | Existing steam boiler system with a deaerator where no blowdown heat is recovered | Existing steam boiler system with a deaerator where no blowdown heat is recovered | Existing steam boiler system with a deaerator where no blowdown heat is recovered | Existing steam boiler system with a deaerator where no blowdown heat is recovered | 0 | 0 | 0 | 77.7407 | 120.5075 | 237.4454 | 409.0132 | 625.739 | 860.8224 | 1075.7683 | 1231.655 | 1301.3103 | 1276.583 | 1169.011 | 1003.8513 | 811.5015 | 619.6741 | 448.337 | 308.1293 | 201.7992 | 126.2495 | 63.4201 | 41.6523 | 2.0923e-15 | 2.0654e-15 | 2.0405e-15 | 2.0177e-15 | 1.9966e-15 | 0 | 0 | 0 | 77.7407 | 197.1707 | 431.6959 | 833.9393 | 1445.9108 | 2281.6251 | 3316.1093 | 4485.9161 | 5702.3798 | 6870.6075 | 7910.066 | 8766.7306 | 9417.049 | 9865.2362 | 10135.0014 | 10258.8421 | 10279.8384 | 10232.5256 | 10134.0113 | 10025.2054 | 9887.1401 | 9759.9041 | 9642.6345 | 9534.5391 | 9434.8901 | 0 | 0 | 0 | 15.1424791799597 | 23.802571764126114 | 47.60514352825221 | 83.30900117444143 | 129.59177960468662 | 181.4284914465612 | 230.90898911380526 | 269.3938206327727 | 290.1164222199088 | 290.1164222199088 | 270.7753274052487 | 236.9284114795923 | 195.11751533613466 | 151.75806748366057 | 111.8217339353291 | 78.27521375473006 | 52.18347583648671 | 33.207666441400676 | 16.949750119260692 | 11.29983341284046 | 5.755396159656813E-16 | 5.755396159656813E-16 | 5.755396159656813E-16 | 5.755396159656813E-16 | 5.755396159656813E-16 | 0 | 0 | 0 | 15.1424791799597 | 38.94505094408582 | 86.55019447233803 | 169.85919564677948 | 299.4509752514661 | 480.8794666980273 | 711.7884558118326 | 981.1822764446052 | 1271.2986986645142 | 1561.415120884423 | 1832.1904482896716 | 2069.118859769264 | 2264.2363751053986 | 2415.994442589059 | 2527.816176524388 | 2606.091390279118 | 2658.274866115605 | 2691.4825325570055 | 2708.4322826762664 | 2719.732116089107 | 2719.732116089107 | 2719.732116089107 | 2719.732116089107 | 2719.732116089107 | 2719.732116089107 | Functional steam boiler with a blowdown heat recovery system | Functional steam boiler with a blowdown heat recovery system | Functional steam boiler with a blowdown heat recovery system | Functional steam boiler with a blowdown heat recovery system | Functional steam boiler with a blowdown heat recovery system | Functional steam boiler with a blowdown heat recovery system | Functional steam boiler with a blowdown heat recovery system | Functional steam boiler with a blowdown heat recovery system | Functional steam boiler with a blowdown heat recovery system | Functional steam boiler with a blowdown heat recovery system | Functional steam boiler with a blowdown heat recovery system | Functional steam boiler with a blowdown heat recovery system | Functional steam boiler with a blowdown heat recovery system | Functional steam boiler with a blowdown heat recovery system | Functional steam boiler with a blowdown heat recovery system | Functional steam boiler with a blowdown heat recovery system | Functional steam boiler with a blowdown heat recovery system | Functional steam boiler with a blowdown heat recovery system | Functional steam boiler with a blowdown heat recovery system | Functional steam boiler with a blowdown heat recovery system | Functional steam boiler with a blowdown heat recovery system | Functional steam boiler with a blowdown heat recovery system | Functional steam boiler with a blowdown heat recovery system | Functional steam boiler with a blowdown heat recovery system | Functional steam boiler with a blowdown heat recovery system | Functional steam boiler with a blowdown heat recovery system | Functional steam boiler with a blowdown heat recovery system | Functional steam boiler with a blowdown heat recovery system | 1.61 | 1.61 | 1.61 | 1.61 | 1.61 | 1.61 | 1.61 | 1.61 | 1.61 | 1.61 | 1.61 | 1.61 | 1.61 | 1.61 | 1.61 | 1.61 | 1.61 | 1.61 | 1.61 | 1.61 | 1.61 | 1.61 | 1.61 | 1.61 | 1.61 | 1.61 | 1.61 | 1.61 | 0.1702 | 0.1702 | 0.1702 | 0.1702 | 0.1702 | 0.1702 | 0.1702 | 0.1702 | 0.1702 | 0.1702 | 0.1702 | 0.1702 | 0.1702 | 0.1702 | 0.1702 | 0.1702 | 0.1702 | 0.1702 | 0.1702 | 0.1702 | 0.1702 | 0.1702 | 0.1702 | 0.1702 | 0.1702 | 0.1702 | 0.1702 | 0.1702 | 0 | 0 | 0 | 66.5058 | 103.7928 | 205.9759 | 357.478 | 551.2213 | 764.6116 | 963.865 | 1113.5969 | 1187.7101 | 1176.5602 | 1088.2291 | 944.08 | 771.2149 | 595.2699 | 435.4588 | 302.7052 | 200.4801 | 126.7947 | 64.3507 | 42.675 | 2.0359e-15 | 2.0269e-15 | 2.0187e-15 | 2.0111e-15 | 2.0041e-15 | 0 | 0 | 0 | 66.5058 | 169.8227 | 374.4817 | 728.8639 | 1273.7209 | 2026.6166 | 2971.162 | 4055.9265 | 5204.5804 | 6332.2816 | 7363.4588 | 8244.7423 | 8949.5443 | 9476.7205 | 9843.8817 | 10078.2528 | 10212.6416 | 10276.7135 | 10282.7228 | 10271.341 | 10222.1963 | 10176.9661 | 10135.4208 | 10097.291 | 10062.3145 | 0 | 0 | 0 | 12.871107302965743 | 20.232185999507198 | 40.46437199901438 | 70.8126509982752 | 110.15301266398362 | 154.21421772957697 | 196.27264074673445 | 228.9847475378568 | 246.5989588869225 | 246.59895888692253 | 230.1590282944614 | 201.38914975765346 | 165.8498880357145 | 128.99435736111144 | 95.04847384502976 | 66.53393169152058 | 44.355954461013724 | 28.226516475190593 | 14.4072876013716 | 9.604858400914402 | 4.60431692772545E-16 | 4.60431692772545E-16 | 4.60431692772545E-16 | 4.60431692772545E-16 | 4.60431692772545E-16 | 0 | 0 | 0 | 12.871107302965743 | 33.10329330247294 | 73.56766530148734 | 144.38031629976257 | 254.5333289637462 | 408.74754669332316 | 605.0201874400577 | 834.0049349779146 | 1080.6038938648371 | 1327.2028527517596 | 1557.361881046221 | 1758.7510308038745 | 1924.600918839589 | 2053.5952762007005 | 2148.64375004573 | 2215.1776817372506 | 2259.533636198264 | 2287.7601526734547 | 2302.1674402748263 | 2311.772298675741 | 2311.772298675741 | 2311.772298675741 | 2311.772298675741 | 2311.772298675741 | 2311.772298675741 | Functional steam boiler with a blowdown heat recovery system | Functional steam boiler with a blowdown heat recovery system | Functional steam boiler with a blowdown heat recovery system | Functional steam boiler with a blowdown heat recovery system | Functional steam boiler with a blowdown heat recovery system | Functional steam boiler with a blowdown heat recovery system | Functional steam boiler with a blowdown heat recovery system | Functional steam boiler with a blowdown heat recovery system | Functional steam boiler with a blowdown heat recovery system | Functional steam boiler with a blowdown heat recovery system | Functional steam boiler with a blowdown heat recovery system | Functional steam boiler with a blowdown heat recovery system | Functional steam boiler with a blowdown heat recovery system | Functional steam boiler with a blowdown heat recovery system | Functional steam boiler with a blowdown heat recovery system | Functional steam boiler with a blowdown heat recovery system | Functional steam boiler with a blowdown heat recovery system | Functional steam boiler with a blowdown heat recovery system | Functional steam boiler with a blowdown heat recovery system | Functional steam boiler with a blowdown heat recovery system | Functional steam boiler with a blowdown heat recovery system | Functional steam boiler with a blowdown heat recovery system | Functional steam boiler with a blowdown heat recovery system | Functional steam boiler with a blowdown heat recovery system | Functional steam boiler with a blowdown heat recovery system | Functional steam boiler with a blowdown heat recovery system | Functional steam boiler with a blowdown heat recovery system | Functional steam boiler with a blowdown heat recovery system | 1.61 | 1.61 | 1.61 | 1.61 | 1.61 | 1.61 | 1.61 | 1.61 | 1.61 | 1.61 | 1.61 | 1.61 | 1.61 | 1.61 | 1.61 | 1.61 | 1.61 | 1.61 | 1.61 | 1.61 | 1.61 | 1.61 | 1.61 | 1.61 | 1.61 | 1.61 | 1.61 | 1.61 | 0.1702 | 0.1702 | 0.1702 | 0.1702 | 0.1702 | 0.1702 | 0.1702 | 0.1702 | 0.1702 | 0.1702 | 0.1702 | 0.1702 | 0.1702 | 0.1702 | 0.1702 | 0.1702 | 0.1702 | 0.1702 | 0.1702 | 0.1702 | 0.1702 | 0.1702 | 0.1702 | 0.1702 | 0.1702 | 0.1702 | 0.1702 | 0.1702 | 0 | 0 | 0 | 66.5057 | 103.7919 | 205.9711 | 357.4586 | 551.1599 | 764.4528 | 963.5219 | 1112.9636 | 1186.6953 | 1175.5481 | 1087.2868 | 943.2572 | 770.5385 | 594.7446 | 435.0722 | 302.4349 | 200.3001 | 126.6802 | 64.2924 | 42.6361 | 2.0341e-15 | 2.0251e-15 | 2.0168e-15 | 2.0093e-15 | 2.0024e-15 | 0 | 0 | 0 | 66.5057 | 169.8212 | 374.4729 | 728.8244 | 1273.579 | 2026.196 | 2970.1042 | 4053.6198 | 5200.1337 | 6326.8347 | 7357.0828 | 8237.5564 | 8941.6944 | 9468.3569 | 9835.1423 | 10069.2532 | 10203.4714 | 10267.4372 | 10273.3974 | 10261.9906 | 10212.8709 | 10167.6904 | 10126.2401 | 10088.2798 | 10053.585 | 0 | 0 | 0 | 12.8711 | 20.2322 | 40.46437199901438 | 70.8126509982752 | 110.15301266398362 | 154.21421772957697 | 196.27264074673445 | 228.9847475378568 | 246.5989588869225 | 246.59895888692253 | 230.1590282944614 | 201.38914975765346 | 165.8498880357145 | 128.99435736111144 | 95.04847384502976 | 66.53393169152058 | 44.355954461013724 | 28.226516475190593 | 14.4072876013716 | 9.604858400914402 | 4.60431692772545E-16 | 4.60431692772545E-16 | 4.60431692772545E-16 | 4.60431692772545E-16 | 4.60431692772545E-16 | 0 | 0
Gas Boiler - Burner Control Optimization_Healthcare_Existing_Linkageless/parallel positioning controls with oxygen trim for burner combustion control. | Gas Boiler - Burner Control Optimization_Healthcare_Existing | Gas Boiler - Burner Control Optimization_Commercial_Existing_Single point positioning for burner combustion control_Linkageless/parallel positioning controls with oxygen trim for burner combustion control. | Commercial | Healthcare | Existing | Space Heating | Natural Gas | Gas Boiler - Burner Control Optimization | NEQ | Single point positioning for burner combustion control | 20 | 20 | 20 | 4578.9936 | 0 | 0 | 0.05 | 0.85 | Retro5Med | 8.35569166605469E-06 | TBD | A | WCM521 | 0.7 | 0.42 | perbldg | 0.0321 | 840.3534495195761 | 840.3534 | 502.26341413325133 | 502.2634 | IL TRM v12 - 4.4.21 Linkageless Boiler Controls for Space Heating - CI-HVC-LBC-V06-220101 ¦ IL TRM v12 - 4.4.22 Oxygen Trim Controls for Space Heating Boilers - CI-HVC-O2TC-V02-220101 | IL TRM v12 - 4.4.22 Oxygen Trim Controls for Space Heating Boilers - CI-HVC-O2TC-V02-220101 | IL TRM v12 - 4.4.21 Linkageless Boiler Controls for Space Heating - CI-HVC-LBC-V06-220101 ¦ IL TRM v12 - 4.4.22 Oxygen Trim Controls for Space Heating Boilers - CI-HVC-O2TC-V02-220101 | 0 | 0 | 29888.108 | Single point positioning for burner combustion control | Single point positioning for burner combustion control | Single point positioning for burner combustion control | Single point positioning for burner combustion control | Single point positioning for burner combustion control | Single point positioning for burner combustion control | Single point positioning for burner combustion control | Single point positioning for burner combustion control | Single point positioning for burner combustion control | Single point positioning for burner combustion control | Single point positioning for burner combustion control | Single point positioning for burner combustion control | Single point positioning for burner combustion control | Single point positioning for burner combustion control | Single point positioning for burner combustion control | Single point positioning for burner combustion control | Single point positioning for burner combustion control | Single point positioning for burner combustion control | Single point positioning for burner combustion control | Single point positioning for burner combustion control | Single point positioning for burner combustion control | Single point positioning for burner combustion control | Single point positioning for burner combustion control | Single point positioning for burner combustion control | Single point positioning for burner combustion control | Single point positioning for burner combustion control | Single point positioning for burner combustion control | Single point positioning for burner combustion control | 0 | 0 | 0 | 4129.3743 | 4994.5107 | 6015.2384 | 6865.561 | 7691.9375 | 8823.8892 | 9488.7107 | 9493.4021 | 8755.5167 | 7361.3408 | 5569.7645 | 3603.494 | 2045.2722 | 962.7238 | 398.2573 | 141.6229 | 43.2989 | 9.2464 | 0.83522 | 0.54713 | 0 | 0 | 0 | 0 | 0 | 0 | 0 | 0 | 4129.3743 | 9062.2301 | 14934.2639 | 21549.2013 | 28858.3564 | 37140.2036 | 45895.1883 | 54441.7183 | 62035.6956 | 68038.9021 | 72094.75 | 74080.9014 | 74459.3084 | 73755.7882 | 72515.4444 | 71055.8098 | 69592.7768 | 68194.9717 | 66920.4488 | 65756.8526 | 64718.4637 | 63759.9763 | 62875.722 | 62059.9158 | 61307.2534 | 0 | 0 | 0 | 9.242318796257578E-06 | 1.1348093499667493E-05 | 1.3886745510028133E-05 | 1.612032348184462E-05 | 1.838727029496428E-05 | 2.1496929177639804E-05 | 2.3582465144603805E-05 | 2.409115393857702E-05 | 2.2703021386008642E-05 | 1.951516989384994E-05 | 1.5101662399450313E-05 | 9.994600558743665E-06 | 5.803316453464061E-06 | 2.7941894035197327E-06 | 1.182157055335272E-06 | 4.298752928491897E-07 | 1.3427370131895868E-07 | 2.9265570098477576E-08 | 2.6939290514270976E-09 | 1.7959527009513981E-09 | 0 | 0 | 0 | 0 | 0 | 0 | 0 | 0 | 9.242318796257578E-06 | 2.059041229592507E-05 | 3.44771578059532E-05 | 5.059748128779783E-05 | 6.89847515827621E-05 | 9.048168076040192E-05 | 0.00011406414590500571 | 0.00013815529984358274 | 0.00016085832122959137 | 0.00018037349112344132 | 0.00019547515352289166 | 0.0002054697540816353 | 0.00021127307053509935 | 0.0002140672599386191 | 0.00021524941699395435 | 0.00021567929228680354 | 0.0002158135659881225 | 0.000215842831558221 | 0.0002158455254872724 | 0.00021584732143997335 | 0.00021584732143997335 | 0.00021584732143997335 | 0.00021584732143997335 | 0.00021584732143997335 | 0.00021584732143997335 | Linkageless/parallel positioning controls with oxygen trim for burner combustion control. | Linkageless/parallel positioning controls with oxygen trim for burner combustion control. | Linkageless/parallel positioning controls with oxygen trim for burner combustion control. | Linkageless/parallel positioning controls with oxygen trim for burner combustion control. | Linkageless/parallel positioning controls with oxygen trim for burner combustion control. | Linkageless/parallel positioning controls with oxygen trim for burner combustion control. | Linkageless/parallel positioning controls with oxygen trim for burner combustion control. | Linkageless/parallel positioning controls with oxygen trim for burner combustion control. | Linkageless/parallel positioning controls with oxygen trim for burner combustion control. | Linkageless/parallel positioning controls with oxygen trim for burner combustion control. | Linkageless/parallel positioning controls with oxygen trim for burner combustion control. | Linkageless/parallel positioning controls with oxygen trim for burner combustion control. | Linkageless/parallel positioning controls with oxygen trim for burner combustion control. | Linkageless/parallel positioning controls with oxygen trim for burner combustion control. | Linkageless/parallel positioning controls with oxygen trim for burner combustion control. | Linkageless/parallel positioning controls with oxygen trim for burner combustion control. | Linkageless/parallel positioning controls with oxygen trim for burner combustion control. | Linkageless/parallel positioning controls with oxygen trim for burner combustion control. | Linkageless/parallel positioning controls with oxygen trim for burner combustion control. | Linkageless/parallel positioning controls with oxygen trim for burner combustion control. | Linkageless/parallel positioning controls with oxygen trim for burner combustion control. | Linkageless/parallel positioning controls with oxygen trim for burner combustion control. | Linkageless/parallel positioning controls with oxygen trim for burner combustion control. | Linkageless/parallel positioning controls with oxygen trim for burner combustion control. | Linkageless/parallel positioning controls with oxygen trim for burner combustion control. | Linkageless/parallel positioning controls with oxygen trim for burner combustion control. | Linkageless/parallel positioning controls with oxygen trim for burner combustion control. | Linkageless/parallel positioning controls with oxygen trim for burner combustion control. | 29888.108 | 29888.108 | 29888.108 | 29888.108 | 29888.108 | 29888.108 | 29888.108 | 29888.108 | 29888.108 | 29888.108 | 29888.108 | 29888.108 | 29888.108 | 29888.108 | 29888.108 | 29888.108 | 29888.108 | 29888.108 | 29888.108 | 29888.108 | 29888.108 | 29888.108 | 29888.108 | 29888.108 | 29888.108 | 29888.108 | 29888.108 | 29888.108 | 4578.9936 | 4578.9936 | 4578.9936 | 4578.9936 | 4578.9936 | 4578.9936 | 4578.9936 | 4578.9936 | 4578.9936 | 4578.9936 | 4578.9936 | 4578.9936 | 4578.9936 | 4578.9936 | 4578.9936 | 4578.9936 | 4578.9936 | 4578.9936 | 4578.9936 | 4578.9936 | 4578.9936 | 4578.9936 | 4578.9936 | 4578.9936 | 4578.9936 | 4578.9936 | 4578.9936 | 4578.9936 | 0 | 0 | 0 | 3535.2774 | 4308.8361 | 5231.1216 | 6021.5721 | 6807.4357 | 7884.173 | 8564.2691 | 8660.2447 | 8076.8429 | 6870.5378 | 5261.8407 | 3447.2979 | 1982.1725 | 945.6046 | 396.6081 | 143.0557 | 44.3526 | 9.6019 | 0.87859 | 0.58257 | 0 | 0 | 0 | 0 | 0 | 0 | 0 | 0 | 3535.2774 | 7818.116 | 12987.5069 | 18900.1408 | 25539.9119 | 33184.8896 | 41423.8304 | 49663.8189 | 57227.0701 | 63502.5418 | 68108.9993 | 70869.8108 | 72162.1295 | 72444.2606 | 72215.1592 | 71774.6398 | 71286.4797 | 70817.2263 | 70395.1348 | 70016.1633 | 69696.8808 | 69401.5411 | 69129.4572 | 68878.9798 | 68648.5418 | 0 | 0 | 0 | 7.855970976818939E-06 | 9.64587947471737E-06 | 1.1803733683523913E-05 | 1.3702274959567927E-05 | 1.5629179750719635E-05 | 1.827238980099383E-05 | 2.0045095372913233E-05 | 2.0477480847790466E-05 | 1.9297568178107355E-05 | 1.6587894409772447E-05 | 1.2836413039532771E-05 | 8.495410474932115E-06 | 4.932818985444451E-06 | 2.375060992991773E-06 | 1.0048334970349814E-06 | 3.6539399892181136E-07 | 1.1413264612111484E-07 | 2.487573458370595E-08 | 2.2898396937130327E-09 | 1.5265597958086887E-09 | 0 | 0 | 0 | 0 | 0 | 0 | 0 | 0 | 7.855970976818939E-06 | 1.750185045153631E-05 | 2.9305584135060222E-05 | 4.300785909462815E-05 | 5.8637038845347784E-05 | 7.690942864634163E-05 | 9.695452401925485E-05 | 0.00011743200486704532 | 0.00013672957304515268 | 0.00015331746745492512 | 0.00016615388049445788 | 0.00017464929096939 | 0.00017958210995483445 | 0.00018195717094782624 | 0.00018296200444486123 | 0.00018332739844378304 | 0.00018344153108990416 | 0.00018346640682448788 | 0.00018346869666418158 | 0.0001834702232239774 | 0.0001834702232239774 | 0.0001834702232239774 | 0.0001834702232239774 | 0.0001834702232239774 | 0.0001834702232239774 | Linkageless/parallel positioning controls with oxygen trim for burner combustion control. | Linkageless/parallel positioning controls with oxygen trim for burner combustion control. | Linkageless/parallel positioning controls with oxygen trim for burner combustion control. | Linkageless/parallel positioning controls with oxygen trim for burner combustion control. | Linkageless/parallel positioning controls with oxygen trim for burner combustion control. | Linkageless/parallel positioning controls with oxygen trim for burner combustion control. | Linkageless/parallel positioning controls with oxygen trim for burner combustion control. | Linkageless/parallel positioning controls with oxygen trim for burner combustion control. | Linkageless/parallel positioning controls with oxygen trim for burner combustion control. | Linkageless/parallel positioning controls with oxygen trim for burner combustion control. | Linkageless/parallel positioning controls with oxygen trim for burner combustion control. | Linkageless/parallel positioning controls with oxygen trim for burner combustion control. | Linkageless/parallel positioning controls with oxygen trim for burner combustion control. | Linkageless/parallel positioning controls with oxygen trim for burner combustion control. | Linkageless/parallel positioning controls with oxygen trim for burner combustion control. | Linkageless/parallel positioning controls with oxygen trim for burner combustion control. | Linkageless/parallel positioning controls with oxygen trim for burner combustion control. | Linkageless/parallel positioning controls with oxygen trim for burner combustion control. | Linkageless/parallel positioning controls with oxygen trim for burner combustion control. | Linkageless/parallel positioning controls with oxygen trim for burner combustion control. | Linkageless/parallel positioning controls with oxygen trim for burner combustion control. | Linkageless/parallel positioning controls with oxygen trim for burner combustion control. | Linkageless/parallel positioning controls with oxygen trim for burner combustion control. | Linkageless/parallel positioning controls with oxygen trim for burner combustion control. | Linkageless/parallel positioning controls with oxygen trim for burner combustion control. | Linkageless/parallel positioning controls with oxygen trim for burner combustion control. | Linkageless/parallel positioning controls with oxygen trim for burner combustion control. | Linkageless/parallel positioning controls with oxygen trim for burner combustion control. | 29888.108 | 29888.108 | 29888.108 | 29888.108 | 29888.108 | 29888.108 | 29888.108 | 29888.108 | 29888.108 | 29888.108 | 29888.108 | 29888.108 | 29888.108 | 29888.108 | 29888.108 | 29888.108 | 29888.108 | 29888.108 | 29888.108 | 29888.108 | 29888.108 | 29888.108 | 29888.108 | 29888.108 | 29888.108 | 29888.108 | 29888.108 | 29888.108 | 4578.9936 | 4578.9936 | 4578.9936 | 4578.9936 | 4578.9936 | 4578.9936 | 4578.9936 | 4578.9936 | 4578.9936 | 4578.9936 | 4578.9936 | 4578.9936 | 4578.9936 | 4578.9936 | 4578.9936 | 4578.9936 | 4578.9936 | 4578.9936 | 4578.9936 | 4578.9936 | 4578.9936 | 4578.9936 | 4578.9936 | 4578.9936 | 4578.9936 | 4578.9936 | 4578.9936 | 4578.9936 | 0 | 0 | 0 | 3535.1726 | 4308.3555 | 5229.5462 | 6017.3879 | 6797.7321 | 7863.2424 | 8525.2666 | 8597.2201 | 7988.5008 | 6763.4364 | 5150.173 | 3351.543 | 1912.4985 | 904.7308 | 376.0327 | 134.3285 | 41.2447 | 8.8428 | 0.80132 | 0.5262 | 0 | 0 | 0 | 0 | 0 | 0 | 0 | 0 | 3535.1726 | 7817.2441 | 12983.5958 | 18887.0077 | 25503.5062 | 33096.7917 | 41235.1823 | 49302.3925 | 56601.137 | 62512.6323 | 66663.5781 | 68901.2743 | 69625.6055 | 69312.8507 | 68468.7613 | 67396.0054 | 66291.1519 | 65218.4258 | 64203.7616 | 63241.2602 | 62343.9197 | 61480.2588 | 60649.2691 | 59850.1602 | 59083.203 | 0 | 0 | 0 | 7.856e-06 | 9.6459e-06 | 1.1803733683523913E-05 | 1.3702274959567927E-05 | 1.5629179750719635E-05 | 1.827238980099383E-05 | 2.0045095372913233E-05 | 2.0477480847790466E-05 | 1.9297568178107355E-05 | 1.6587894409772447E-05 | 1.2836413039532771E-05 | 8.495410474932115E-06 | 4.932818985444451E-06 | 2.375060992991773E-06 | 1.0048334970349814E-06 | 3.6539399892181136E-07 | 1.1413264612111484E-07 | 2.487573458370595E-08 | 2.2898396937130327E-09 | 1.5265597958086887E-09 | 0 | 0 | 0 | 0 | 0 | 0 | 0
Commercial Laundry - Ozone Treatment_Education_Existing_Ozone laundry system(s) that transfer ozone into the water through Venturi Injection, Bubble Diffusion, or other methods | Commercial Laundry - Ozone Treatment_Education_Existing | Commercial Laundry - Ozone Treatment_Commercial_Existing_Conventional washing machine system with no ozone generator installed_Ozone laundry system(s) that transfer ozone into the water through Venturi Injection, Bubble Diffusion, or other methods | Commercial | Education | Existing | Water Heating | Natural Gas | Commercial Laundry - Ozone Treatment | NEQ | Conventional washing machine system with no ozone generator installed | 10 | 10 | 10 | 8.5556 | 0 | 0 | 0 | 0 | Retro5Med | 8.35569166605469E-06 | TBD | A | WCM437 | 0.7 | 0.42 | Capacity | 0.0321 | 666.8074448014204 | 666.8074 | 1430.0552444047344 | 1430.0552 | IL TRM v12 - 4.3.6 - Ozone Laundry - CI-HWE-OZLD-V07-230101 | IL TRM v12 - 4.3.6 - Ozone Laundry - CI-HWE-OZLD-V07-230101 | IL TRM v12 - 4.3.6 - Ozone Laundry - CI-HWE-OZLD-V07-230101 | 0 | 0 | 98.2254 | Conventional washing machine system with no ozone generator installed | Conventional washing machine system with no ozone generator installed | Conventional washing machine system with no ozone generator installed | Conventional washing machine system with no ozone generator installed | Conventional washing machine system with no ozone generator installed | Conventional washing machine system with no ozone generator installed | Conventional washing machine system with no ozone generator installed | Conventional washing machine system with no ozone generator installed | Conventional washing machine system with no ozone generator installed | Conventional washing machine system with no ozone generator installed | Conventional washing machine system with no ozone generator installed | Conventional washing machine system with no ozone generator installed | Conventional washing machine system with no ozone generator installed | Conventional washing machine system with no ozone generator installed | Conventional washing machine system with no ozone generator installed | Conventional washing machine system with no ozone generator installed | Conventional washing machine system with no ozone generator installed | Conventional washing machine system with no ozone generator installed | Conventional washing machine system with no ozone generator installed | Conventional washing machine system with no ozone generator installed | Conventional washing machine system with no ozone generator installed | Conventional washing machine system with no ozone generator installed | Conventional washing machine system with no ozone generator installed | Conventional washing machine system with no ozone generator installed | Conventional washing machine system with no ozone generator installed | Conventional washing machine system with no ozone generator installed | Conventional washing machine system with no ozone generator installed | Conventional washing machine system with no ozone generator installed | 0 | 0 | 0 | 0 | 0 | 0 | 0 | 0 | 0 | 0 | 0 | 0 | 0 | 0 | 0 | 0 | 0 | 0 | 0 | 0 | 0 | 0 | 0 | 0 | 0 | 0 | 0 | 0 | 0 | 0 | 0 | 0 | 0 | 0 | 0 | 0 | 0 | 0 | 0 | 0 | 0 | 0 | 0 | 0 | 0 | 0 | 0 | 0 | 0 | 0 | 0 | 0 | 0 | 0 | 0 | 0 | 0 | 0 | 0 | 0 | 0 | 0 | 0 | 0 | 0 | 0 | 0 | 0 | 0 | 0 | 0 | 0 | 0 | 0 | 0 | 0 | 0 | 0 | 0 | 0 | 0 | 0 | 0 | 0 | 0 | 0 | 0 | 0 | 0 | 0 | 0 | 0 | 0 | 0 | 0 | 0 | 0 | 0 | 0 | 0 | 0 | 0 | 0 | 0 | 0 | 0 | 0 | 0 | 0 | 0 | 0 | 0 | Ozone laundry system(s) that transfer ozone into the water through Venturi Injection, Bubble Diffusion, or other methods | Ozone laundry system(s) that transfer ozone into the water through Venturi Injection, Bubble Diffusion, or other methods | Ozone laundry system(s) that transfer ozone into the water through Venturi Injection, Bubble Diffusion, or other methods | Ozone laundry system(s) that transfer ozone into the water through Venturi Injection, Bubble Diffusion, or other methods | Ozone laundry system(s) that transfer ozone into the water through Venturi Injection, Bubble Diffusion, or other methods | Ozone laundry system(s) that transfer ozone into the water through Venturi Injection, Bubble Diffusion, or other methods | Ozone laundry system(s) that transfer ozone into the water through Venturi Injection, Bubble Diffusion, or other methods | Ozone laundry system(s) that transfer ozone into the water through Venturi Injection, Bubble Diffusion, or other methods | Ozone laundry system(s) that transfer ozone into the water through Venturi Injection, Bubble Diffusion, or other methods | Ozone laundry system(s) that transfer ozone into the water through Venturi Injection, Bubble Diffusion, or other methods | Ozone laundry system(s) that transfer ozone into the water through Venturi Injection, Bubble Diffusion, or other methods | Ozone laundry system(s) that transfer ozone into the water through Venturi Injection, Bubble Diffusion, or other methods | Ozone laundry system(s) that transfer ozone into the water through Venturi Injection, Bubble Diffusion, or other methods | Ozone laundry system(s) that transfer ozone into the water through Venturi Injection, Bubble Diffusion, or other methods | Ozone laundry system(s) that transfer ozone into the water through Venturi Injection, Bubble Diffusion, or other methods | Ozone laundry system(s) that transfer ozone into the water through Venturi Injection, Bubble Diffusion, or other methods | Ozone laundry system(s) that transfer ozone into the water through Venturi Injection, Bubble Diffusion, or other methods | Ozone laundry system(s) that transfer ozone into the water through Venturi Injection, Bubble Diffusion, or other methods | Ozone laundry system(s) that transfer ozone into the water through Venturi Injection, Bubble Diffusion, or other methods | Ozone laundry system(s) that transfer ozone into the water through Venturi Injection, Bubble Diffusion, or other methods | Ozone laundry system(s) that transfer ozone into the water through Venturi Injection, Bubble Diffusion, or other methods | Ozone laundry system(s) that transfer ozone into the water through Venturi Injection, Bubble Diffusion, or other methods | Ozone laundry system(s) that transfer ozone into the water through Venturi Injection, Bubble Diffusion, or other methods | Ozone laundry system(s) that transfer ozone into the water through Venturi Injection, Bubble Diffusion, or other methods | Ozone laundry system(s) that transfer ozone into the water through Venturi Injection, Bubble Diffusion, or other methods | Ozone laundry system(s) that transfer ozone into the water through Venturi Injection, Bubble Diffusion, or other methods | Ozone laundry system(s) that transfer ozone into the water through Venturi Injection, Bubble Diffusion, or other methods | Ozone laundry system(s) that transfer ozone into the water through Venturi Injection, Bubble Diffusion, or other methods | 98.2254 | 98.2254 | 98.2254 | 98.2254 | 98.2254 | 98.2254 | 98.2254 | 98.2254 | 98.2254 | 98.2254 | 98.2254 | 98.2254 | 98.2254 | 98.2254 | 98.2254 | 98.2254 | 98.2254 | 98.2254 | 98.2254 | 98.2254 | 98.2254 | 98.2254 | 98.2254 | 98.2254 | 98.2254 | 98.2254 | 98.2254 | 98.2254 | 8.5556 | 8.5556 | 8.5556 | 8.5556 | 8.5556 | 8.5556 | 8.5556 | 8.5556 | 8.5556 | 8.5556 | 8.5556 | 8.5556 | 8.5556 | 8.5556 | 8.5556 | 8.5556 | 8.5556 | 8.5556 | 8.5556 | 8.5556 | 8.5556 | 8.5556 | 8.5556 | 8.5556 | 8.5556 | 8.5556 | 8.5556 | 8.5556 | 0 | 0 | 0 | 0 | 0 | 0 | 0 | 0 | 0 | 0 | 0 | 0 | 0 | 0 | 0 | 0 | 0 | 0 | 0 | 0 | 0 | 0 | 0 | 0 | 0 | 0 | 0 | 0 | 0 | 0 | 0 | 0 | 0 | 0 | 0 | 0 | 0 | 0 | 0 | 0 | 0 | 0 | 0 | 0 | 0 | 0 | 0 | 0 | 0 | 0 | 0 | 0 | 0 | 0 | 0 | 0 | 0 | 0 | 0 | 0 | 0 | 0 | 0 | 0 | 0 | 0 | 0 | 0 | 0 | 0 | 0 | 0 | 0 | 0 | 0 | 0 | 0 | 0 | 0 | 0 | 0 | 0 | 0 | 0 | 0 | 0 | 0 | 0 | 0 | 0 | 0 | 0 | 0 | 0 | 0 | 0 | 0 | 0 | 0 | 0 | 0 | 0 | 0 | 0 | 0 | 0 | 0 | 0 | 0 | 0 | 0 | 0 | Ozone laundry system(s) that transfer ozone into the water through Venturi Injection, Bubble Diffusion, or other methods | Ozone laundry system(s) that transfer ozone into the water through Venturi Injection, Bubble Diffusion, or other methods | Ozone laundry system(s) that transfer ozone into the water through Venturi Injection, Bubble Diffusion, or other methods | Ozone laundry system(s) that transfer ozone into the water through Venturi Injection, Bubble Diffusion, or other methods | Ozone laundry system(s) that transfer ozone into the water through Venturi Injection, Bubble Diffusion, or other methods | Ozone laundry system(s) that transfer ozone into the water through Venturi Injection, Bubble Diffusion, or other methods | Ozone laundry system(s) that transfer ozone into the water through Venturi Injection, Bubble Diffusion, or other methods | Ozone laundry system(s) that transfer ozone into the water through Venturi Injection, Bubble Diffusion, or other methods | Ozone laundry system(s) that transfer ozone into the water through Venturi Injection, Bubble Diffusion, or other methods | Ozone laundry system(s) that transfer ozone into the water through Venturi Injection, Bubble Diffusion, or other methods | Ozone laundry system(s) that transfer ozone into the water through Venturi Injection, Bubble Diffusion, or other methods | Ozone laundry system(s) that transfer ozone into the water through Venturi Injection, Bubble Diffusion, or other methods | Ozone laundry system(s) that transfer ozone into the water through Venturi Injection, Bubble Diffusion, or other methods | Ozone laundry system(s) that transfer ozone into the water through Venturi Injection, Bubble Diffusion, or other methods | Ozone laundry system(s) that transfer ozone into the water through Venturi Injection, Bubble Diffusion, or other methods | Ozone laundry system(s) that transfer ozone into the water through Venturi Injection, Bubble Diffusion, or other methods | Ozone laundry system(s) that transfer ozone into the water through Venturi Injection, Bubble Diffusion, or other methods | Ozone laundry system(s) that transfer ozone into the water through Venturi Injection, Bubble Diffusion, or other methods | Ozone laundry system(s) that transfer ozone into the water through Venturi Injection, Bubble Diffusion, or other methods | Ozone laundry system(s) that transfer ozone into the water through Venturi Injection, Bubble Diffusion, or other methods | Ozone laundry system(s) that transfer ozone into the water through Venturi Injection, Bubble Diffusion, or other methods | Ozone laundry system(s) that transfer ozone into the water through Venturi Injection, Bubble Diffusion, or other methods | Ozone laundry system(s) that transfer ozone into the water through Venturi Injection, Bubble Diffusion, or other methods | Ozone laundry system(s) that transfer ozone into the water through Venturi Injection, Bubble Diffusion, or other methods | Ozone laundry system(s) that transfer ozone into the water through Venturi Injection, Bubble Diffusion, or other methods | Ozone laundry system(s) that transfer ozone into the water through Venturi Injection, Bubble Diffusion, or other methods | Ozone laundry system(s) that transfer ozone into the water through Venturi Injection, Bubble Diffusion, or other methods | Ozone laundry system(s) that transfer ozone into the water through Venturi Injection, Bubble Diffusion, or other methods | 98.2254 | 98.2254 | 98.2254 | 98.2254 | 98.2254 | 98.2254 | 98.2254 | 98.2254 | 98.2254 | 98.2254 | 98.2254 | 98.2254 | 98.2254 | 98.2254 | 98.2254 | 98.2254 | 98.2254 | 98.2254 | 98.2254 | 98.2254 | 98.2254 | 98.2254 | 98.2254 | 98.2254 | 98.2254 | 98.2254 | 98.2254 | 98.2254 | 8.5556 | 8.5556 | 8.5556 | 8.5556 | 8.5556 | 8.5556 | 8.5556 | 8.5556 | 8.5556 | 8.5556 | 8.5556 | 8.5556 | 8.5556 | 8.5556 | 8.5556 | 8.5556 | 8.5556 | 8.5556 | 8.5556 | 8.5556 | 8.5556 | 8.5556 | 8.5556 | 8.5556 | 8.5556 | 8.5556 | 8.5556 | 8.5556 | 0 | 0 | 0 | 0 | 0 | 0 | 0 | 0 | 0 | 0 | 0 | 0 | 0 | 0 | 0 | 0 | 0 | 0 | 0 | 0 | 0 | 0 | 0 | 0 | 0 | 0 | 0 | 0 | 0 | 0 | 0 | 0 | 0 | 0 | 0 | 0 | 0 | 0 | 0 | 0 | 0 | 0 | 0 | 0 | 0 | 0 | 0 | 0 | 0 | 0 | 0 | 0 | 0 | 0 | 0 | 0 | 0 | 0 | 0 | 0 | 0 | 0 | 0 | 0 | 0 | 0 | 0 | 0 | 0 | 0 | 0 | 0 | 0 | 0 | 0 | 0 | 0 | 0 | 0 | 0 | 0 | 0 | 0 | 0 | 0 | 0
Gas Boiler - Blowdown Heat Recovery_Grocery_Existing_Functional steam boiler with a blowdown heat recovery system | Gas Boiler - Blowdown Heat Recovery_Grocery_Existing | Gas Boiler - Blowdown Heat Recovery_Commercial_Existing_Existing steam boiler system with a deaerator where no blowdown heat is recovered_Functional steam boiler with a blowdown heat recovery system | Commercial | Grocery | Existing | Space Heating | Natural Gas | Gas Boiler - Blowdown Heat Recovery | NEQ | Existing steam boiler system with a deaerator where no blowdown heat is recovered | 20 | 20 | 20 | 0.16015 | 0 | 0 | 0 | 0.25 | Retro3Slow | 0.004128203794943829 | TBD | A | WCM322 | 0.7 | 0.42 | kBtuh heat | 0.0321 | 976.0381920624 | 976.0382 | 769.8329402182304 | 769.8329 | IL TRM v13 - 4.4.63 - Boiler Blowdown Heat Recovery - CI-HVC-BBHR-V01-240101 | IL TRM v13 - 4.4.63 - Boiler Blowdown Heat Recovery - CI-HVC-BBHR-V01-240101 | IL TRM v13 - 4.4.63 - Boiler Blowdown Heat Recovery - CI-HVC-BBHR-V01-240101 | 0 | 0 | 1.61 | Existing steam boiler system with a deaerator where no blowdown heat is recovered | Existing steam boiler system with a deaerator where no blowdown heat is recovered | Existing steam boiler system with a deaerator where no blowdown heat is recovered | Existing steam boiler system with a deaerator where no blowdown heat is recovered | Existing steam boiler system with a deaerator where no blowdown heat is recovered | Existing steam boiler system with a deaerator where no blowdown heat is recovered | Existing steam boiler system with a deaerator where no blowdown heat is recovered | Existing steam boiler system with a deaerator where no blowdown heat is recovered | Existing steam boiler system with a deaerator where no blowdown heat is recovered | Existing steam boiler system with a deaerator where no blowdown heat is recovered | Existing steam boiler system with a deaerator where no blowdown heat is recovered | Existing steam boiler system with a deaerator where no blowdown heat is recovered | Existing steam boiler system with a deaerator where no blowdown heat is recovered | Existing steam boiler system with a deaerator where no blowdown heat is recovered | Existing steam boiler system with a deaerator where no blowdown heat is recovered | Existing steam boiler system with a deaerator where no blowdown heat is recovered | Existing steam boiler system with a deaerator where no blowdown heat is recovered | Existing steam boiler system with a deaerator where no blowdown heat is recovered | Existing steam boiler system with a deaerator where no blowdown heat is recovered | Existing steam boiler system with a deaerator where no blowdown heat is recovered | Existing steam boiler system with a deaerator where no blowdown heat is recovered | Existing steam boiler system with a deaerator where no blowdown heat is recovered | Existing steam boiler system with a deaerator where no blowdown heat is recovered | Existing steam boiler system with a deaerator where no blowdown heat is recovered | Existing steam boiler system with a deaerator where no blowdown heat is recovered | Existing steam boiler system with a deaerator where no blowdown heat is recovered | Existing steam boiler system with a deaerator where no blowdown heat is recovered | Existing steam boiler system with a deaerator where no blowdown heat is recovered | 0 | 0 | 0 | 9.3958 | 14.503 | 28.4537 | 48.7784 | 74.2641 | 101.6475 | 126.3511 | 143.8397 | 151.0693 | 147.2579 | 133.9521 | 114.2177 | 91.647 | 69.4365 | 49.8267 | 33.9405 | 22.0311 | 13.6669 | 6.81 | 4.4389 | 0 | 0 | 0 | 0 | 0 | 0 | 0 | 0 | 9.3958 | 23.7293 | 51.7312 | 99.4546 | 171.604 | 269.4185 | 389.4837 | 523.8908 | 661.99 | 792.5465 | 906.3815 | 997.474 | 1063.5149 | 1105.4311 | 1126.3709 | 1130.015 | 1122.2844 | 1107.7007 | 1088.1801 | 1068.3871 | 1046.3606 | 1026.0971 | 1007.4344 | 990.2428 | 974.4041 | 0 | 0 | 0 | 3.25410393175514 | 5.115149338691898 | 10.230298677383798 | 17.903022685421647 | 27.849146399544782 | 38.98880495936268 | 49.62211540282523 | 57.89246796996273 | 62.34573473688293 | 62.34573473688293 | 58.189352421090824 | 50.91568336845439 | 41.93056277402124 | 32.61265993534989 | 24.030381004994723 | 16.821266703496246 | 11.214177802330832 | 7.136294965119633 | 3.64248468496162 | 2.428323123307747 | 0 | 0 | 0 | 0 | 0 | 0 | 0 | 0 | 3.25410393175514 | 8.369253270447038 | 18.599551947830836 | 36.50257463325248 | 64.35172103279726 | 103.34052599215994 | 152.96264139498518 | 210.8551093649479 | 273.20084410183085 | 335.5465788387138 | 393.7359312598046 | 444.651614628259 | 486.5821774022802 | 519.1948373376301 | 543.2252183426248 | 560.0464850461211 | 571.2606628484518 | 578.3969578135715 | 582.0394424985332 | 584.4677656218408 | 584.4677656218408 | 584.4677656218408 | 584.4677656218408 | 584.4677656218408 | 584.4677656218408 | Functional steam boiler with a blowdown heat recovery system | Functional steam boiler with a blowdown heat recovery system | Functional steam boiler with a blowdown heat recovery system | Functional steam boiler with a blowdown heat recovery system | Functional steam boiler with a blowdown heat recovery system | Functional steam boiler with a blowdown heat recovery system | Functional steam boiler with a blowdown heat recovery system | Functional steam boiler with a blowdown heat recovery system | Functional steam boiler with a blowdown heat recovery system | Functional steam boiler with a blowdown heat recovery system | Functional steam boiler with a blowdown heat recovery system | Functional steam boiler with a blowdown heat recovery system | Functional steam boiler with a blowdown heat recovery system | Functional steam boiler with a blowdown heat recovery system | Functional steam boiler with a blowdown heat recovery system | Functional steam boiler with a blowdown heat recovery system | Functional steam boiler with a blowdown heat recovery system | Functional steam boiler with a blowdown heat recovery system | Functional steam boiler with a blowdown heat recovery system | Functional steam boiler with a blowdown heat recovery system | Functional steam boiler with a blowdown heat recovery system | Functional steam boiler with a blowdown heat recovery system | Functional steam boiler with a blowdown heat recovery system | Functional steam boiler with a blowdown heat recovery system | Functional steam boiler with a blowdown heat recovery system | Functional steam boiler with a blowdown heat recovery system | Functional steam boiler with a blowdown heat recovery system | Functional steam boiler with a blowdown heat recovery system | 1.61 | 1.61 | 1.61 | 1.61 | 1.61 | 1.61 | 1.61 | 1.61 | 1.61 | 1.61 | 1.61 | 1.61 | 1.61 | 1.61 | 1.61 | 1.61 | 1.61 | 1.61 | 1.61 | 1.61 | 1.61 | 1.61 | 1.61 | 1.61 | 1.61 | 1.61 | 1.61 | 1.61 | 0.1602 | 0.1602 | 0.1602 | 0.1602 | 0.1602 | 0.1602 | 0.1602 | 0.1602 | 0.1602 | 0.1602 | 0.1602 | 0.1602 | 0.1602 | 0.1602 | 0.1602 | 0.1602 | 0.1602 | 0.1602 | 0.1602 | 0.1602 | 0.1602 | 0.1602 | 0.1602 | 0.1602 | 0.1602 | 0.1602 | 0.1602 | 0.1602 | 0 | 0 | 0 | 8.0713 | 12.6014 | 25.0201 | 43.4486 | 67.0389 | 93.0555 | 117.3899 | 135.7215 | 144.8608 | 143.6 | 132.8984 | 115.3487 | 94.2628 | 72.7798 | 53.2558 | 37.0236 | 24.5234 | 15.5128 | 7.8746 | 5.2241 | 6.0442e-17 | 6.0214e-17 | 6.001e-17 | 5.9826e-17 | 5.966e-17 | 0 | 0 | 0 | 8.0713 | 20.618 | 45.4886 | 88.5876 | 154.9085 | 246.6454 | 361.8603 | 494.3229 | 634.7844 | 772.8595 | 899.2516 | 1007.3517 | 1093.8706 | 1158.658 | 1203.8881 | 1232.6632 | 1249.2436 | 1257.3111 | 1258.2934 | 1257.3706 | 1252.1397 | 1247.4292 | 1243.194 | 1239.3818 | 1235.9461 | 0 | 0 | 0 | 2.7659883419918683 | 4.347876937888113 | 8.695753875776228 | 15.2175692826084 | 23.67177443961306 | 33.14048421545827 | 42.17879809240145 | 49.20859777446832 | 52.99387452635049 | 52.99387452635049 | 49.46094955792721 | 43.278330863186234 | 35.64097835791805 | 27.720760945047406 | 20.425823854245518 | 14.298076697971814 | 9.532051131981206 | 6.065850720351688 | 3.0961119822173773 | 2.064074654811585 | 2.3980817331903384E-17 | 2.3980817331903384E-17 | 2.3980817331903384E-17 | 2.3980817331903384E-17 | 2.3980817331903384E-17 | 0 | 0 | 0 | 2.7659883419918683 | 7.113865279879981 | 15.80961915565621 | 31.027188438264613 | 54.698962877877676 | 87.83944709333593 | 130.01824518573738 | 179.2268429602057 | 232.22071748655617 | 285.2145920129066 | 334.6755415708338 | 377.95387243402007 | 413.5948507919381 | 441.31561173698555 | 461.741435591231 | 476.03951228920283 | 485.57156342118407 | 491.6374141415358 | 494.73352612375317 | 496.7976007785647 | 496.7976007785647 | 496.7976007785647 | 496.7976007785647 | 496.7976007785647 | 496.7976007785647 | Functional steam boiler with a blowdown heat recovery system | Functional steam boiler with a blowdown heat recovery system | Functional steam boiler with a blowdown heat recovery system | Functional steam boiler with a blowdown heat recovery system | Functional steam boiler with a blowdown heat recovery system | Functional steam boiler with a blowdown heat recovery system | Functional steam boiler with a blowdown heat recovery system | Functional steam boiler with a blowdown heat recovery system | Functional steam boiler with a blowdown heat recovery system | Functional steam boiler with a blowdown heat recovery system | Functional steam boiler with a blowdown heat recovery system | Functional steam boiler with a blowdown heat recovery system | Functional steam boiler with a blowdown heat recovery system | Functional steam boiler with a blowdown heat recovery system | Functional steam boiler with a blowdown heat recovery system | Functional steam boiler with a blowdown heat recovery system | Functional steam boiler with a blowdown heat recovery system | Functional steam boiler with a blowdown heat recovery system | Functional steam boiler with a blowdown heat recovery system | Functional steam boiler with a blowdown heat recovery system | Functional steam boiler with a blowdown heat recovery system | Functional steam boiler with a blowdown heat recovery system | Functional steam boiler with a blowdown heat recovery system | Functional steam boiler with a blowdown heat recovery system | Functional steam boiler with a blowdown heat recovery system | Functional steam boiler with a blowdown heat recovery system | Functional steam boiler with a blowdown heat recovery system | Functional steam boiler with a blowdown heat recovery system | 1.61 | 1.61 | 1.61 | 1.61 | 1.61 | 1.61 | 1.61 | 1.61 | 1.61 | 1.61 | 1.61 | 1.61 | 1.61 | 1.61 | 1.61 | 1.61 | 1.61 | 1.61 | 1.61 | 1.61 | 1.61 | 1.61 | 1.61 | 1.61 | 1.61 | 1.61 | 1.61 | 1.61 | 0.1602 | 0.1602 | 0.1602 | 0.1602 | 0.1602 | 0.1602 | 0.1602 | 0.1602 | 0.1602 | 0.1602 | 0.1602 | 0.1602 | 0.1602 | 0.1602 | 0.1602 | 0.1602 | 0.1602 | 0.1602 | 0.1602 | 0.1602 | 0.1602 | 0.1602 | 0.1602 | 0.1602 | 0.1602 | 0.1602 | 0.1602 | 0.1602 | 0 | 0 | 0 | 8.0703 | 12.5976 | 25.0067 | 43.4132 | 66.9632 | 92.9187 | 117.1748 | 135.4212 | 144.483 | 143.1666 | 132.4409 | 114.9013 | 93.8549 | 72.4314 | 52.9758 | 36.8111 | 24.3706 | 15.4084 | 7.8178 | 5.184 | 5.995e-17 | 5.9699e-17 | 5.9473e-17 | 5.9268e-17 | 5.9083e-17 | 0 | 0 | 0 | 8.0703 | 20.6118 | 45.4642 | 88.5154 | 154.7335 | 246.2826 | 361.1971 | 493.2293 | 633.1289 | 770.5269 | 896.1564 | 1003.4444 | 1089.1365 | 1153.1103 | 1197.5575 | 1225.5877 | 1241.4605 | 1248.8518 | 1249.2205 | 1247.7141 | 1241.962 | 1236.7604 | 1232.0659 | 1227.8265 | 1223.9949 | 0 | 0 | 0 | 2.766 | 4.3479 | 8.695753875776228 | 15.2175692826084 | 23.67177443961306 | 33.14048421545827 | 42.17879809240145 | 49.20859777446832 | 52.99387452635049 | 52.99387452635049 | 49.46094955792721 | 43.278330863186234 | 35.64097835791805 | 27.720760945047406 | 20.425823854245518 | 14.298076697971814 | 9.532051131981206 | 6.065850720351688 | 3.0961119822173773 | 2.064074654811585 | 2.3980817331903384E-17 | 2.3980817331903384E-17 | 2.3980817331903384E-17 | 2.3980817331903384E-17 | 2.3980817331903384E-17 | 0 | 0
HVAC - Energy Recovery Ventilator_Healthcare_Existing_unitary equipment that incorporates energy recovery not required by the IECC 2012/2015/2018/2021 | HVAC - Energy Recovery Ventilator_Healthcare_Existing | HVAC - Energy Recovery Ventilator_Commercial_Existing_unitary equipment not required by IECC 2012/2015/2018/2021 to incorporate energy recovery_unitary equipment that incorporates energy recovery not required by the IECC 2012/2015/2018/2021 | Commercial | Healthcare | Existing | Space Heating | Natural Gas | HVAC - Energy Recovery Ventilator | NEQ | unitary equipment not required by IECC 2012/2015/2018/2021 to incorporate energy recovery | 15 | 15 | 15 | 0.070878 | 0 | 0 | 0 | 0.05 | Retro1Slow | 0.012666666666666666 | TBD | A | WCM507 | 0.7 | 0.42 | CFM | 0.0321 | 1055.9414252035351 | 1055.9414 | 832.8552086112386 | 832.8552 | IL TRM v13 - 4.4.27 - Energy Recovery Ventilator - CI-HVC-ERVE-V07-250101 | IL TRM v13 - 4.4.27 - Energy Recovery Ventilator - CI-HVC-ERVE-V07-250101 | IL TRM v13 - 4.4.27 - Energy Recovery Ventilator - CI-HVC-ERVE-V07-250101 | 0 | 0 | 0.61453 | unitary equipment not required by IECC 2012/2015/2018/2021 to incorporate energy recovery | unitary equipment not required by IECC 2012/2015/2018/2021 to incorporate energy recovery | unitary equipment not required by IECC 2012/2015/2018/2021 to incorporate energy recovery | unitary equipment not required by IECC 2012/2015/2018/2021 to incorporate energy recovery | unitary equipment not required by IECC 2012/2015/2018/2021 to incorporate energy recovery | unitary equipment not required by IECC 2012/2015/2018/2021 to incorporate energy recovery | unitary equipment not required by IECC 2012/2015/2018/2021 to incorporate energy recovery | unitary equipment not required by IECC 2012/2015/2018/2021 to incorporate energy recovery | unitary equipment not required by IECC 2012/2015/2018/2021 to incorporate energy recovery | unitary equipment not required by IECC 2012/2015/2018/2021 to incorporate energy recovery | unitary equipment not required by IECC 2012/2015/2018/2021 to incorporate energy recovery | unitary equipment not required by IECC 2012/2015/2018/2021 to incorporate energy recovery | unitary equipment not required by IECC 2012/2015/2018/2021 to incorporate energy recovery | unitary equipment not required by IECC 2012/2015/2018/2021 to incorporate energy recovery | unitary equipment not required by IECC 2012/2015/2018/2021 to incorporate energy recovery | unitary equipment not required by IECC 2012/2015/2018/2021 to incorporate energy recovery | unitary equipment not required by IECC 2012/2015/2018/2021 to incorporate energy recovery | unitary equipment not required by IECC 2012/2015/2018/2021 to incorporate energy recovery | unitary equipment not required by IECC 2012/2015/2018/2021 to incorporate energy recovery | unitary equipment not required by IECC 2012/2015/2018/2021 to incorporate energy recovery | unitary equipment not required by IECC 2012/2015/2018/2021 to incorporate energy recovery | unitary equipment not required by IECC 2012/2015/2018/2021 to incorporate energy recovery | unitary equipment not required by IECC 2012/2015/2018/2021 to incorporate energy recovery | unitary equipment not required by IECC 2012/2015/2018/2021 to incorporate energy recovery | unitary equipment not required by IECC 2012/2015/2018/2021 to incorporate energy recovery | unitary equipment not required by IECC 2012/2015/2018/2021 to incorporate energy recovery | unitary equipment not required by IECC 2012/2015/2018/2021 to incorporate energy recovery | unitary equipment not required by IECC 2012/2015/2018/2021 to incorporate energy recovery | 0 | 0 | 0 | 143.7057 | 282.7671 | 493.6015 | 788.4359 | 1173.7609 | 1646.639 | 2191.42 | 2776.7725 | 3354.8845 | 3863.4696 | 4233.0671 | 4398.9087 | 4316.3447 | 3977.2734 | 3419.3095 | 2765.6018 | 2070.3628 | 1404.5644 | 727.5422 | 476.6568 | 0 | 0 | 0 | 0 | 0 | 0 | 0 | 0 | 143.7057 | 424.2261 | 910.6756 | 1682.694 | 2824.1511 | 4412.9364 | 6508.8796 | 9138.7906 | 12282.1165 | 15857.6846 | 19719.4405 | 23661.7174 | 27437.4236 | 30796.9528 | 33532.8181 | 35561.6548 | 36883.5942 | 37547.9868 | 37578.7798 | 37406.8493 | 36821.4193 | 36281.2632 | 35782.8554 | 35322.9561 | 34898.5786 | 0 | 0 | 0 | 3325.02133127507 | 6646.499546773382 | 11801.1609277538 | 19196.20572998233 | 29137.159120302993 | 41730.63782037459 | 56765.12757631731 | 73588.10745603024 | 91015.80615791769 | 107329.25639681563 | 120416.45059284064 | 128100.43164889183 | 128635.23402507244 | 121260.4019585727 | 106615.01399767258 | 88169.43856663123 | 67423.68831565918 | 46677.93806468712 | 24635.578423029317 | 16423.71894868621 | 0 | 0 | 0 | 0 | 0 | 0 | 0 | 0 | 3325.02133127507 | 9971.520878048454 | 21772.68180580225 | 40968.887535784575 | 70106.04665608756 | 111836.68447646216 | 168601.81205277948 | 242189.91950880972 | 333205.7256667274 | 440534.982063543 | 560951.4326563836 | 689051.8643052755 | 817687.0983303479 | 938947.5002889206 | 1045562.5142865933 | 1133731.9528532245 | 1201155.6411688838 | 1247833.579233571 | 1272469.1576566002 | 1288892.8766052863 | 1288892.8766052863 | 1288892.8766052863 | 1288892.8766052863 | 1288892.8766052863 | 1288892.8766052863 | unitary equipment that incorporates energy recovery not required by the IECC 2012/2015/2018/2021 | unitary equipment that incorporates energy recovery not required by the IECC 2012/2015/2018/2021 | unitary equipment that incorporates energy recovery not required by the IECC 2012/2015/2018/2021 | unitary equipment that incorporates energy recovery not required by the IECC 2012/2015/2018/2021 | unitary equipment that incorporates energy recovery not required by the IECC 2012/2015/2018/2021 | unitary equipment that incorporates energy recovery not required by the IECC 2012/2015/2018/2021 | unitary equipment that incorporates energy recovery not required by the IECC 2012/2015/2018/2021 | unitary equipment that incorporates energy recovery not required by the IECC 2012/2015/2018/2021 | unitary equipment that incorporates energy recovery not required by the IECC 2012/2015/2018/2021 | unitary equipment that incorporates energy recovery not required by the IECC 2012/2015/2018/2021 | unitary equipment that incorporates energy recovery not required by the IECC 2012/2015/2018/2021 | unitary equipment that incorporates energy recovery not required by the IECC 2012/2015/2018/2021 | unitary equipment that incorporates energy recovery not required by the IECC 2012/2015/2018/2021 | unitary equipment that incorporates energy recovery not required by the IECC 2012/2015/2018/2021 | unitary equipment that incorporates energy recovery not required by the IECC 2012/2015/2018/2021 | unitary equipment that incorporates energy recovery not required by the IECC 2012/2015/2018/2021 | unitary equipment that incorporates energy recovery not required by the IECC 2012/2015/2018/2021 | unitary equipment that incorporates energy recovery not required by the IECC 2012/2015/2018/2021 | unitary equipment that incorporates energy recovery not required by the IECC 2012/2015/2018/2021 | unitary equipment that incorporates energy recovery not required by the IECC 2012/2015/2018/2021 | unitary equipment that incorporates energy recovery not required by the IECC 2012/2015/2018/2021 | unitary equipment that incorporates energy recovery not required by the IECC 2012/2015/2018/2021 | unitary equipment that incorporates energy recovery not required by the IECC 2012/2015/2018/2021 | unitary equipment that incorporates energy recovery not required by the IECC 2012/2015/2018/2021 | unitary equipment that incorporates energy recovery not required by the IECC 2012/2015/2018/2021 | unitary equipment that incorporates energy recovery not required by the IECC 2012/2015/2018/2021 | unitary equipment that incorporates energy recovery not required by the IECC 2012/2015/2018/2021 | unitary equipment that incorporates energy recovery not required by the IECC 2012/2015/2018/2021 | 0.6145 | 0.6145 | 0.6145 | 0.6145 | 0.6145 | 0.6145 | 0.6145 | 0.6145 | 0.6145 | 0.6145 | 0.6145 | 0.6145 | 0.6145 | 0.6145 | 0.6145 | 0.6145 | 0.6145 | 0.6145 | 0.6145 | 0.6145 | 0.6145 | 0.6145 | 0.6145 | 0.6145 | 0.6145 | 0.6145 | 0.6145 | 0.6145 | 0.0709 | 0.0709 | 0.0709 | 0.0709 | 0.0709 | 0.0709 | 0.0709 | 0.0709 | 0.0709 | 0.0709 | 0.0709 | 0.0709 | 0.0709 | 0.0709 | 0.0709 | 0.0709 | 0.0709 | 0.0709 | 0.0709 | 0.0709 | 0.0709 | 0.0709 | 0.0709 | 0.0709 | 0.0709 | 0.0709 | 0.0709 | 0.0709 | 0 | 0 | 0 | 123.0455 | 244.0131 | 429.4525 | 691.9738 | 1039.7367 | 1473.0438 | 1980.9263 | 2537.7621 | 3101.529 | 3614.6691 | 4009.6582 | 4220.0361 | 4195.3009 | 3918.073 | 3415.2918 | 2801.9447 | 2127.1203 | 1462.9626 | 767.6232 | 509.0611 | 0 | 0 | 0 | 0 | 0 | 0 | 0 | 0 | 123.0455 | 366.0847 | 792.3232 | 1476.823 | 2501.6794 | 3947.7072 | 5883.6785 | 8352.1702 | 11354.5905 | 14836.4785 | 18678.7062 | 22699.5622 | 26667.9922 | 30338.5505 | 33493.4169 | 36028.9726 | 37894.7314 | 39109.1366 | 39649.0331 | 39949.8581 | 39773.3616 | 39610.4534 | 39460.395 | 39322.2788 | 39195.2246 | 0 | 0 | 0 | 2826.268131583809 | 5649.524614757375 | 10030.98678859073 | 16316.774870484978 | 24766.585252257548 | 35471.0421473184 | 48250.358439869706 | 62549.8913376257 | 77363.43523423004 | 91229.86793729328 | 102353.98300391452 | 108885.36690155805 | 109339.94892131154 | 103071.34166478679 | 90622.76189802166 | 74944.02278163654 | 57310.13506831028 | 39676.24735498404 | 20940.24165957491 | 13960.161106383279 | 0 | 0 | 0 | 0 | 0 | 0 | 0 | 0 | 2826.268131583809 | 8475.792746341183 | 18506.779534931917 | 34823.55440541689 | 59590.139657674445 | 95061.18180499286 | 143311.54024486255 | 205861.43158248827 | 283224.8668167183 | 374454.73475401156 | 476808.7177579261 | 585694.0846594842 | 695034.0335807957 | 798105.3752455825 | 888728.1371436042 | 963672.1599252408 | 1020982.294993551 | 1060658.542348535 | 1081598.78400811 | 1095558.9451144934 | 1095558.9451144934 | 1095558.9451144934 | 1095558.9451144934 | 1095558.9451144934 | 1095558.9451144934 | unitary equipment that incorporates energy recovery not required by the IECC 2012/2015/2018/2021 | unitary equipment that incorporates energy recovery not required by the IECC 2012/2015/2018/2021 | unitary equipment that incorporates energy recovery not required by the IECC 2012/2015/2018/2021 | unitary equipment that incorporates energy recovery not required by the IECC 2012/2015/2018/2021 | unitary equipment that incorporates energy recovery not required by the IECC 2012/2015/2018/2021 | unitary equipment that incorporates energy recovery not required by the IECC 2012/2015/2018/2021 | unitary equipment that incorporates energy recovery not required by the IECC 2012/2015/2018/2021 | unitary equipment that incorporates energy recovery not required by the IECC 2012/2015/2018/2021 | unitary equipment that incorporates energy recovery not required by the IECC 2012/2015/2018/2021 | unitary equipment that incorporates energy recovery not required by the IECC 2012/2015/2018/2021 | unitary equipment that incorporates energy recovery not required by the IECC 2012/2015/2018/2021 | unitary equipment that incorporates energy recovery not required by the IECC 2012/2015/2018/2021 | unitary equipment that incorporates energy recovery not required by the IECC 2012/2015/2018/2021 | unitary equipment that incorporates energy recovery not required by the IECC 2012/2015/2018/2021 | unitary equipment that incorporates energy recovery not required by the IECC 2012/2015/2018/2021 | unitary equipment that incorporates energy recovery not required by the IECC 2012/2015/2018/2021 | unitary equipment that incorporates energy recovery not required by the IECC 2012/2015/2018/2021 | unitary equipment that incorporates energy recovery not required by the IECC 2012/2015/2018/2021 | unitary equipment that incorporates energy recovery not required by the IECC 2012/2015/2018/2021 | unitary equipment that incorporates energy recovery not required by the IECC 2012/2015/2018/2021 | unitary equipment that incorporates energy recovery not required by the IECC 2012/2015/2018/2021 | unitary equipment that incorporates energy recovery not required by the IECC 2012/2015/2018/2021 | unitary equipment that incorporates energy recovery not required by the IECC 2012/2015/2018/2021 | unitary equipment that incorporates energy recovery not required by the IECC 2012/2015/2018/2021 | unitary equipment that incorporates energy recovery not required by the IECC 2012/2015/2018/2021 | unitary equipment that incorporates energy recovery not required by the IECC 2012/2015/2018/2021 | unitary equipment that incorporates energy recovery not required by the IECC 2012/2015/2018/2021 | unitary equipment that incorporates energy recovery not required by the IECC 2012/2015/2018/2021 | 0.6145 | 0.6145 | 0.6145 | 0.6145 | 0.6145 | 0.6145 | 0.6145 | 0.6145 | 0.6145 | 0.6145 | 0.6145 | 0.6145 | 0.6145 | 0.6145 | 0.6145 | 0.6145 | 0.6145 | 0.6145 | 0.6145 | 0.6145 | 0.6145 | 0.6145 | 0.6145 | 0.6145 | 0.6145 | 0.6145 | 0.6145 | 0.6145 | 0.0709 | 0.0709 | 0.0709 | 0.0709 | 0.0709 | 0.0709 | 0.0709 | 0.0709 | 0.0709 | 0.0709 | 0.0709 | 0.0709 | 0.0709 | 0.0709 | 0.0709 | 0.0709 | 0.0709 | 0.0709 | 0.0709 | 0.0709 | 0.0709 | 0.0709 | 0.0709 | 0.0709 | 0.0709 | 0.0709 | 0.0709 | 0.0709 | 0 | 0 | 0 | 123.0418 | 243.9859 | 429.3232 | 691.493 | 1038.2546 | 1469.1333 | 1971.905 | 2519.2936 | 3067.6053 | 3558.3219 | 3924.5645 | 4102.817 | 4047.8346 | 3748.7139 | 3238.1124 | 2631.0112 | 1978.0645 | 1347.301 | 700.1094 | 459.8033 | 0 | 0 | 0 | 0 | 0 | 0 | 0 | 0 | 123.0418 | 366.0439 | 792.0846 | 1475.7968 | 2498.1134 | 3937.227 | 5856.8837 | 8291.3876 | 11230.3973 | 14605.2001 | 18282.3034 | 22069.041 | 25730.603 | 29027.1638 | 31755.8362 | 33831.0138 | 35239.2965 | 36017.1734 | 36161.8325 | 36084.2304 | 35577.3061 | 35089.4359 | 34619.744 | 34167.8215 | 33733.8471 | 0 | 0 | 0 | 2826.2681 | 5649.5246 | 10030.98678859073 | 16316.774870484978 | 24766.585252257548 | 35471.0421473184 | 48250.358439869706 | 62549.8913376257 | 77363.43523423004 | 91229.86793729328 | 102353.98300391452 | 108885.36690155805 | 109339.94892131154 | 103071.34166478679 | 90622.76189802166 | 74944.02278163654 | 57310.13506831028 | 39676.24735498404 | 20940.24165957491 | 13960.161106383279 | 0 | 0 | 0 | 0 | 0 | 0 | 0
Gas Boiler - Radiator Replacement_Lodging_Existing_New replacement hydronic radiator | Gas Boiler - Radiator Replacement_Lodging_Existing | Gas Boiler - Radiator Replacement_Commercial_Existing_Hydronic radiator with scaling/sludge_New replacement hydronic radiator | Commercial | Lodging | Existing | Space Heating | Natural Gas | Gas Boiler - Radiator Replacement | NEQ | Hydronic radiator with scaling/sludge | 25 | 25 | 25 | 21.3699 | 0 | 0 | 0 | 0.05 | Retro1Slow | 0.012666666666666666 | TBD | A | WCM626 | 0.7 | 0.42 | radiator | 0.0321 | 1007.5482991058594 | 1007.5483 | 794.6859823933543 | 794.686 | IL TRM v13 - 4.4.52 - Hydronic Heating Radiator Replacement - CI-HVC-HHRR-V02-240101 | IL TRM v13 - 4.4.52 - Hydronic Heating Radiator Replacement - CI-HVC-HHRR-V02-240101 | IL TRM v13 - 4.4.52 - Hydronic Heating Radiator Replacement - CI-HVC-HHRR-V02-240101 | 0 | 0 | 260.6129 | Hydronic radiator with scaling/sludge | Hydronic radiator with scaling/sludge | Hydronic radiator with scaling/sludge | Hydronic radiator with scaling/sludge | Hydronic radiator with scaling/sludge | Hydronic radiator with scaling/sludge | Hydronic radiator with scaling/sludge | Hydronic radiator with scaling/sludge | Hydronic radiator with scaling/sludge | Hydronic radiator with scaling/sludge | Hydronic radiator with scaling/sludge | Hydronic radiator with scaling/sludge | Hydronic radiator with scaling/sludge | Hydronic radiator with scaling/sludge | Hydronic radiator with scaling/sludge | Hydronic radiator with scaling/sludge | Hydronic radiator with scaling/sludge | Hydronic radiator with scaling/sludge | Hydronic radiator with scaling/sludge | Hydronic radiator with scaling/sludge | Hydronic radiator with scaling/sludge | Hydronic radiator with scaling/sludge | Hydronic radiator with scaling/sludge | Hydronic radiator with scaling/sludge | Hydronic radiator with scaling/sludge | Hydronic radiator with scaling/sludge | Hydronic radiator with scaling/sludge | Hydronic radiator with scaling/sludge | 0 | 0 | 0 | 3.7874 | 7.4521 | 13.0114 | 20.7901 | 30.9648 | 43.4688 | 57.9009 | 73.444 | 88.8396 | 102.4333 | 112.3662 | 116.8896 | 114.7877 | 105.8211 | 90.9604 | 73.5245 | 54.9865 | 37.2532 | 19.2651 | 12.5995 | 0 | 0 | 0 | 0 | 0 | 0 | 0 | 0 | 3.7874 | 11.1802 | 24.0055 | 44.3705 | 74.5035 | 116.4949 | 171.9752 | 241.7157 | 325.2387 | 420.4393 | 523.45 | 628.7488 | 729.6637 | 819.3971 | 892.0391 | 945.4186 | 979.5864 | 995.8824 | 995.0739 | 988.7812 | 971.2307 | 955.0361 | 940.0882 | 926.2891 | 913.5485 | 0 | 0 | 0 | 8.682227618484208E-05 | 0.00017355203525599487 | 0.00030814949778932573 | 0.0005012473934867804 | 0.0007608235329469398 | 0.0010896618701753662 | 0.00148223938828352 | 0.0019215175942998302 | 0.0023765860943810737 | 0.002802559566745575 | 0.003144289701913223 | 0.003344932241909119 | 0.0033588968920520586 | 0.003166326787171277 | 0.002783909415464426 | 0.0023022623266476835 | 0.0017605535439070515 | 0.0012188447611664204 | 0.0006432791795044997 | 0.0004288527863363333 | 0 | 0 | 0 | 0 | 0 | 0 | 0 | 0 | 8.682227618484208E-05 | 0.00026037431144083694 | 0.0005685238092301627 | 0.001069771202716943 | 0.001830594735663883 | 0.0029202566058392494 | 0.0044024959941227695 | 0.0063240135884225996 | 0.008700599682803675 | 0.011503159249549248 | 0.014647448951462472 | 0.01799238119337159 | 0.02135127808542365 | 0.024517604872594925 | 0.027301514288059353 | 0.029603776614707037 | 0.03136433015861409 | 0.03258317491978051 | 0.033226454099285006 | 0.03365530688562134 | 0.03365530688562134 | 0.03365530688562134 | 0.03365530688562134 | 0.03365530688562134 | 0.03365530688562134 | New replacement hydronic radiator | New replacement hydronic radiator | New replacement hydronic radiator | New replacement hydronic radiator | New replacement hydronic radiator | New replacement hydronic radiator | New replacement hydronic radiator | New replacement hydronic radiator | New replacement hydronic radiator | New replacement hydronic radiator | New replacement hydronic radiator | New replacement hydronic radiator | New replacement hydronic radiator | New replacement hydronic radiator | New replacement hydronic radiator | New replacement hydronic radiator | New replacement hydronic radiator | New replacement hydronic radiator | New replacement hydronic radiator | New replacement hydronic radiator | New replacement hydronic radiator | New replacement hydronic radiator | New replacement hydronic radiator | New replacement hydronic radiator | New replacement hydronic radiator | New replacement hydronic radiator | New replacement hydronic radiator | New replacement hydronic radiator | 260.6129 | 260.6129 | 260.6129 | 260.6129 | 260.6129 | 260.6129 | 260.6129 | 260.6129 | 260.6129 | 260.6129 | 260.6129 | 260.6129 | 260.6129 | 260.6129 | 260.6129 | 260.6129 | 260.6129 | 260.6129 | 260.6129 | 260.6129 | 260.6129 | 260.6129 | 260.6129 | 260.6129 | 260.6129 | 260.6129 | 260.6129 | 260.6129 | 21.3699 | 21.3699 | 21.3699 | 21.3699 | 21.3699 | 21.3699 | 21.3699 | 21.3699 | 21.3699 | 21.3699 | 21.3699 | 21.3699 | 21.3699 | 21.3699 | 21.3699 | 21.3699 | 21.3699 | 21.3699 | 21.3699 | 21.3699 | 21.3699 | 21.3699 | 21.3699 | 21.3699 | 21.3699 | 21.3699 | 21.3699 | 21.3699 | 0 | 0 | 0 | 3.2464 | 6.4462 | 11.3643 | 18.3468 | 27.6282 | 39.2406 | 52.9182 | 68.0016 | 83.3812 | 97.51 | 108.5442 | 114.6361 | 114.3497 | 107.135 | 93.6639 | 77.0491 | 58.6319 | 40.4096 | 21.24 | 14.1071 | 0 | 0 | 0 | 0 | 0 | 0 | 0 | 0 | 3.2464 | 9.671 | 20.9666 | 39.1562 | 66.4755 | 105.1635 | 157.1759 | 223.8038 | 305.2557 | 400.2315 | 505.6452 | 616.6275 | 726.8789 | 829.5714 | 918.5522 | 990.7404 | 1044.5288 | 1080.2625 | 1097.0841 | 1107.0932 | 1103.3818 | 1099.9783 | 1096.8581 | 1093.9964 | 1091.3709 | 0 | 0 | 0 | 7.379893475711577E-05 | 0.00014751922996759562 | 0.00026192707312092686 | 0.00042606028446376344 | 0.0006467000030048988 | 0.0009262125896490614 | 0.001259903480040992 | 0.001633289955154856 | 0.0020200981802239127 | 0.0023821756317337385 | 0.0026726462466262393 | 0.0028431924056227516 | 0.0028550623582442496 | 0.002691377769095586 | 0.002366323003144762 | 0.0019569229776505307 | 0.0014964705123209933 | 0.0010360180469914575 | 0.0005467873025788245 | 0.00036452486838588313 | 0 | 0 | 0 | 0 | 0 | 0 | 0 | 0 | 7.379893475711577E-05 | 0.00022131816472471138 | 0.00048324523784563824 | 0.0009093055223094017 | 0.0015560055253143006 | 0.0024822181149633618 | 0.003742121595004354 | 0.00537541155015921 | 0.007395509730383123 | 0.009777685362116862 | 0.012450331608743101 | 0.015293524014365853 | 0.018148586372610104 | 0.02083996414170569 | 0.023206287144850454 | 0.025163210122500983 | 0.02665968063482198 | 0.027695698681813437 | 0.02824248598439226 | 0.028607010852778145 | 0.028607010852778145 | 0.028607010852778145 | 0.028607010852778145 | 0.028607010852778145 | 0.028607010852778145 | New replacement hydronic radiator | New replacement hydronic radiator | New replacement hydronic radiator | New replacement hydronic radiator | New replacement hydronic radiator | New replacement hydronic radiator | New replacement hydronic radiator | New replacement hydronic radiator | New replacement hydronic radiator | New replacement hydronic radiator | New replacement hydronic radiator | New replacement hydronic radiator | New replacement hydronic radiator | New replacement hydronic radiator | New replacement hydronic radiator | New replacement hydronic radiator | New replacement hydronic radiator | New replacement hydronic radiator | New replacement hydronic radiator | New replacement hydronic radiator | New replacement hydronic radiator | New replacement hydronic radiator | New replacement hydronic radiator | New replacement hydronic radiator | New replacement hydronic radiator | New replacement hydronic radiator | New replacement hydronic radiator | New replacement hydronic radiator | 260.6129 | 260.6129 | 260.6129 | 260.6129 | 260.6129 | 260.6129 | 260.6129 | 260.6129 | 260.6129 | 260.6129 | 260.6129 | 260.6129 | 260.6129 | 260.6129 | 260.6129 | 260.6129 | 260.6129 | 260.6129 | 260.6129 | 260.6129 | 260.6129 | 260.6129 | 260.6129 | 260.6129 | 260.6129 | 260.6129 | 260.6129 | 260.6129 | 21.3699 | 21.3699 | 21.3699 | 21.3699 | 21.3699 | 21.3699 | 21.3699 | 21.3699 | 21.3699 | 21.3699 | 21.3699 | 21.3699 | 21.3699 | 21.3699 | 21.3699 | 21.3699 | 21.3699 | 21.3699 | 21.3699 | 21.3699 | 21.3699 | 21.3699 | 21.3699 | 21.3699 | 21.3699 | 21.3699 | 21.3699 | 21.3699 | 0 | 0 | 0 | 3.2456 | 6.4419 | 11.3507 | 18.3136 | 27.5588 | 39.1124 | 52.7029 | 67.6678 | 82.8991 | 96.858 | 107.7636 | 113.7523 | 113.4073 | 106.194 | 92.7896 | 76.3267 | 58.0799 | 40.0277 | 21.0386 | 13.9729 | 0 | 0 | 0 | 0 | 0 | 0 | 0 | 0 | 3.2456 | 9.6645 | 20.9416 | 39.0851 | 66.3085 | 104.8198 | 156.5362 | 222.7051 | 303.4906 | 397.5556 | 502.0091 | 611.8735 | 720.8888 | 822.2847 | 909.978 | 981.4515 | 1034.6952 | 1070.0537 | 1086.6799 | 1096.5601 | 1092.8771 | 1089.5379 | 1086.5258 | 1083.8206 | 1081.4027 | 0 | 0 | 0 | 7.3799e-05 | 0.00014752 | 0.00026192707312092686 | 0.00042606028446376344 | 0.0006467000030048988 | 0.0009262125896490614 | 0.001259903480040992 | 0.001633289955154856 | 0.0020200981802239127 | 0.0023821756317337385 | 0.0026726462466262393 | 0.0028431924056227516 | 0.0028550623582442496 | 0.002691377769095586 | 0.002366323003144762 | 0.0019569229776505307 | 0.0014964705123209933 | 0.0010360180469914575 | 0.0005467873025788245 | 0.00036452486838588313 | 0 | 0 | 0 | 0 | 0 | 0 | 0
Gas Boiler - Radiator Replacement_Education_Existing_New replacement hydronic radiator | Gas Boiler - Radiator Replacement_Education_Existing | Gas Boiler - Radiator Replacement_Commercial_Existing_Hydronic radiator with scaling/sludge_New replacement hydronic radiator | Commercial | Education | Existing | Space Heating | Natural Gas | Gas Boiler - Radiator Replacement | NEQ | Hydronic radiator with scaling/sludge | 25 | 25 | 25 | 21.3699 | 0 | 0 | 0 | 0.05 | Retro1Slow | 0.012666666666666666 | TBD | A | WCM426 | 0.7 | 0.42 | radiator | 0.0321 | 1007.5506651149343 | 1007.5507 | 794.687848541357 | 794.6878 | IL TRM v13 - 4.4.52 - Hydronic Heating Radiator Replacement - CI-HVC-HHRR-V02-240101 | IL TRM v13 - 4.4.52 - Hydronic Heating Radiator Replacement - CI-HVC-HHRR-V02-240101 | IL TRM v13 - 4.4.52 - Hydronic Heating Radiator Replacement - CI-HVC-HHRR-V02-240101 | 0 | 0 | 260.6129 | Hydronic radiator with scaling/sludge | Hydronic radiator with scaling/sludge | Hydronic radiator with scaling/sludge | Hydronic radiator with scaling/sludge | Hydronic radiator with scaling/sludge | Hydronic radiator with scaling/sludge | Hydronic radiator with scaling/sludge | Hydronic radiator with scaling/sludge | Hydronic radiator with scaling/sludge | Hydronic radiator with scaling/sludge | Hydronic radiator with scaling/sludge | Hydronic radiator with scaling/sludge | Hydronic radiator with scaling/sludge | Hydronic radiator with scaling/sludge | Hydronic radiator with scaling/sludge | Hydronic radiator with scaling/sludge | Hydronic radiator with scaling/sludge | Hydronic radiator with scaling/sludge | Hydronic radiator with scaling/sludge | Hydronic radiator with scaling/sludge | Hydronic radiator with scaling/sludge | Hydronic radiator with scaling/sludge | Hydronic radiator with scaling/sludge | Hydronic radiator with scaling/sludge | Hydronic radiator with scaling/sludge | Hydronic radiator with scaling/sludge | Hydronic radiator with scaling/sludge | Hydronic radiator with scaling/sludge | 0 | 0 | 0 | 40.5741 | 80.131 | 140.4571 | 225.3748 | 337.1813 | 475.6059 | 636.6959 | 811.8135 | 987.1935 | 1144.3502 | 1262.1134 | 1320.1264 | 1303.745 | 1209.0801 | 1046.1622 | 851.621 | 641.4579 | 437.7284 | 227.9412 | 150.0854 | 2.5804e-15 | 2.5539e-15 | 2.5295e-15 | 2.5069e-15 | 2.4861e-15 | 0 | 0 | 0 | 40.5741 | 120.2178 | 259.1379 | 480.999 | 811.2819 | 1274.6075 | 1891.0922 | 2671.8047 | 3614.0815 | 4697.0074 | 5879.4652 | 7100.9563 | 8287.4298 | 9362.1882 | 10259.6054 | 10950.6187 | 11427.5971 | 11701.7204 | 11773.5471 | 11778.3335 | 11648.6275 | 11529.0193 | 11418.7145 | 11316.9828 | 11223.1522 | 0 | 0 | 0 | 0.0006213427350635731 | 0.0012420233723454955 | 0.0022052687418291092 | 0.0035871718653114185 | 0.005444825863071696 | 0.007798154073590781 | 0.01060763108276847 | 0.013751321089223821 | 0.017008014174300083 | 0.020056488989910772 | 0.022502077221053938 | 0.023937973514601214 | 0.02403791139109211 | 0.022659785397212764 | 0.019923019372255196 | 0.016476116887647784 | 0.012599383502318897 | 0.008722650116990006 | 0.004603620895078058 | 0.003069080596718705 | 5.335362202681183E-20 | 5.335362202681183E-20 | 5.335362202681183E-20 | 5.335362202681183E-20 | 5.335362202681183E-20 | 0 | 0 | 0 | 0.0006213427350635731 | 0.0018633661074090686 | 0.004068634849238178 | 0.007655806714549597 | 0.013100632577621294 | 0.020898786651212073 | 0.031506417733980545 | 0.045257738823204365 | 0.06226575299750445 | 0.08232224198741521 | 0.10482431920846914 | 0.12876229272307035 | 0.15280020411416245 | 0.17545998951137523 | 0.19538300888363042 | 0.21185912577127822 | 0.22445850927359712 | 0.23318115939058712 | 0.2377847802856652 | 0.24085386088238392 | 0.24085386088238392 | 0.24085386088238392 | 0.24085386088238392 | 0.24085386088238392 | 0.24085386088238392 | New replacement hydronic radiator | New replacement hydronic radiator | New replacement hydronic radiator | New replacement hydronic radiator | New replacement hydronic radiator | New replacement hydronic radiator | New replacement hydronic radiator | New replacement hydronic radiator | New replacement hydronic radiator | New replacement hydronic radiator | New replacement hydronic radiator | New replacement hydronic radiator | New replacement hydronic radiator | New replacement hydronic radiator | New replacement hydronic radiator | New replacement hydronic radiator | New replacement hydronic radiator | New replacement hydronic radiator | New replacement hydronic radiator | New replacement hydronic radiator | New replacement hydronic radiator | New replacement hydronic radiator | New replacement hydronic radiator | New replacement hydronic radiator | New replacement hydronic radiator | New replacement hydronic radiator | New replacement hydronic radiator | New replacement hydronic radiator | 260.6129 | 260.6129 | 260.6129 | 260.6129 | 260.6129 | 260.6129 | 260.6129 | 260.6129 | 260.6129 | 260.6129 | 260.6129 | 260.6129 | 260.6129 | 260.6129 | 260.6129 | 260.6129 | 260.6129 | 260.6129 | 260.6129 | 260.6129 | 260.6129 | 260.6129 | 260.6129 | 260.6129 | 260.6129 | 260.6129 | 260.6129 | 260.6129 | 21.3699 | 21.3699 | 21.3699 | 21.3699 | 21.3699 | 21.3699 | 21.3699 | 21.3699 | 21.3699 | 21.3699 | 21.3699 | 21.3699 | 21.3699 | 21.3699 | 21.3699 | 21.3699 | 21.3699 | 21.3699 | 21.3699 | 21.3699 | 21.3699 | 21.3699 | 21.3699 | 21.3699 | 21.3699 | 21.3699 | 21.3699 | 21.3699 | 0 | 0 | 0 | 34.6645 | 68.8376 | 121.3754 | 195.9847 | 295.1724 | 419.2961 | 565.4959 | 726.6618 | 890.8293 | 1041.3462 | 1158.446 | 1222.4304 | 1218.2022 | 1140.2114 | 995.907 | 818.5614 | 622.4462 | 428.7267 | 225.2287 | 149.5399 | 0 | 0 | 0 | 0 | 0 | 0 | 0 | 0 | 34.6645 | 103.2747 | 223.9329 | 418.2741 | 710.2056 | 1123.6993 | 1679.6162 | 2391.5572 | 3261.2952 | 4274.2253 | 5396.5378 | 6575.4499 | 7743.6656 | 8828.9219 | 9766.758 | 10525.5203 | 11088.9031 | 11461.0798 | 11633.4403 | 11735.5224 | 11696.3778 | 11660.4623 | 11627.517 | 11597.2848 | 11569.531 | 0 | 0 | 0 | 0.0005281413248040372 | 0.0010557198664936712 | 0.0018744784305547429 | 0.0030490960855147054 | 0.004628101983610941 | 0.006628430962552164 | 0.0090164864203532 | 0.011688622925840247 | 0.014456812048155073 | 0.017048015641424157 | 0.019126765637895844 | 0.020347277487411032 | 0.020432224682428293 | 0.01926081758763085 | 0.016934566466416914 | 0.014004699354500615 | 0.010709475976971061 | 0.007414252599441502 | 0.003913077760816348 | 0.002608718507210899 | 0 | 0 | 0 | 0 | 0 | 0 | 0 | 0 | 0.0005281413248040372 | 0.0015838611912977084 | 0.003458339621852451 | 0.006507435707367157 | 0.011135537690978099 | 0.017763968653530263 | 0.026780455073883467 | 0.03846907799972372 | 0.05292589004787879 | 0.06997390568930295 | 0.0891006713271988 | 0.10944794881460983 | 0.12988017349703812 | 0.14914099108466897 | 0.16607555755108588 | 0.18008025690558652 | 0.19078973288255754 | 0.19820398548199905 | 0.20211706324281542 | 0.20472578175002634 | 0.20472578175002634 | 0.20472578175002634 | 0.20472578175002634 | 0.20472578175002634 | 0.20472578175002634 | New replacement hydronic radiator | New replacement hydronic radiator | New replacement hydronic radiator | New replacement hydronic radiator | New replacement hydronic radiator | New replacement hydronic radiator | New replacement hydronic radiator | New replacement hydronic radiator | New replacement hydronic radiator | New replacement hydronic radiator | New replacement hydronic radiator | New replacement hydronic radiator | New replacement hydronic radiator | New replacement hydronic radiator | New replacement hydronic radiator | New replacement hydronic radiator | New replacement hydronic radiator | New replacement hydronic radiator | New replacement hydronic radiator | New replacement hydronic radiator | New replacement hydronic radiator | New replacement hydronic radiator | New replacement hydronic radiator | New replacement hydronic radiator | New replacement hydronic radiator | New replacement hydronic radiator | New replacement hydronic radiator | New replacement hydronic radiator | 260.6129 | 260.6129 | 260.6129 | 260.6129 | 260.6129 | 260.6129 | 260.6129 | 260.6129 | 260.6129 | 260.6129 | 260.6129 | 260.6129 | 260.6129 | 260.6129 | 260.6129 | 260.6129 | 260.6129 | 260.6129 | 260.6129 | 260.6129 | 260.6129 | 260.6129 | 260.6129 | 260.6129 | 260.6129 | 260.6129 | 260.6129 | 260.6129 | 21.3699 | 21.3699 | 21.3699 | 21.3699 | 21.3699 | 21.3699 | 21.3699 | 21.3699 | 21.3699 | 21.3699 | 21.3699 | 21.3699 | 21.3699 | 21.3699 | 21.3699 | 21.3699 | 21.3699 | 21.3699 | 21.3699 | 21.3699 | 21.3699 | 21.3699 | 21.3699 | 21.3699 | 21.3699 | 21.3699 | 21.3699 | 21.3699 | 0 | 0 | 0 | 34.6645 | 68.8376 | 121.3754 | 195.9847 | 295.1724 | 419.2961 | 565.4959 | 726.6618 | 890.8293 | 1041.3462 | 1158.446 | 1222.4304 | 1218.2022 | 1140.2114 | 995.907 | 818.5614 | 622.4462 | 428.7267 | 225.2287 | 149.5399 | 0 | 0 | 0 | 0 | 0 | 0 | 0 | 0 | 34.6645 | 103.2747 | 223.9329 | 418.2741 | 710.2056 | 1123.6993 | 1679.6162 | 2391.5572 | 3261.2952 | 4274.2253 | 5396.5378 | 6575.4499 | 7743.6656 | 8828.9219 | 9766.758 | 10525.5203 | 11088.9031 | 11461.0798 | 11633.4403 | 11735.5224 | 11696.3778 | 11660.4623 | 11627.517 | 11597.2848 | 11569.531 | 0 | 0 | 0 | 0.00052814 | 0.0010557 | 0.0018744784305547429 | 0.0030490960855147054 | 0.004628101983610941 | 0.006628430962552164 | 0.0090164864203532 | 0.011688622925840247 | 0.014456812048155073 | 0.017048015641424157 | 0.019126765637895844 | 0.020347277487411032 | 0.020432224682428293 | 0.01926081758763085 | 0.016934566466416914 | 0.014004699354500615 | 0.010709475976971061 | 0.007414252599441502 | 0.003913077760816348 | 0.002608718507210899 | 0 | 0 | 0 | 0 | 0 | 0 | 0
Gas Boiler - Radiator Replacement_Office_Existing_New replacement hydronic radiator | Gas Boiler - Radiator Replacement_Office_Existing | Gas Boiler - Radiator Replacement_Commercial_Existing_Hydronic radiator with scaling/sludge_New replacement hydronic radiator | Commercial | Office | Existing | Space Heating | Natural Gas | Gas Boiler - Radiator Replacement | NEQ | Hydronic radiator with scaling/sludge | 25 | 25 | 25 | 21.3699 | 0 | 0 | 0 | 0.05 | Retro1Slow | 0.012666666666666666 | TBD | A | WCM26 | 0.7 | 0.42 | radiator | 0.0321 | 1007.551118843904 | 1007.5511 | 794.6882064120933 | 794.6882 | IL TRM v13 - 4.4.52 - Hydronic Heating Radiator Replacement - CI-HVC-HHRR-V02-240101 | IL TRM v13 - 4.4.52 - Hydronic Heating Radiator Replacement - CI-HVC-HHRR-V02-240101 | IL TRM v13 - 4.4.52 - Hydronic Heating Radiator Replacement - CI-HVC-HHRR-V02-240101 | 0 | 0 | 260.6129 | Hydronic radiator with scaling/sludge | Hydronic radiator with scaling/sludge | Hydronic radiator with scaling/sludge | Hydronic radiator with scaling/sludge | Hydronic radiator with scaling/sludge | Hydronic radiator with scaling/sludge | Hydronic radiator with scaling/sludge | Hydronic radiator with scaling/sludge | Hydronic radiator with scaling/sludge | Hydronic radiator with scaling/sludge | Hydronic radiator with scaling/sludge | Hydronic radiator with scaling/sludge | Hydronic radiator with scaling/sludge | Hydronic radiator with scaling/sludge | Hydronic radiator with scaling/sludge | Hydronic radiator with scaling/sludge | Hydronic radiator with scaling/sludge | Hydronic radiator with scaling/sludge | Hydronic radiator with scaling/sludge | Hydronic radiator with scaling/sludge | Hydronic radiator with scaling/sludge | Hydronic radiator with scaling/sludge | Hydronic radiator with scaling/sludge | Hydronic radiator with scaling/sludge | Hydronic radiator with scaling/sludge | Hydronic radiator with scaling/sludge | Hydronic radiator with scaling/sludge | Hydronic radiator with scaling/sludge | 0 | 0 | 0 | 38.1659 | 75.2269 | 131.5831 | 210.676 | 314.4987 | 442.6205 | 591.2242 | 752.2105 | 912.8341 | 1056.0941 | 1162.6165 | 1213.873 | 1196.6024 | 1107.5202 | 956.1807 | 776.4623 | 583.3558 | 397.0349 | 206.2183 | 135.4481 | 0 | 0 | 0 | 0 | 0 | 0 | 0 | 0 | 38.1659 | 112.8604 | 242.7656 | 449.6285 | 756.706 | 1186.2079 | 1756.0336 | 2475.6419 | 3341.8541 | 4334.7585 | 5415.9658 | 6529.4194 | 7606.3636 | 8575.7869 | 9377.1659 | 9984.1861 | 10392.5072 | 10613.8682 | 10651.5211 | 10629.6286 | 10487.3484 | 10356.1624 | 10235.1957 | 10123.6436 | 10020.7663 | 0 | 0 | 0 | 0.0020111496895029225 | 0.00402015631419983 | 0.007137969586055159 | 0.011610885870221915 | 0.017623703032101486 | 0.02524090853366686 | 0.034334567308151744 | 0.044510000001879525 | 0.05505119879160598 | 0.06491844086734316 | 0.07283427175126318 | 0.07748195204421864 | 0.07780542895628664 | 0.07334473840938134 | 0.06448642908872529 | 0.053329564333630425 | 0.04078143154924677 | 0.028233298764863152 | 0.014900907681455558 | 0.009933938454303704 | 0 | 0 | 0 | 0 | 0 | 0 | 0 | 0 | 0.0020111496895029225 | 0.006031306003702753 | 0.013169275589757912 | 0.024780161459979827 | 0.04240386449208131 | 0.06764477302574817 | 0.10197934033389992 | 0.14648934033577943 | 0.20154053912738543 | 0.26645897999472856 | 0.3392932517459918 | 0.41677520379021044 | 0.49458063274649705 | 0.5679253711558784 | 0.6324118002446036 | 0.6857413645782342 | 0.7265227961274809 | 0.7547560948923441 | 0.7696570025737997 | 0.7795909410281033 | 0.7795909410281033 | 0.7795909410281033 | 0.7795909410281033 | 0.7795909410281033 | 0.7795909410281033 | New replacement hydronic radiator | New replacement hydronic radiator | New replacement hydronic radiator | New replacement hydronic radiator | New replacement hydronic radiator | New replacement hydronic radiator | New replacement hydronic radiator | New replacement hydronic radiator | New replacement hydronic radiator | New replacement hydronic radiator | New replacement hydronic radiator | New replacement hydronic radiator | New replacement hydronic radiator | New replacement hydronic radiator | New replacement hydronic radiator | New replacement hydronic radiator | New replacement hydronic radiator | New replacement hydronic radiator | New replacement hydronic radiator | New replacement hydronic radiator | New replacement hydronic radiator | New replacement hydronic radiator | New replacement hydronic radiator | New replacement hydronic radiator | New replacement hydronic radiator | New replacement hydronic radiator | New replacement hydronic radiator | New replacement hydronic radiator | 260.6129 | 260.6129 | 260.6129 | 260.6129 | 260.6129 | 260.6129 | 260.6129 | 260.6129 | 260.6129 | 260.6129 | 260.6129 | 260.6129 | 260.6129 | 260.6129 | 260.6129 | 260.6129 | 260.6129 | 260.6129 | 260.6129 | 260.6129 | 260.6129 | 260.6129 | 260.6129 | 260.6129 | 260.6129 | 260.6129 | 260.6129 | 260.6129 | 21.3699 | 21.3699 | 21.3699 | 21.3699 | 21.3699 | 21.3699 | 21.3699 | 21.3699 | 21.3699 | 21.3699 | 21.3699 | 21.3699 | 21.3699 | 21.3699 | 21.3699 | 21.3699 | 21.3699 | 21.3699 | 21.3699 | 21.3699 | 21.3699 | 21.3699 | 21.3699 | 21.3699 | 21.3699 | 21.3699 | 21.3699 | 21.3699 | 0 | 0 | 0 | 32.6395 | 64.7482 | 114.0223 | 183.8635 | 276.5343 | 392.2691 | 528.3244 | 678.034 | 830.266 | 969.579 | 1078.3144 | 1137.6994 | 1133.6293 | 1060.8819 | 927.0315 | 762.2003 | 579.7138 | 399.3434 | 209.8004 | 139.2979 | 0 | 0 | 0 | 0 | 0 | 0 | 0 | 0 | 32.6395 | 97.1396 | 210.3668 | 392.4048 | 665.3609 | 1051.2678 | 1569.2108 | 2231.5153 | 3039.5751 | 3979.6555 | 5023.2507 | 6119.6818 | 7206.0667 | 8214.6551 | 9091.3027 | 9800.7976 | 10327.6233 | 10675.5819 | 10836.5464 | 10931.756 | 10895.085 | 10861.9813 | 10832.3069 | 10805.8811 | 10782.5163 | 0 | 0 | 0 | 0.001709477236077484 | 0.0034171328670698554 | 0.0060672741481468855 | 0.009869252989688626 | 0.014980147577286265 | 0.021454772253616833 | 0.029184382211928983 | 0.0378335000015976 | 0.046793518972865086 | 0.05518067473724169 | 0.06190913098857371 | 0.06585965923758585 | 0.06613461461284365 | 0.06234302764797413 | 0.054813464725416504 | 0.04533012968358585 | 0.03466421681685976 | 0.023998303950133682 | 0.012665771529237223 | 0.008443847686158145 | 0 | 0 | 0 | 0 | 0 | 0 | 0 | 0 | 0.001709477236077484 | 0.00512661010314734 | 0.011193884251294224 | 0.02106313724098285 | 0.03604328481826912 | 0.05749805707188595 | 0.08668243928381493 | 0.12451593928541255 | 0.17130945825827762 | 0.22649013299551934 | 0.28839926398409305 | 0.3542589232216789 | 0.42039353783452255 | 0.48273656548249666 | 0.5375500302079133 | 0.582880159891499 | 0.6175443767083587 | 0.6415426806584924 | 0.6542084521877296 | 0.6626522998738877 | 0.6626522998738877 | 0.6626522998738877 | 0.6626522998738877 | 0.6626522998738877 | 0.6626522998738877 | New replacement hydronic radiator | New replacement hydronic radiator | New replacement hydronic radiator | New replacement hydronic radiator | New replacement hydronic radiator | New replacement hydronic radiator | New replacement hydronic radiator | New replacement hydronic radiator | New replacement hydronic radiator | New replacement hydronic radiator | New replacement hydronic radiator | New replacement hydronic radiator | New replacement hydronic radiator | New replacement hydronic radiator | New replacement hydronic radiator | New replacement hydronic radiator | New replacement hydronic radiator | New replacement hydronic radiator | New replacement hydronic radiator | New replacement hydronic radiator | New replacement hydronic radiator | New replacement hydronic radiator | New replacement hydronic radiator | New replacement hydronic radiator | New replacement hydronic radiator | New replacement hydronic radiator | New replacement hydronic radiator | New replacement hydronic radiator | 260.6129 | 260.6129 | 260.6129 | 260.6129 | 260.6129 | 260.6129 | 260.6129 | 260.6129 | 260.6129 | 260.6129 | 260.6129 | 260.6129 | 260.6129 | 260.6129 | 260.6129 | 260.6129 | 260.6129 | 260.6129 | 260.6129 | 260.6129 | 260.6129 | 260.6129 | 260.6129 | 260.6129 | 260.6129 | 260.6129 | 260.6129 | 260.6129 | 21.3699 | 21.3699 | 21.3699 | 21.3699 | 21.3699 | 21.3699 | 21.3699 | 21.3699 | 21.3699 | 21.3699 | 21.3699 | 21.3699 | 21.3699 | 21.3699 | 21.3699 | 21.3699 | 21.3699 | 21.3699 | 21.3699 | 21.3699 | 21.3699 | 21.3699 | 21.3699 | 21.3699 | 21.3699 | 21.3699 | 21.3699 | 21.3699 | 0 | 0 | 0 | 32.6395 | 64.7482 | 114.0223 | 183.8635 | 276.5343 | 392.2691 | 528.3244 | 678.034 | 830.266 | 969.579 | 1077.6663 | 1136.3099 | 1131.521 | 1058.2133 | 923.4151 | 758.1477 | 575.7946 | 396.0571 | 207.7752 | 137.7601 | 0 | 0 | 0 | 0 | 0 | 0 | 0 | 0 | 32.6395 | 97.1396 | 210.3668 | 392.4048 | 665.3609 | 1051.2678 | 1569.2108 | 2231.5153 | 3039.5751 | 3979.6555 | 5020.2313 | 6112.2077 | 7192.6651 | 8193.9921 | 9055.8369 | 9748.6872 | 10257.8032 | 10587.7294 | 10731.9402 | 10811.0727 | 10760.0327 | 10712.8795 | 10669.4047 | 10629.3663 | 10592.5232 | 0 | 0 | 0 | 0.0017095 | 0.0034171 | 0.0060672741481468855 | 0.009869252989688626 | 0.014980147577286265 | 0.021454772253616833 | 0.029184382211928983 | 0.0378335000015976 | 0.046793518972865086 | 0.05518067473724169 | 0.06190913098857371 | 0.06585965923758585 | 0.06613461461284365 | 0.06234302764797413 | 0.054813464725416504 | 0.04533012968358585 | 0.03466421681685976 | 0.023998303950133682 | 0.012665771529237223 | 0.008443847686158145 | 0 | 0 | 0 | 0 | 0 | 0 | 0
Gas Boiler - Radiator Replacement_Grocery_Existing_New replacement hydronic radiator | Gas Boiler - Radiator Replacement_Grocery_Existing | Gas Boiler - Radiator Replacement_Commercial_Existing_Hydronic radiator with scaling/sludge_New replacement hydronic radiator | Commercial | Grocery | Existing | Space Heating | Natural Gas | Gas Boiler - Radiator Replacement | NEQ | Hydronic radiator with scaling/sludge | 25 | 25 | 25 | 21.3699 | 0 | 0 | 0 | 0.05 | Retro1Slow | 0.012666666666666666 | TBD | A | WCM326 | 0.7 | 0.42 | radiator | 0.0321 | 1007.5587832034206 | 1007.5588 | 794.6942515407263 | 794.6943 | IL TRM v13 - 4.4.52 - Hydronic Heating Radiator Replacement - CI-HVC-HHRR-V02-240101 | IL TRM v13 - 4.4.52 - Hydronic Heating Radiator Replacement - CI-HVC-HHRR-V02-240101 | IL TRM v13 - 4.4.52 - Hydronic Heating Radiator Replacement - CI-HVC-HHRR-V02-240101 | 0 | 0 | 260.6129 | Hydronic radiator with scaling/sludge | Hydronic radiator with scaling/sludge | Hydronic radiator with scaling/sludge | Hydronic radiator with scaling/sludge | Hydronic radiator with scaling/sludge | Hydronic radiator with scaling/sludge | Hydronic radiator with scaling/sludge | Hydronic radiator with scaling/sludge | Hydronic radiator with scaling/sludge | Hydronic radiator with scaling/sludge | Hydronic radiator with scaling/sludge | Hydronic radiator with scaling/sludge | Hydronic radiator with scaling/sludge | Hydronic radiator with scaling/sludge | Hydronic radiator with scaling/sludge | Hydronic radiator with scaling/sludge | Hydronic radiator with scaling/sludge | Hydronic radiator with scaling/sludge | Hydronic radiator with scaling/sludge | Hydronic radiator with scaling/sludge | Hydronic radiator with scaling/sludge | Hydronic radiator with scaling/sludge | Hydronic radiator with scaling/sludge | Hydronic radiator with scaling/sludge | Hydronic radiator with scaling/sludge | Hydronic radiator with scaling/sludge | Hydronic radiator with scaling/sludge | Hydronic radiator with scaling/sludge | 0 | 0 | 0 | 1.1627 | 2.2823 | 3.9751 | 6.3338 | 9.4088 | 13.173 | 17.4985 | 22.1315 | 26.6908 | 30.6756 | 33.5372 | 34.7623 | 34.0076 | 31.2256 | 26.7352 | 21.5141 | 16.0182 | 10.8102 | 5.5697 | 3.6304 | 1.1171e-16 | 1.0955e-16 | 1.0756e-16 | 1.0572e-16 | 1.0403e-16 | 0 | 0 | 0 | 1.1627 | 3.4241 | 7.3339 | 13.5178 | 22.6381 | 35.3032 | 51.9734 | 72.8384 | 97.714 | 125.9085 | 156.2308 | 186.9865 | 216.1736 | 241.7872 | 262.1892 | 276.6398 | 285.3642 | 288.986 | 287.6839 | 284.9064 | 279.0328 | 273.6293 | 268.6527 | 264.0684 | 259.8448 | 0 | 0 | 0 | 3.01907217610041E-05 | 6.03492725336368E-05 | 0.00010715286626146872 | 0.0001742988234721026 | 0.0002645612693166802 | 0.0003789082684955377 | 0.0005154193016040895 | 0.0006681695711924699 | 0.0008264106018572346 | 0.0009745344146255836 | 0.0010933642804336638 | 0.001163133737819702 | 0.0011679896674898441 | 0.001101027239050793 | 0.0009680491950152265 | 0.0008005659881190385 | 0.0006121975203263233 | 0.00042382905253360856 | 0.00022368755550384884 | 0.00014912503700256595 | 4.6854408552299285E-21 | 4.6854408552299285E-21 | 4.6854408552299285E-21 | 4.6854408552299285E-21 | 4.6854408552299285E-21 | 0 | 0 | 0 | 3.01907217610041E-05 | 9.05399942946409E-05 | 0.00019769286055610963 | 0.0003719916840282123 | 0.0006365529533448925 | 0.0010154612218404302 | 0.0015308805234445196 | 0.0021990500946369894 | 0.003025460696494224 | 0.003999995111119807 | 0.0050933593915534715 | 0.006256493129373173 | 0.007424482796863017 | 0.00852551003591381 | 0.009493559230929037 | 0.010294125219048074 | 0.010906322739374398 | 0.011330151791908006 | 0.011553839347411856 | 0.011702964384414422 | 0.011702964384414422 | 0.011702964384414422 | 0.011702964384414422 | 0.011702964384414422 | 0.011702964384414422 | New replacement hydronic radiator | New replacement hydronic radiator | New replacement hydronic radiator | New replacement hydronic radiator | New replacement hydronic radiator | New replacement hydronic radiator | New replacement hydronic radiator | New replacement hydronic radiator | New replacement hydronic radiator | New replacement hydronic radiator | New replacement hydronic radiator | New replacement hydronic radiator | New replacement hydronic radiator | New replacement hydronic radiator | New replacement hydronic radiator | New replacement hydronic radiator | New replacement hydronic radiator | New replacement hydronic radiator | New replacement hydronic radiator | New replacement hydronic radiator | New replacement hydronic radiator | New replacement hydronic radiator | New replacement hydronic radiator | New replacement hydronic radiator | New replacement hydronic radiator | New replacement hydronic radiator | New replacement hydronic radiator | New replacement hydronic radiator | 260.6129 | 260.6129 | 260.6129 | 260.6129 | 260.6129 | 260.6129 | 260.6129 | 260.6129 | 260.6129 | 260.6129 | 260.6129 | 260.6129 | 260.6129 | 260.6129 | 260.6129 | 260.6129 | 260.6129 | 260.6129 | 260.6129 | 260.6129 | 260.6129 | 260.6129 | 260.6129 | 260.6129 | 260.6129 | 260.6129 | 260.6129 | 260.6129 | 21.3699 | 21.3699 | 21.3699 | 21.3699 | 21.3699 | 21.3699 | 21.3699 | 21.3699 | 21.3699 | 21.3699 | 21.3699 | 21.3699 | 21.3699 | 21.3699 | 21.3699 | 21.3699 | 21.3699 | 21.3699 | 21.3699 | 21.3699 | 21.3699 | 21.3699 | 21.3699 | 21.3699 | 21.3699 | 21.3699 | 21.3699 | 21.3699 | 0 | 0 | 0 | 0.99884 | 1.9831 | 3.4954 | 5.6419 | 8.4936 | 12.06 | 16.2584 | 20.8842 | 25.5967 | 29.9176 | 33.2787 | 35.1128 | 34.9851 | 32.736 | 28.5813 | 23.4736 | 17.8343 | 12.2731 | 6.4419 | 4.2736 | 6.2925e-17 | 6.2688e-17 | 6.2476e-17 | 6.2284e-17 | 6.2111e-17 | 0 | 0 | 0 | 0.99884 | 2.9751 | 6.4489 | 12.0409 | 20.4362 | 32.3204 | 48.2902 | 68.7333 | 93.7086 | 122.7975 | 155.0263 | 188.8718 | 222.3872 | 253.4821 | 280.2941 | 301.8369 | 317.7189 | 328.0935 | 332.7344 | 335.3809 | 333.9859 | 332.7296 | 331.6001 | 330.5834 | 329.6671 | 0 | 0 | 0 | 2.5662113496853486E-05 | 5.129688165359128E-05 | 9.107993632224841E-05 | 0.00014815399995128723 | 0.0002248770789191782 | 0.00032207202822120707 | 0.0004381064063634761 | 0.0005679441355135994 | 0.0007024490115786496 | 0.0008283542524317461 | 0.0009293596383686142 | 0.0009886636771467467 | 0.0009927912173663673 | 0.000935873153193174 | 0.0008228418157629424 | 0.0006804810899011826 | 0.0005203678922773749 | 0.00036025469465356726 | 0.00019013442217827154 | 0.00012675628145218106 | 1.8741763420919714E-21 | 1.8741763420919714E-21 | 1.8741763420919714E-21 | 1.8741763420919714E-21 | 1.8741763420919714E-21 | 0 | 0 | 0 | 2.5662113496853486E-05 | 7.695899515044476E-05 | 0.00016803893147269316 | 0.0003161929314239804 | 0.0005410700103431586 | 0.0008631420385643656 | 0.0013012484449278418 | 0.0018691925804414412 | 0.002571641592020091 | 0.003399995844451837 | 0.004329355482820451 | 0.005318019159967198 | 0.006310810377333565 | 0.007246683530526739 | 0.008069525346289682 | 0.008750006436190864 | 0.009270374328468238 | 0.009630629023121806 | 0.009820763445300076 | 0.009947519726752257 | 0.009947519726752257 | 0.009947519726752257 | 0.009947519726752257 | 0.009947519726752257 | 0.009947519726752257 | New replacement hydronic radiator | New replacement hydronic radiator | New replacement hydronic radiator | New replacement hydronic radiator | New replacement hydronic radiator | New replacement hydronic radiator | New replacement hydronic radiator | New replacement hydronic radiator | New replacement hydronic radiator | New replacement hydronic radiator | New replacement hydronic radiator | New replacement hydronic radiator | New replacement hydronic radiator | New replacement hydronic radiator | New replacement hydronic radiator | New replacement hydronic radiator | New replacement hydronic radiator | New replacement hydronic radiator | New replacement hydronic radiator | New replacement hydronic radiator | New replacement hydronic radiator | New replacement hydronic radiator | New replacement hydronic radiator | New replacement hydronic radiator | New replacement hydronic radiator | New replacement hydronic radiator | New replacement hydronic radiator | New replacement hydronic radiator | 260.6129 | 260.6129 | 260.6129 | 260.6129 | 260.6129 | 260.6129 | 260.6129 | 260.6129 | 260.6129 | 260.6129 | 260.6129 | 260.6129 | 260.6129 | 260.6129 | 260.6129 | 260.6129 | 260.6129 | 260.6129 | 260.6129 | 260.6129 | 260.6129 | 260.6129 | 260.6129 | 260.6129 | 260.6129 | 260.6129 | 260.6129 | 260.6129 | 21.3699 | 21.3699 | 21.3699 | 21.3699 | 21.3699 | 21.3699 | 21.3699 | 21.3699 | 21.3699 | 21.3699 | 21.3699 | 21.3699 | 21.3699 | 21.3699 | 21.3699 | 21.3699 | 21.3699 | 21.3699 | 21.3699 | 21.3699 | 21.3699 | 21.3699 | 21.3699 | 21.3699 | 21.3699 | 21.3699 | 21.3699 | 21.3699 | 0 | 0 | 0 | 0.99872 | 1.9825 | 3.4935 | 5.6373 | 8.484 | 12.0423 | 16.2286 | 20.838 | 25.5299 | 29.8273 | 33.1641 | 34.9766 | 34.8337 | 32.5792 | 28.431 | 23.3389 | 17.7232 | 12.1905 | 6.3954 | 4.2408 | 6.2414e-17 | 6.2152e-17 | 6.1916e-17 | 6.1703e-17 | 6.1511e-17 | 0 | 0 | 0 | 0.99872 | 2.9742 | 6.4455 | 12.0311 | 20.4131 | 32.2729 | 48.2017 | 68.5812 | 93.4642 | 122.4269 | 154.4927 | 188.1392 | 221.4248 | 252.2684 | 278.8202 | 300.1043 | 315.7394 | 325.886 | 330.3352 | 332.8052 | 331.2711 | 329.8839 | 328.6319 | 327.5012 | 326.4793 | 0 | 0 | 0 | 2.5662e-05 | 5.1297e-05 | 9.107993632224841E-05 | 0.00014815399995128723 | 0.0002248770789191782 | 0.00032207202822120707 | 0.0004381064063634761 | 0.0005679441355135994 | 0.0007024490115786496 | 0.0008283542524317461 | 0.0009293596383686142 | 0.0009886636771467467 | 0.0009927912173663673 | 0.000935873153193174 | 0.0008228418157629424 | 0.0006804810899011826 | 0.0005203678922773749 | 0.00036025469465356726 | 0.00019013442217827154 | 0.00012675628145218106 | 1.8741763420919714E-21 | 1.8741763420919714E-21 | 1.8741763420919714E-21 | 1.8741763420919714E-21 | 1.8741763420919714E-21 | 0 | 0
Gas Boiler - Radiator Replacement_Retail_Existing_New replacement hydronic radiator | Gas Boiler - Radiator Replacement_Retail_Existing | Gas Boiler - Radiator Replacement_Commercial_Existing_Hydronic radiator with scaling/sludge_New replacement hydronic radiator | Commercial | Retail | Existing | Space Heating | Natural Gas | Gas Boiler - Radiator Replacement | NEQ | Hydronic radiator with scaling/sludge | 25 | 25 | 25 | 21.3699 | 0 | 0 | 0 | 0.05 | Retro1Slow | 0.012666666666666666 | TBD | A | WCM226 | 0.7 | 0.42 | radiator | 0.0321 | 1007.5587832034203 | 1007.5588 | 794.6942515407256 | 794.6943 | IL TRM v13 - 4.4.52 - Hydronic Heating Radiator Replacement - CI-HVC-HHRR-V02-240101 | IL TRM v13 - 4.4.52 - Hydronic Heating Radiator Replacement - CI-HVC-HHRR-V02-240101 | IL TRM v13 - 4.4.52 - Hydronic Heating Radiator Replacement - CI-HVC-HHRR-V02-240101 | 0 | 0 | 260.6129 | Hydronic radiator with scaling/sludge | Hydronic radiator with scaling/sludge | Hydronic radiator with scaling/sludge | Hydronic radiator with scaling/sludge | Hydronic radiator with scaling/sludge | Hydronic radiator with scaling/sludge | Hydronic radiator with scaling/sludge | Hydronic radiator with scaling/sludge | Hydronic radiator with scaling/sludge | Hydronic radiator with scaling/sludge | Hydronic radiator with scaling/sludge | Hydronic radiator with scaling/sludge | Hydronic radiator with scaling/sludge | Hydronic radiator with scaling/sludge | Hydronic radiator with scaling/sludge | Hydronic radiator with scaling/sludge | Hydronic radiator with scaling/sludge | Hydronic radiator with scaling/sludge | Hydronic radiator with scaling/sludge | Hydronic radiator with scaling/sludge | Hydronic radiator with scaling/sludge | Hydronic radiator with scaling/sludge | Hydronic radiator with scaling/sludge | Hydronic radiator with scaling/sludge | Hydronic radiator with scaling/sludge | Hydronic radiator with scaling/sludge | Hydronic radiator with scaling/sludge | Hydronic radiator with scaling/sludge | 0 | 0 | 0 | 8.8955 | 17.3664 | 30.0405 | 47.4977 | 69.9187 | 96.8548 | 127.1551 | 158.883 | 189.4049 | 215.4796 | 233.6722 | 240.8291 | 234.7237 | 215.0222 | 183.8015 | 147.7155 | 109.8522 | 74.0445 | 38.1049 | 24.8067 | 0 | 0 | 0 | 0 | 0 | 0 | 0 | 0 | 8.8955 | 26.0542 | 55.4236 | 101.3704 | 168.2292 | 259.5676 | 377.6716 | 522.9089 | 693.4048 | 884.4403 | 1088.5453 | 1295.419 | 1492.0529 | 1664.9667 | 1802.5225 | 1899.4084 | 1957.0219 | 1979.4204 | 1968.1834 | 1946.7686 | 1903.9525 | 1864.5564 | 1828.2992 | 1794.9236 | 1764.1947 | 0 | 0 | 0 | 0.0007607734332215744 | 0.0015207361924398177 | 0.002700135975237397 | 0.004392141247534801 | 0.0066666569533783285 | 0.009548077272923233 | 0.012988007200824464 | 0.016837148269401848 | 0.02082465055995158 | 0.02455720993609743 | 0.027551593631052366 | 0.029309708261426735 | 0.029432072420716486 | 0.027744691874345067 | 0.024393789437997908 | 0.020173394333633413 | 0.01542671331395496 | 0.01068003229427651 | 0.005636683710868158 | 0.003757789140578771 | 0 | 0 | 0 | 0 | 0 | 0 | 0 | 0 | 0.0007607734332215744 | 0.0022815096256613918 | 0.00498164560089879 | 0.009373786848433591 | 0.01604044380181192 | 0.02558852107473515 | 0.038576528275559616 | 0.05541367654496147 | 0.07623832710491305 | 0.10079553704101049 | 0.12834713067206283 | 0.15765683893348958 | 0.18708891135420608 | 0.21483360322855113 | 0.23922739266654905 | 0.25940078700018243 | 0.2748275003141374 | 0.2855075326084139 | 0.29114421631928206 | 0.2949020054598608 | 0.2949020054598608 | 0.2949020054598608 | 0.2949020054598608 | 0.2949020054598608 | 0.2949020054598608 | New replacement hydronic radiator | New replacement hydronic radiator | New replacement hydronic radiator | New replacement hydronic radiator | New replacement hydronic radiator | New replacement hydronic radiator | New replacement hydronic radiator | New replacement hydronic radiator | New replacement hydronic radiator | New replacement hydronic radiator | New replacement hydronic radiator | New replacement hydronic radiator | New replacement hydronic radiator | New replacement hydronic radiator | New replacement hydronic radiator | New replacement hydronic radiator | New replacement hydronic radiator | New replacement hydronic radiator | New replacement hydronic radiator | New replacement hydronic radiator | New replacement hydronic radiator | New replacement hydronic radiator | New replacement hydronic radiator | New replacement hydronic radiator | New replacement hydronic radiator | New replacement hydronic radiator | New replacement hydronic radiator | New replacement hydronic radiator | 260.6129 | 260.6129 | 260.6129 | 260.6129 | 260.6129 | 260.6129 | 260.6129 | 260.6129 | 260.6129 | 260.6129 | 260.6129 | 260.6129 | 260.6129 | 260.6129 | 260.6129 | 260.6129 | 260.6129 | 260.6129 | 260.6129 | 260.6129 | 260.6129 | 260.6129 | 260.6129 | 260.6129 | 260.6129 | 260.6129 | 260.6129 | 260.6129 | 21.3699 | 21.3699 | 21.3699 | 21.3699 | 21.3699 | 21.3699 | 21.3699 | 21.3699 | 21.3699 | 21.3699 | 21.3699 | 21.3699 | 21.3699 | 21.3699 | 21.3699 | 21.3699 | 21.3699 | 21.3699 | 21.3699 | 21.3699 | 21.3699 | 21.3699 | 21.3699 | 21.3699 | 21.3699 | 21.3699 | 21.3699 | 21.3699 | 0 | 0 | 0 | 7.6489 | 15.1203 | 26.5089 | 42.5194 | 63.5518 | 89.4753 | 119.5006 | 152.0316 | 184.6449 | 214.1229 | 236.734 | 248.7895 | 247.3273 | 231.1928 | 201.7767 | 165.7094 | 125.9041 | 86.6471 | 45.4808 | 30.1699 | 9.2471e-16 | 9.2098e-16 | 9.176e-16 | 9.1454e-16 | 9.1177e-16 | 0 | 0 | 0 | 7.6489 | 22.6844 | 48.9079 | 90.7456 | 152.9101 | 239.7908 | 354.9366 | 500.3598 | 675.9786 | 878.8714 | 1102.8082 | 1338.238 | 1572.1692 | 1790.1796 | 1978.8037 | 2130.7841 | 2242.9868 | 2316.323 | 2349.1613 | 2367.6606 | 2357.1513 | 2347.6301 | 2339.0178 | 2331.2233 | 2324.1633 | 0 | 0 | 0 | 0.0006466574182383382 | 0.001292625763573845 | 0.0022951155789517875 | 0.0037333200604045807 | 0.0056666584103715785 | 0.00811586568198475 | 0.011039806120700796 | 0.014311576028991569 | 0.01770095297595884 | 0.020873628445682815 | 0.023418854586394505 | 0.024913252022212725 | 0.025017261557609013 | 0.02358298809319331 | 0.020734721022298223 | 0.017147385183588406 | 0.013112706316861717 | 0.009078027450135032 | 0.004791181154237936 | 0.0031941207694919566 | 9.833660777951553E-20 | 9.833660777951553E-20 | 9.833660777951553E-20 | 9.833660777951553E-20 | 9.833660777951553E-20 | 0 | 0 | 0 | 0.0006466574182383382 | 0.0019392831818121831 | 0.004234398760763971 | 0.007967718821168552 | 0.013634377231540129 | 0.02175024291352488 | 0.03279004903422568 | 0.047101625063217245 | 0.06480257803917609 | 0.0856762064848589 | 0.1090950610712534 | 0.13400831309346614 | 0.15902557465107514 | 0.18260856274426845 | 0.20334328376656668 | 0.2204906689501551 | 0.23360337526701683 | 0.24268140271715183 | 0.2474725838713898 | 0.25066670464088175 | 0.25066670464088175 | 0.25066670464088175 | 0.25066670464088175 | 0.25066670464088175 | 0.25066670464088175 | New replacement hydronic radiator | New replacement hydronic radiator | New replacement hydronic radiator | New replacement hydronic radiator | New replacement hydronic radiator | New replacement hydronic radiator | New replacement hydronic radiator | New replacement hydronic radiator | New replacement hydronic radiator | New replacement hydronic radiator | New replacement hydronic radiator | New replacement hydronic radiator | New replacement hydronic radiator | New replacement hydronic radiator | New replacement hydronic radiator | New replacement hydronic radiator | New replacement hydronic radiator | New replacement hydronic radiator | New replacement hydronic radiator | New replacement hydronic radiator | New replacement hydronic radiator | New replacement hydronic radiator | New replacement hydronic radiator | New replacement hydronic radiator | New replacement hydronic radiator | New replacement hydronic radiator | New replacement hydronic radiator | New replacement hydronic radiator | 260.6129 | 260.6129 | 260.6129 | 260.6129 | 260.6129 | 260.6129 | 260.6129 | 260.6129 | 260.6129 | 260.6129 | 260.6129 | 260.6129 | 260.6129 | 260.6129 | 260.6129 | 260.6129 | 260.6129 | 260.6129 | 260.6129 | 260.6129 | 260.6129 | 260.6129 | 260.6129 | 260.6129 | 260.6129 | 260.6129 | 260.6129 | 260.6129 | 21.3699 | 21.3699 | 21.3699 | 21.3699 | 21.3699 | 21.3699 | 21.3699 | 21.3699 | 21.3699 | 21.3699 | 21.3699 | 21.3699 | 21.3699 | 21.3699 | 21.3699 | 21.3699 | 21.3699 | 21.3699 | 21.3699 | 21.3699 | 21.3699 | 21.3699 | 21.3699 | 21.3699 | 21.3699 | 21.3699 | 21.3699 | 21.3699 | 0 | 0 | 0 | 7.6754 | 15.2376 | 26.8547 | 43.3368 | 65.225 | 92.5809 | 124.7567 | 160.2287 | 196.3611 | 229.4942 | 255.2766 | 269.3638 | 268.412 | 251.1867 | 219.3316 | 180.1573 | 136.8885 | 94.2074 | 49.4492 | 32.8023 | 1.0054e-15 | 1.0013e-15 | 9.9768e-16 | 9.9438e-16 | 9.9142e-16 | 0 | 0 | 0 | 7.6754 | 22.8604 | 49.5459 | 92.4902 | 156.936 | 248.1135 | 370.5481 | 527.3377 | 718.8712 | 941.9634 | 1189.1878 | 1448.9071 | 1706.1969 | 1944.9973 | 2150.9625 | 2316.5635 | 2438.6748 | 2518.4318 | 2554.1321 | 2574.2443 | 2562.8209 | 2552.4834 | 2543.1548 | 2534.7486 | 2527.1909 | 0 | 0 | 0 | 0.00064666 | 0.0012926 | 0.0022951155789517875 | 0.0037333200604045807 | 0.0056666584103715785 | 0.00811586568198475 | 0.011039806120700796 | 0.014311576028991569 | 0.01770095297595884 | 0.020873628445682815 | 0.023418854586394505 | 0.024913252022212725 | 0.025017261557609013 | 0.02358298809319331 | 0.020734721022298223 | 0.017147385183588406 | 0.013112706316861717 | 0.009078027450135032 | 0.004791181154237936 | 0.0031941207694919566 | 9.833660777951553E-20 | 9.833660777951553E-20 | 9.833660777951553E-20 | 9.833660777951553E-20 | 9.833660777951553E-20 | 0 | 0
Gas Boiler - Radiator Replacement_Miscellaneous_Existing_New replacement hydronic radiator | Gas Boiler - Radiator Replacement_Miscellaneous_Existing | Gas Boiler - Radiator Replacement_Commercial_Existing_Hydronic radiator with scaling/sludge_New replacement hydronic radiator | Commercial | Miscellaneous | Existing | Space Heating | Natural Gas | Gas Boiler - Radiator Replacement | NEQ | Hydronic radiator with scaling/sludge | 25 | 25 | 25 | 21.3699 | 0 | 0 | 0 | 0.05 | Retro1Slow | 0.012666666666666666 | TBD | A | WCM826 | 0.7 | 0.42 | radiator | 0.0321 | 1007.5587832034203 | 1007.5588 | 794.6942515407259 | 794.6943 | IL TRM v13 - 4.4.52 - Hydronic Heating Radiator Replacement - CI-HVC-HHRR-V02-240101 | IL TRM v13 - 4.4.52 - Hydronic Heating Radiator Replacement - CI-HVC-HHRR-V02-240101 | IL TRM v13 - 4.4.52 - Hydronic Heating Radiator Replacement - CI-HVC-HHRR-V02-240101 | 0 | 0 | 260.6129 | Hydronic radiator with scaling/sludge | Hydronic radiator with scaling/sludge | Hydronic radiator with scaling/sludge | Hydronic radiator with scaling/sludge | Hydronic radiator with scaling/sludge | Hydronic radiator with scaling/sludge | Hydronic radiator with scaling/sludge | Hydronic radiator with scaling/sludge | Hydronic radiator with scaling/sludge | Hydronic radiator with scaling/sludge | Hydronic radiator with scaling/sludge | Hydronic radiator with scaling/sludge | Hydronic radiator with scaling/sludge | Hydronic radiator with scaling/sludge | Hydronic radiator with scaling/sludge | Hydronic radiator with scaling/sludge | Hydronic radiator with scaling/sludge | Hydronic radiator with scaling/sludge | Hydronic radiator with scaling/sludge | Hydronic radiator with scaling/sludge | Hydronic radiator with scaling/sludge | Hydronic radiator with scaling/sludge | Hydronic radiator with scaling/sludge | Hydronic radiator with scaling/sludge | Hydronic radiator with scaling/sludge | Hydronic radiator with scaling/sludge | Hydronic radiator with scaling/sludge | Hydronic radiator with scaling/sludge | 0 | 0 | 0 | 33.9331 | 66.8892 | 117.0032 | 187.3297 | 279.629 | 393.5002 | 525.5258 | 668.48 | 811.0456 | 938.1138 | 1032.5253 | 1077.8542 | 1062.3573 | 983.1448 | 848.7136 | 689.0896 | 517.6516 | 352.3183 | 183.0018 | 120.1893 | 0 | 0 | 0 | 0 | 0 | 0 | 0 | 0 | 33.9331 | 100.3516 | 215.8663 | 399.8024 | 672.8069 | 1054.5672 | 1560.8985 | 2200.0717 | 2969.2101 | 3850.506 | 4809.9456 | 5797.7745 | 6753.0165 | 7612.7191 | 8323.2474 | 8860.699 | 9221.9832 | 9418.4662 | 9452.3503 | 9432.1596 | 9302.2681 | 9182.5648 | 9072.2377 | 8970.5416 | 8876.7918 | 0 | 0 | 0 | 0.001973710935362278 | 0.003945318700351462 | 0.00700509201369416 | 0.011394742286420472 | 0.017295627261157926 | 0.024771033927211278 | 0.033695408805587475 | 0.04368141973479741 | 0.054026387805400276 | 0.06370994526927198 | 0.07147841822760906 | 0.07603957917259131 | 0.07635703436850147 | 0.0719793822436265 | 0.06328597564825682 | 0.05233680260239998 | 0.040022260813599976 | 0.027707719024799973 | 0.01462351837419999 | 0.009749012249466664 | 0 | 0 | 0 | 0 | 0 | 0 | 0 | 0 | 0.001973710935362278 | 0.00591902963571374 | 0.0129241216494079 | 0.02431886393582837 | 0.0416144911969863 | 0.06638552512419758 | 0.10008093392978507 | 0.14376235366458248 | 0.19778874146998274 | 0.26149868673925475 | 0.3329771049668638 | 0.4090166841394551 | 0.4853737185079566 | 0.5573531007515831 | 0.6206390763998398 | 0.6729758790022398 | 0.7129981398158398 | 0.7407058588406399 | 0.7553293772148397 | 0.7650783894643065 | 0.7650783894643065 | 0.7650783894643065 | 0.7650783894643065 | 0.7650783894643065 | 0.7650783894643065 | New replacement hydronic radiator | New replacement hydronic radiator | New replacement hydronic radiator | New replacement hydronic radiator | New replacement hydronic radiator | New replacement hydronic radiator | New replacement hydronic radiator | New replacement hydronic radiator | New replacement hydronic radiator | New replacement hydronic radiator | New replacement hydronic radiator | New replacement hydronic radiator | New replacement hydronic radiator | New replacement hydronic radiator | New replacement hydronic radiator | New replacement hydronic radiator | New replacement hydronic radiator | New replacement hydronic radiator | New replacement hydronic radiator | New replacement hydronic radiator | New replacement hydronic radiator | New replacement hydronic radiator | New replacement hydronic radiator | New replacement hydronic radiator | New replacement hydronic radiator | New replacement hydronic radiator | New replacement hydronic radiator | New replacement hydronic radiator | 260.6129 | 260.6129 | 260.6129 | 260.6129 | 260.6129 | 260.6129 | 260.6129 | 260.6129 | 260.6129 | 260.6129 | 260.6129 | 260.6129 | 260.6129 | 260.6129 | 260.6129 | 260.6129 | 260.6129 | 260.6129 | 260.6129 | 260.6129 | 260.6129 | 260.6129 | 260.6129 | 260.6129 | 260.6129 | 260.6129 | 260.6129 | 260.6129 | 21.3699 | 21.3699 | 21.3699 | 21.3699 | 21.3699 | 21.3699 | 21.3699 | 21.3699 | 21.3699 | 21.3699 | 21.3699 | 21.3699 | 21.3699 | 21.3699 | 21.3699 | 21.3699 | 21.3699 | 21.3699 | 21.3699 | 21.3699 | 21.3699 | 21.3699 | 21.3699 | 21.3699 | 21.3699 | 21.3699 | 21.3699 | 21.3699 | 0 | 0 | 0 | 29.0292 | 57.6117 | 101.4969 | 163.7284 | 246.3339 | 349.5322 | 470.8835 | 604.4461 | 740.3107 | 864.7063 | 961.2997 | 1013.825 | 1009.7787 | 944.5875 | 824.4821 | 677.0838 | 514.3642 | 353.9068 | 185.7226 | 123.1637 | 0 | 0 | 0 | 0 | 0 | 0 | 0 | 0 | 29.0292 | 86.4328 | 187.2579 | 349.432 | 592.6967 | 936.7343 | 1398.6019 | 1989.3262 | 2710.2519 | 3549.2037 | 4478.146 | 5453.3619 | 6418.7937 | 7314.1609 | 8085.6116 | 8706.3219 | 9163.4182 | 9460.9322 | 9592.8875 | 9665.5841 | 9619.3436 | 9576.7861 | 9537.6958 | 9501.8193 | 9468.9097 | 0 | 0 | 0 | 0.0016776542950579364 | 0.0033535208952987423 | 0.005954328211640035 | 0.0096855309434574 | 0.014701283171984237 | 0.021055378838129586 | 0.028641097484749356 | 0.037129206774577796 | 0.04592242963459023 | 0.05415345347888118 | 0.0607566554934677 | 0.06463364229670261 | 0.06490347921322626 | 0.061182474907082535 | 0.053793079301018294 | 0.04448628221203998 | 0.03401892169155997 | 0.02355156117107998 | 0.012429990618069993 | 0.008286660412046662 | 0 | 0 | 0 | 0 | 0 | 0 | 0 | 0 | 0.0016776542950579364 | 0.005031175190356679 | 0.010985503401996714 | 0.020671034345454115 | 0.03537231751743835 | 0.056427696355567936 | 0.08506879384031729 | 0.12219800061489511 | 0.16812043024948534 | 0.2222738837283665 | 0.28303053922183424 | 0.34766418151853684 | 0.4125676607317631 | 0.47375013563884566 | 0.527543214939864 | 0.572029497151904 | 0.6060484188434639 | 0.6295999800145439 | 0.6420299706326139 | 0.6503166310446605 | 0.6503166310446605 | 0.6503166310446605 | 0.6503166310446605 | 0.6503166310446605 | 0.6503166310446605 | New replacement hydronic radiator | New replacement hydronic radiator | New replacement hydronic radiator | New replacement hydronic radiator | New replacement hydronic radiator | New replacement hydronic radiator | New replacement hydronic radiator | New replacement hydronic radiator | New replacement hydronic radiator | New replacement hydronic radiator | New replacement hydronic radiator | New replacement hydronic radiator | New replacement hydronic radiator | New replacement hydronic radiator | New replacement hydronic radiator | New replacement hydronic radiator | New replacement hydronic radiator | New replacement hydronic radiator | New replacement hydronic radiator | New replacement hydronic radiator | New replacement hydronic radiator | New replacement hydronic radiator | New replacement hydronic radiator | New replacement hydronic radiator | New replacement hydronic radiator | New replacement hydronic radiator | New replacement hydronic radiator | New replacement hydronic radiator | 260.6129 | 260.6129 | 260.6129 | 260.6129 | 260.6129 | 260.6129 | 260.6129 | 260.6129 | 260.6129 | 260.6129 | 260.6129 | 260.6129 | 260.6129 | 260.6129 | 260.6129 | 260.6129 | 260.6129 | 260.6129 | 260.6129 | 260.6129 | 260.6129 | 260.6129 | 260.6129 | 260.6129 | 260.6129 | 260.6129 | 260.6129 | 260.6129 | 21.3699 | 21.3699 | 21.3699 | 21.3699 | 21.3699 | 21.3699 | 21.3699 | 21.3699 | 21.3699 | 21.3699 | 21.3699 | 21.3699 | 21.3699 | 21.3699 | 21.3699 | 21.3699 | 21.3699 | 21.3699 | 21.3699 | 21.3699 | 21.3699 | 21.3699 | 21.3699 | 21.3699 | 21.3699 | 21.3699 | 21.3699 | 21.3699 | 0 | 0 | 0 | 29.0292 | 57.6112 | 101.4946 | 163.7195 | 246.3065 | 349.4596 | 470.7159 | 604.1023 | 739.6782 | 863.9625 | 960.4673 | 1012.9414 | 1008.893 | 943.7539 | 823.7501 | 676.4792 | 513.9023 | 353.5874 | 185.5542 | 123.0516 | 0 | 0 | 0 | 0 | 0 | 0 | 0 | 0 | 29.0292 | 86.4321 | 187.2535 | 349.413 | 592.6306 | 936.5398 | 1398.104 | 1988.1948 | 2707.9363 | 3546.1508 | 4474.2684 | 5448.6089 | 6413.1637 | 7307.7059 | 8078.4332 | 8698.5474 | 9155.19 | 9452.3922 | 9584.1877 | 9656.7852 | 9610.5681 | 9568.0574 | 9529.0566 | 9493.3395 | 9460.6949 | 0 | 0 | 0 | 0.0016777 | 0.0033535 | 0.005954328211640035 | 0.0096855309434574 | 0.014701283171984237 | 0.021055378838129586 | 0.028641097484749356 | 0.037129206774577796 | 0.04592242963459023 | 0.05415345347888118 | 0.0607566554934677 | 0.06463364229670261 | 0.06490347921322626 | 0.061182474907082535 | 0.053793079301018294 | 0.04448628221203998 | 0.03401892169155997 | 0.02355156117107998 | 0.012429990618069993 | 0.008286660412046662 | 0 | 0 | 0 | 0 | 0 | 0 | 0
Gas Boiler - Radiator Replacement_Warehouse_Existing_New replacement hydronic radiator | Gas Boiler - Radiator Replacement_Warehouse_Existing | Gas Boiler - Radiator Replacement_Commercial_Existing_Hydronic radiator with scaling/sludge_New replacement hydronic radiator | Commercial | Warehouse | Existing | Space Heating | Natural Gas | Gas Boiler - Radiator Replacement | NEQ | Hydronic radiator with scaling/sludge | 25 | 25 | 25 | 21.3699 | 0 | 0 | 0 | 0.05 | Retro1Slow | 0.012666666666666666 | TBD | A | WCM726 | 0.7 | 0.42 | radiator | 0.0321 | 1007.5705346679844 | 1007.5705 | 794.7035203015085 | 794.7035 | IL TRM v13 - 4.4.52 - Hydronic Heating Radiator Replacement - CI-HVC-HHRR-V02-240101 | IL TRM v13 - 4.4.52 - Hydronic Heating Radiator Replacement - CI-HVC-HHRR-V02-240101 | IL TRM v13 - 4.4.52 - Hydronic Heating Radiator Replacement - CI-HVC-HHRR-V02-240101 | 0 | 0 | 260.6129 | Hydronic radiator with scaling/sludge | Hydronic radiator with scaling/sludge | Hydronic radiator with scaling/sludge | Hydronic radiator with scaling/sludge | Hydronic radiator with scaling/sludge | Hydronic radiator with scaling/sludge | Hydronic radiator with scaling/sludge | Hydronic radiator with scaling/sludge | Hydronic radiator with scaling/sludge | Hydronic radiator with scaling/sludge | Hydronic radiator with scaling/sludge | Hydronic radiator with scaling/sludge | Hydronic radiator with scaling/sludge | Hydronic radiator with scaling/sludge | Hydronic radiator with scaling/sludge | Hydronic radiator with scaling/sludge | Hydronic radiator with scaling/sludge | Hydronic radiator with scaling/sludge | Hydronic radiator with scaling/sludge | Hydronic radiator with scaling/sludge | Hydronic radiator with scaling/sludge | Hydronic radiator with scaling/sludge | Hydronic radiator with scaling/sludge | Hydronic radiator with scaling/sludge | Hydronic radiator with scaling/sludge | Hydronic radiator with scaling/sludge | Hydronic radiator with scaling/sludge | Hydronic radiator with scaling/sludge | 0 | 0 | 0 | 20.3715 | 40.1832 | 70.3434 | 112.7248 | 168.4371 | 237.3084 | 317.3469 | 404.2415 | 491.198 | 569.0333 | 627.2964 | 655.8759 | 647.4753 | 600.1623 | 518.9549 | 422.0197 | 317.5189 | 216.4769 | 112.6239 | 74.0817 | 4.2179e-16 | 4.1695e-16 | 4.1249e-16 | 4.0838e-16 | 4.046e-16 | 0 | 0 | 0 | 20.3715 | 60.2856 | 129.7809 | 240.5793 | 405.2714 | 635.9783 | 942.5728 | 1330.4216 | 1798.2588 | 2335.6081 | 2922.2156 | 3527.9549 | 4115.7635 | 4647.1962 | 5089.3375 | 5426.5657 | 5656.6124 | 5787.041 | 5817.2149 | 5813.7521 | 5742.1669 | 5676.2581 | 5615.5645 | 5559.6643 | 5508.1706 | 0 | 0 | 0 | 0.0011096150772277882 | 0.0022180477576242315 | 0.003938244236528118 | 0.006406094031098027 | 0.009723555985451418 | 0.013926209877896613 | 0.018943469874007187 | 0.02455757885515794 | 0.03037349259354642 | 0.035817563034966665 | 0.04018497802323342 | 0.042749250664954316 | 0.042927723138007495 | 0.04046661867048427 | 0.03557920843331948 | 0.029423612252955395 | 0.022500409369907062 | 0.015577206486858739 | 0.00822130342361989 | 0.005480868949079928 | 3.159468268366777E-20 | 3.159468268366777E-20 | 3.159468268366777E-20 | 3.159468268366777E-20 | 3.159468268366777E-20 | 0 | 0 | 0 | 0.0011096150772277882 | 0.0033276628348520194 | 0.007265907071380137 | 0.013672001102478164 | 0.02339555708792958 | 0.03732176696582619 | 0.05626523683983339 | 0.08082281569499133 | 0.11119630828853776 | 0.1470138713235044 | 0.18719884934673783 | 0.22994810001169214 | 0.27287582314969966 | 0.3133424418201839 | 0.3489216502535033 | 0.37834526250645867 | 0.4008456718763657 | 0.41642287836322445 | 0.4246441817868443 | 0.4301250507359242 | 0.4301250507359242 | 0.4301250507359242 | 0.4301250507359242 | 0.4301250507359242 | 0.4301250507359242 | New replacement hydronic radiator | New replacement hydronic radiator | New replacement hydronic radiator | New replacement hydronic radiator | New replacement hydronic radiator | New replacement hydronic radiator | New replacement hydronic radiator | New replacement hydronic radiator | New replacement hydronic radiator | New replacement hydronic radiator | New replacement hydronic radiator | New replacement hydronic radiator | New replacement hydronic radiator | New replacement hydronic radiator | New replacement hydronic radiator | New replacement hydronic radiator | New replacement hydronic radiator | New replacement hydronic radiator | New replacement hydronic radiator | New replacement hydronic radiator | New replacement hydronic radiator | New replacement hydronic radiator | New replacement hydronic radiator | New replacement hydronic radiator | New replacement hydronic radiator | New replacement hydronic radiator | New replacement hydronic radiator | New replacement hydronic radiator | 260.6129 | 260.6129 | 260.6129 | 260.6129 | 260.6129 | 260.6129 | 260.6129 | 260.6129 | 260.6129 | 260.6129 | 260.6129 | 260.6129 | 260.6129 | 260.6129 | 260.6129 | 260.6129 | 260.6129 | 260.6129 | 260.6129 | 260.6129 | 260.6129 | 260.6129 | 260.6129 | 260.6129 | 260.6129 | 260.6129 | 260.6129 | 260.6129 | 21.3699 | 21.3699 | 21.3699 | 21.3699 | 21.3699 | 21.3699 | 21.3699 | 21.3699 | 21.3699 | 21.3699 | 21.3699 | 21.3699 | 21.3699 | 21.3699 | 21.3699 | 21.3699 | 21.3699 | 21.3699 | 21.3699 | 21.3699 | 21.3699 | 21.3699 | 21.3699 | 21.3699 | 21.3699 | 21.3699 | 21.3699 | 21.3699 | 0 | 0 | 0 | 17.4199 | 34.5765 | 60.9242 | 98.2946 | 147.9117 | 209.9199 | 282.8638 | 363.1736 | 444.8986 | 519.7315 | 577.8154 | 609.3384 | 606.791 | 567.4595 | 495.1427 | 406.4371 | 308.6148 | 212.2437 | 111.3317 | 73.8021 | 0 | 0 | 0 | 0 | 0 | 0 | 0 | 0 | 17.4199 | 51.8739 | 112.4028 | 209.7822 | 355.886 | 562.5782 | 840.1524 | 1195.2609 | 1628.7584 | 2133.2481 | 2691.7117 | 3277.6298 | 3857.148 | 4393.9711 | 4855.8139 | 5226.1959 | 5497.9844 | 5673.8751 | 5750.4711 | 5791.8072 | 5762.1813 | 5735.0756 | 5710.3288 | 5687.7461 | 5667.1416 | 0 | 0 | 0 | 0.0009431728156436199 | 0.0018853405939805966 | 0.0033475076010489 | 0.005445179926433323 | 0.008265022587633706 | 0.01183727839621212 | 0.01610194939290611 | 0.02087394202688425 | 0.025817468704514453 | 0.030444928579721663 | 0.0341572313197484 | 0.03633686306521117 | 0.036488564667306364 | 0.03439662586991163 | 0.030242327168321557 | 0.025010070415012086 | 0.019125347964421002 | 0.013240625513829925 | 0.006988107910076906 | 0.004658738606717938 | 0 | 0 | 0 | 0 | 0 | 0 | 0 | 0 | 0.0009431728156436199 | 0.0028285134096242164 | 0.006176021010673116 | 0.011621200937106438 | 0.019886223524740145 | 0.03172350192095227 | 0.047825451313858375 | 0.06869939334074264 | 0.09451686204525708 | 0.12496179062497874 | 0.15911902194472716 | 0.1954558850099383 | 0.23194444967724467 | 0.2663410755471563 | 0.29658340271547784 | 0.32159347313048997 | 0.340718821094911 | 0.3539594466087409 | 0.36094755451881777 | 0.3656062931255357 | 0.3656062931255357 | 0.3656062931255357 | 0.3656062931255357 | 0.3656062931255357 | 0.3656062931255357 | New replacement hydronic radiator | New replacement hydronic radiator | New replacement hydronic radiator | New replacement hydronic radiator | New replacement hydronic radiator | New replacement hydronic radiator | New replacement hydronic radiator | New replacement hydronic radiator | New replacement hydronic radiator | New replacement hydronic radiator | New replacement hydronic radiator | New replacement hydronic radiator | New replacement hydronic radiator | New replacement hydronic radiator | New replacement hydronic radiator | New replacement hydronic radiator | New replacement hydronic radiator | New replacement hydronic radiator | New replacement hydronic radiator | New replacement hydronic radiator | New replacement hydronic radiator | New replacement hydronic radiator | New replacement hydronic radiator | New replacement hydronic radiator | New replacement hydronic radiator | New replacement hydronic radiator | New replacement hydronic radiator | New replacement hydronic radiator | 260.6129 | 260.6129 | 260.6129 | 260.6129 | 260.6129 | 260.6129 | 260.6129 | 260.6129 | 260.6129 | 260.6129 | 260.6129 | 260.6129 | 260.6129 | 260.6129 | 260.6129 | 260.6129 | 260.6129 | 260.6129 | 260.6129 | 260.6129 | 260.6129 | 260.6129 | 260.6129 | 260.6129 | 260.6129 | 260.6129 | 260.6129 | 260.6129 | 21.3699 | 21.3699 | 21.3699 | 21.3699 | 21.3699 | 21.3699 | 21.3699 | 21.3699 | 21.3699 | 21.3699 | 21.3699 | 21.3699 | 21.3699 | 21.3699 | 21.3699 | 21.3699 | 21.3699 | 21.3699 | 21.3699 | 21.3699 | 21.3699 | 21.3699 | 21.3699 | 21.3699 | 21.3699 | 21.3699 | 21.3699 | 21.3699 | 0 | 0 | 0 | 17.4199 | 34.5765 | 60.9242 | 98.2946 | 147.9117 | 209.9199 | 282.8638 | 363.1736 | 444.8986 | 519.7315 | 577.8154 | 609.3384 | 606.791 | 567.4595 | 495.1427 | 406.4371 | 308.6148 | 212.2437 | 111.3317 | 73.8021 | 0 | 0 | 0 | 0 | 0 | 0 | 0 | 0 | 17.4199 | 51.8739 | 112.4028 | 209.7822 | 355.886 | 562.5782 | 840.1524 | 1195.2609 | 1628.7584 | 2133.2481 | 2691.7117 | 3277.6298 | 3857.148 | 4393.9711 | 4855.8139 | 5226.1959 | 5497.9844 | 5673.8751 | 5750.4711 | 5791.8072 | 5762.1813 | 5735.0756 | 5710.3288 | 5687.7461 | 5667.1416 | 0 | 0 | 0 | 0.00094317 | 0.0018853 | 0.0033475076010489 | 0.005445179926433323 | 0.008265022587633706 | 0.01183727839621212 | 0.01610194939290611 | 0.02087394202688425 | 0.025817468704514453 | 0.030444928579721663 | 0.0341572313197484 | 0.03633686306521117 | 0.036488564667306364 | 0.03439662586991163 | 0.030242327168321557 | 0.025010070415012086 | 0.019125347964421002 | 0.013240625513829925 | 0.006988107910076906 | 0.004658738606717938 | 0 | 0 | 0 | 0 | 0 | 0 | 0
Gas Boiler - Radiator Replacement_Restaurant_Existing_New replacement hydronic radiator | Gas Boiler - Radiator Replacement_Restaurant_Existing | Gas Boiler - Radiator Replacement_Commercial_Existing_Hydronic radiator with scaling/sludge_New replacement hydronic radiator | Commercial | Restaurant | Existing | Space Heating | Natural Gas | Gas Boiler - Radiator Replacement | NEQ | Hydronic radiator with scaling/sludge | 25 | 25 | 25 | 21.3699 | 0 | 0 | 0 | 0.05 | Retro1Slow | 0.012666666666666666 | TBD | A | WCM126 | 0.7 | 0.42 | radiator | 0.0321 | 1007.5764163915347 | 1007.5764 | 794.7081594074077 | 794.7082 | IL TRM v13 - 4.4.52 - Hydronic Heating Radiator Replacement - CI-HVC-HHRR-V02-240101 | IL TRM v13 - 4.4.52 - Hydronic Heating Radiator Replacement - CI-HVC-HHRR-V02-240101 | IL TRM v13 - 4.4.52 - Hydronic Heating Radiator Replacement - CI-HVC-HHRR-V02-240101 | 0 | 0 | 260.6129 | Hydronic radiator with scaling/sludge | Hydronic radiator with scaling/sludge | Hydronic radiator with scaling/sludge | Hydronic radiator with scaling/sludge | Hydronic radiator with scaling/sludge | Hydronic radiator with scaling/sludge | Hydronic radiator with scaling/sludge | Hydronic radiator with scaling/sludge | Hydronic radiator with scaling/sludge | Hydronic radiator with scaling/sludge | Hydronic radiator with scaling/sludge | Hydronic radiator with scaling/sludge | Hydronic radiator with scaling/sludge | Hydronic radiator with scaling/sludge | Hydronic radiator with scaling/sludge | Hydronic radiator with scaling/sludge | Hydronic radiator with scaling/sludge | Hydronic radiator with scaling/sludge | Hydronic radiator with scaling/sludge | Hydronic radiator with scaling/sludge | Hydronic radiator with scaling/sludge | Hydronic radiator with scaling/sludge | Hydronic radiator with scaling/sludge | Hydronic radiator with scaling/sludge | Hydronic radiator with scaling/sludge | Hydronic radiator with scaling/sludge | Hydronic radiator with scaling/sludge | Hydronic radiator with scaling/sludge | 0 | 0 | 0 | 1.6714 | 3.2792 | 5.7072 | 9.0888 | 13.4905 | 18.872 | 25.0466 | 31.6469 | 38.1173 | 43.7375 | 47.7151 | 49.3257 | 48.1 | 44.0014 | 37.5157 | 30.0582 | 22.2793 | 14.9588 | 7.6687 | 4.9735 | 8.4688e-17 | 8.2631e-17 | 8.0735e-17 | 7.8988e-17 | 7.7378e-17 | 0 | 0 | 0 | 1.6714 | 4.9196 | 10.5295 | 19.3976 | 32.4591 | 50.5763 | 74.3925 | 104.155 | 139.5463 | 179.5212 | 222.2774 | 265.3227 | 305.7541 | 340.7129 | 367.9123 | 386.5053 | 396.9068 | 399.8905 | 396.1 | 390.3075 | 380.2792 | 371.0402 | 362.5273 | 354.6825 | 347.4524 | 0 | 0 | 0 | 0.0001634829133983357 | 0.00032679162072940684 | 0.0005802333211534494 | 0.0009438290243172331 | 0.0014326006321623667 | 0.0020517902200132463 | 0.0027909981654300657 | 0.0036181416597914663 | 0.004475017653582571 | 0.005277108860501562 | 0.005920573194174124 | 0.006298375164262279 | 0.006324670048366624 | 0.005962068154443586 | 0.005241991363002759 | 0.004335068937449775 | 0.0033150527168733564 | 0.0022950364962969387 | 0.0012112692619344954 | 0.0008075128412896637 | 1.4112900432780482E-20 | 1.4112900432780482E-20 | 1.4112900432780482E-20 | 1.4112900432780482E-20 | 1.4112900432780482E-20 | 0 | 0 | 0 | 0.0001634829133983357 | 0.0004902745341277425 | 0.0010705078552811918 | 0.0020143368795984247 | 0.003446937511760792 | 0.005498727731774038 | 0.008289725897204104 | 0.01190786755699557 | 0.016382885210578138 | 0.021659994071079703 | 0.02758056726525383 | 0.033878942429516105 | 0.040203612477882726 | 0.04616568063232631 | 0.051407671995329064 | 0.05574274093277884 | 0.05905779364965219 | 0.06135283014594914 | 0.06256409940788363 | 0.0633716122491733 | 0.0633716122491733 | 0.0633716122491733 | 0.0633716122491733 | 0.0633716122491733 | 0.0633716122491733 | New replacement hydronic radiator | New replacement hydronic radiator | New replacement hydronic radiator | New replacement hydronic radiator | New replacement hydronic radiator | New replacement hydronic radiator | New replacement hydronic radiator | New replacement hydronic radiator | New replacement hydronic radiator | New replacement hydronic radiator | New replacement hydronic radiator | New replacement hydronic radiator | New replacement hydronic radiator | New replacement hydronic radiator | New replacement hydronic radiator | New replacement hydronic radiator | New replacement hydronic radiator | New replacement hydronic radiator | New replacement hydronic radiator | New replacement hydronic radiator | New replacement hydronic radiator | New replacement hydronic radiator | New replacement hydronic radiator | New replacement hydronic radiator | New replacement hydronic radiator | New replacement hydronic radiator | New replacement hydronic radiator | New replacement hydronic radiator | 260.6129 | 260.6129 | 260.6129 | 260.6129 | 260.6129 | 260.6129 | 260.6129 | 260.6129 | 260.6129 | 260.6129 | 260.6129 | 260.6129 | 260.6129 | 260.6129 | 260.6129 | 260.6129 | 260.6129 | 260.6129 | 260.6129 | 260.6129 | 260.6129 | 260.6129 | 260.6129 | 260.6129 | 260.6129 | 260.6129 | 260.6129 | 260.6129 | 21.3699 | 21.3699 | 21.3699 | 21.3699 | 21.3699 | 21.3699 | 21.3699 | 21.3699 | 21.3699 | 21.3699 | 21.3699 | 21.3699 | 21.3699 | 21.3699 | 21.3699 | 21.3699 | 21.3699 | 21.3699 | 21.3699 | 21.3699 | 21.3699 | 21.3699 | 21.3699 | 21.3699 | 21.3699 | 21.3699 | 21.3699 | 21.3699 | 0 | 0 | 0 | 1.4373 | 2.8553 | 5.0366 | 8.1369 | 12.265 | 17.4406 | 23.5512 | 30.3068 | 37.2192 | 43.5872 | 48.5757 | 51.3453 | 51.2459 | 48.029 | 41.9977 | 34.5499 | 26.2913 | 18.1195 | 9.5234 | 6.3247 | 0 | 0 | 0 | 0 | 0 | 0 | 0 | 0 | 1.4373 | 4.2837 | 9.2924 | 17.3659 | 29.5105 | 46.7402 | 69.951 | 99.7443 | 136.2582 | 178.9045 | 226.2862 | 276.1861 | 325.7513 | 371.8996 | 411.8674 | 444.2615 | 468.3797 | 484.3854 | 491.8978 | 496.35 | 494.6349 | 493.0738 | 491.6561 | 490.3703 | 489.2001 | 0 | 0 | 0 | 0.00013896047638858533 | 0.00027777287761999585 | 0.0004931983229804319 | 0.000802254670669648 | 0.0012177105373380114 | 0.0017440216870112594 | 0.0023723484406155564 | 0.0030754204108227466 | 0.0038037650055451847 | 0.004485542531426329 | 0.005032487215048005 | 0.005353618889622937 | 0.005375969541111631 | 0.005067757931277049 | 0.004455692658552345 | 0.0036848085968323083 | 0.002817794809342353 | 0.001950781021852398 | 0.0010295788726443216 | 0.0006863859150962142 | 0 | 0 | 0 | 0 | 0 | 0 | 0 | 0 | 0.00013896047638858533 | 0.0004167333540085812 | 0.0009099316769890131 | 0.001712186347658661 | 0.0029298968849966727 | 0.004673918572007932 | 0.007046267012623488 | 0.010121687423446235 | 0.013925452428991418 | 0.01841099496041775 | 0.02344348217546575 | 0.02879710106508869 | 0.034173070606200326 | 0.039240828537477374 | 0.043696521196029715 | 0.047381329792862026 | 0.05019912460220438 | 0.052149905624056775 | 0.053179484496701096 | 0.05386587041179731 | 0.05386587041179731 | 0.05386587041179731 | 0.05386587041179731 | 0.05386587041179731 | 0.05386587041179731 | New replacement hydronic radiator | New replacement hydronic radiator | New replacement hydronic radiator | New replacement hydronic radiator | New replacement hydronic radiator | New replacement hydronic radiator | New replacement hydronic radiator | New replacement hydronic radiator | New replacement hydronic radiator | New replacement hydronic radiator | New replacement hydronic radiator | New replacement hydronic radiator | New replacement hydronic radiator | New replacement hydronic radiator | New replacement hydronic radiator | New replacement hydronic radiator | New replacement hydronic radiator | New replacement hydronic radiator | New replacement hydronic radiator | New replacement hydronic radiator | New replacement hydronic radiator | New replacement hydronic radiator | New replacement hydronic radiator | New replacement hydronic radiator | New replacement hydronic radiator | New replacement hydronic radiator | New replacement hydronic radiator | New replacement hydronic radiator | 260.6129 | 260.6129 | 260.6129 | 260.6129 | 260.6129 | 260.6129 | 260.6129 | 260.6129 | 260.6129 | 260.6129 | 260.6129 | 260.6129 | 260.6129 | 260.6129 | 260.6129 | 260.6129 | 260.6129 | 260.6129 | 260.6129 | 260.6129 | 260.6129 | 260.6129 | 260.6129 | 260.6129 | 260.6129 | 260.6129 | 260.6129 | 260.6129 | 21.3699 | 21.3699 | 21.3699 | 21.3699 | 21.3699 | 21.3699 | 21.3699 | 21.3699 | 21.3699 | 21.3699 | 21.3699 | 21.3699 | 21.3699 | 21.3699 | 21.3699 | 21.3699 | 21.3699 | 21.3699 | 21.3699 | 21.3699 | 21.3699 | 21.3699 | 21.3699 | 21.3699 | 21.3699 | 21.3699 | 21.3699 | 21.3699 | 0 | 0 | 0 | 1.4373 | 2.8553 | 5.0366 | 8.1369 | 12.2633 | 17.4356 | 23.5408 | 30.2884 | 37.1835 | 43.5294 | 48.4929 | 51.2379 | 51.1183 | 47.8898 | 41.8585 | 34.4207 | 26.1816 | 18.036 | 9.4754 | 6.2903 | 0 | 0 | 0 | 0 | 0 | 0 | 0 | 0 | 1.4373 | 4.2837 | 9.2924 | 17.3659 | 29.5065 | 46.7269 | 69.9201 | 99.6839 | 136.1274 | 178.6672 | 225.9008 | 275.6084 | 324.9401 | 370.8218 | 410.5023 | 442.6005 | 466.4262 | 482.1528 | 489.4219 | 493.6469 | 491.7418 | 489.9951 | 488.3952 | 486.9296 | 485.5869 | 0 | 0 | 0 | 0.00013896 | 0.00027777 | 0.0004931983229804319 | 0.000802254670669648 | 0.0012177105373380114 | 0.0017440216870112594 | 0.0023723484406155564 | 0.0030754204108227466 | 0.0038037650055451847 | 0.004485542531426329 | 0.005032487215048005 | 0.005353618889622937 | 0.005375969541111631 | 0.005067757931277049 | 0.004455692658552345 | 0.0036848085968323083 | 0.002817794809342353 | 0.001950781021852398 | 0.0010295788726443216 | 0.0006863859150962142 | 0 | 0 | 0 | 0 | 0 | 0 | 0
Gas Boiler - Radiator Replacement_Healthcare_Existing_New replacement hydronic radiator | Gas Boiler - Radiator Replacement_Healthcare_Existing | Gas Boiler - Radiator Replacement_Commercial_Existing_Hydronic radiator with scaling/sludge_New replacement hydronic radiator | Commercial | Healthcare | Existing | Space Heating | Natural Gas | Gas Boiler - Radiator Replacement | NEQ | Hydronic radiator with scaling/sludge | 25 | 25 | 25 | 21.3699 | 0 | 0 | 0 | 0.05 | Retro1Slow | 0.012666666666666666 | TBD | A | WCM526 | 0.7 | 0.42 | radiator | 0.0321 | 1012.4457788508706 | 1012.4458 | 798.5487833189965 | 798.5488 | IL TRM v13 - 4.4.52 - Hydronic Heating Radiator Replacement - CI-HVC-HHRR-V02-240101 | IL TRM v13 - 4.4.52 - Hydronic Heating Radiator Replacement - CI-HVC-HHRR-V02-240101 | IL TRM v13 - 4.4.52 - Hydronic Heating Radiator Replacement - CI-HVC-HHRR-V02-240101 | 0 | 0 | 260.6129 | Hydronic radiator with scaling/sludge | Hydronic radiator with scaling/sludge | Hydronic radiator with scaling/sludge | Hydronic radiator with scaling/sludge | Hydronic radiator with scaling/sludge | Hydronic radiator with scaling/sludge | Hydronic radiator with scaling/sludge | Hydronic radiator with scaling/sludge | Hydronic radiator with scaling/sludge | Hydronic radiator with scaling/sludge | Hydronic radiator with scaling/sludge | Hydronic radiator with scaling/sludge | Hydronic radiator with scaling/sludge | Hydronic radiator with scaling/sludge | Hydronic radiator with scaling/sludge | Hydronic radiator with scaling/sludge | Hydronic radiator with scaling/sludge | Hydronic radiator with scaling/sludge | Hydronic radiator with scaling/sludge | Hydronic radiator with scaling/sludge | Hydronic radiator with scaling/sludge | Hydronic radiator with scaling/sludge | Hydronic radiator with scaling/sludge | Hydronic radiator with scaling/sludge | Hydronic radiator with scaling/sludge | Hydronic radiator with scaling/sludge | Hydronic radiator with scaling/sludge | Hydronic radiator with scaling/sludge | 0 | 0 | 0 | 14.075 | 27.6875 | 48.3252 | 77.1799 | 114.883 | 161.1438 | 214.4267 | 271.6655 | 328.1802 | 377.8815 | 413.9755 | 430.1349 | 421.9978 | 388.8077 | 334.2207 | 270.2844 | 202.3049 | 137.2256 | 71.0704 | 46.5562 | 0 | 0 | 0 | 0 | 0 | 0 | 0 | 0 | 14.075 | 41.5386 | 89.158 | 164.7187 | 276.4166 | 431.8599 | 636.8826 | 894.0934 | 1201.4564 | 1551.022 | 1928.4752 | 2313.6945 | 2682.4857 | 3010.6283 | 3277.668 | 3475.4679 | 3604.0693 | 3668.4303 | 3670.9055 | 3653.6126 | 3595.9267 | 3542.6801 | 3493.5571 | 3448.2366 | 3406.4237 | 0 | 0 | 0 | 0.0013247809734364558 | 0.002648150271006782 | 0.004701910725954556 | 0.007648302245176981 | 0.011609054552370516 | 0.016626646714654282 | 0.022616805570675913 | 0.02931954863325999 | 0.03626322849295881 | 0.042762960775670766 | 0.0479772629226929 | 0.051038774681295376 | 0.051251854821819154 | 0.04831351661866501 | 0.04247838673943637 | 0.035129156481788756 | 0.02686347260372082 | 0.018597788725652875 | 0.009815499605205684 | 0.006543666403470457 | 0 | 0 | 0 | 0 | 0 | 0 | 0 | 0 | 0.0013247809734364558 | 0.003972931244443238 | 0.008674841970397794 | 0.016323144215574775 | 0.02793219876794529 | 0.04455884548259957 | 0.06717565105327548 | 0.09649519968653547 | 0.1327584281794943 | 0.17552138895516506 | 0.22349865187785795 | 0.27453742655915336 | 0.3257892813809725 | 0.37410279799963747 | 0.41658118473907385 | 0.45171034122086257 | 0.4785738138245834 | 0.4971716025502363 | 0.506987102155442 | 0.5135307685589124 | 0.5135307685589124 | 0.5135307685589124 | 0.5135307685589124 | 0.5135307685589124 | 0.5135307685589124 | New replacement hydronic radiator | New replacement hydronic radiator | New replacement hydronic radiator | New replacement hydronic radiator | New replacement hydronic radiator | New replacement hydronic radiator | New replacement hydronic radiator | New replacement hydronic radiator | New replacement hydronic radiator | New replacement hydronic radiator | New replacement hydronic radiator | New replacement hydronic radiator | New replacement hydronic radiator | New replacement hydronic radiator | New replacement hydronic radiator | New replacement hydronic radiator | New replacement hydronic radiator | New replacement hydronic radiator | New replacement hydronic radiator | New replacement hydronic radiator | New replacement hydronic radiator | New replacement hydronic radiator | New replacement hydronic radiator | New replacement hydronic radiator | New replacement hydronic radiator | New replacement hydronic radiator | New replacement hydronic radiator | New replacement hydronic radiator | 260.6129 | 260.6129 | 260.6129 | 260.6129 | 260.6129 | 260.6129 | 260.6129 | 260.6129 | 260.6129 | 260.6129 | 260.6129 | 260.6129 | 260.6129 | 260.6129 | 260.6129 | 260.6129 | 260.6129 | 260.6129 | 260.6129 | 260.6129 | 260.6129 | 260.6129 | 260.6129 | 260.6129 | 260.6129 | 260.6129 | 260.6129 | 260.6129 | 21.3699 | 21.3699 | 21.3699 | 21.3699 | 21.3699 | 21.3699 | 21.3699 | 21.3699 | 21.3699 | 21.3699 | 21.3699 | 21.3699 | 21.3699 | 21.3699 | 21.3699 | 21.3699 | 21.3699 | 21.3699 | 21.3699 | 21.3699 | 21.3699 | 21.3699 | 21.3699 | 21.3699 | 21.3699 | 21.3699 | 21.3699 | 21.3699 | 0 | 0 | 0 | 12.0514 | 23.8928 | 42.0447 | 67.7369 | 101.7644 | 144.1534 | 193.8262 | 248.2745 | 303.3841 | 353.5275 | 392.0999 | 412.6093 | 410.1223 | 382.9761 | 333.785 | 273.798 | 207.8202 | 142.9092 | 74.974 | 49.7133 | 2.4213e-16 | 2.4111e-16 | 2.4016e-16 | 2.3929e-16 | 2.3849e-16 | 0 | 0 | 0 | 12.0514 | 35.8456 | 77.5707 | 144.5653 | 244.8523 | 386.3262 | 575.6958 | 817.11 | 1110.6787 | 1451.0602 | 1826.5695 | 2219.4243 | 2606.9976 | 2965.4729 | 3273.3948 | 3520.6473 | 3702.3243 | 3820.367 | 3872.5324 | 3901.3746 | 3883.5927 | 3867.1447 | 3851.992 | 3838.0425 | 3825.2091 | 0 | 0 | 0 | 0.0011260638274209873 | 0.0022509277303557644 | 0.003996624117061373 | 0.006501056908400434 | 0.009867696369514936 | 0.01413264970745614 | 0.019224284735074527 | 0.024921616338270988 | 0.030823744219014987 | 0.03634851665932015 | 0.040780673484288966 | 0.04338295847910107 | 0.04356407659854628 | 0.04106648912586526 | 0.03610662872852092 | 0.029859783009520444 | 0.022833951713162694 | 0.015808120416804943 | 0.008343174664424836 | 0.005562116442949889 | 2.721469015314293E-20 | 2.721469015314293E-20 | 2.721469015314293E-20 | 2.721469015314293E-20 | 2.721469015314293E-20 | 0 | 0 | 0 | 0.0011260638274209873 | 0.0033769915577767516 | 0.007373615674838124 | 0.013874672583238557 | 0.023742368952753494 | 0.03787501866020963 | 0.05709930339528416 | 0.08202091973355514 | 0.11284466395257013 | 0.1491931806118903 | 0.18997385409617926 | 0.23335681257528032 | 0.2769208891738266 | 0.31798737829969187 | 0.3540940070282128 | 0.3839537900377332 | 0.40678774175089594 | 0.42259586216770084 | 0.4309390368321257 | 0.4365011532750756 | 0.4365011532750756 | 0.4365011532750756 | 0.4365011532750756 | 0.4365011532750756 | 0.4365011532750756 | New replacement hydronic radiator | New replacement hydronic radiator | New replacement hydronic radiator | New replacement hydronic radiator | New replacement hydronic radiator | New replacement hydronic radiator | New replacement hydronic radiator | New replacement hydronic radiator | New replacement hydronic radiator | New replacement hydronic radiator | New replacement hydronic radiator | New replacement hydronic radiator | New replacement hydronic radiator | New replacement hydronic radiator | New replacement hydronic radiator | New replacement hydronic radiator | New replacement hydronic radiator | New replacement hydronic radiator | New replacement hydronic radiator | New replacement hydronic radiator | New replacement hydronic radiator | New replacement hydronic radiator | New replacement hydronic radiator | New replacement hydronic radiator | New replacement hydronic radiator | New replacement hydronic radiator | New replacement hydronic radiator | New replacement hydronic radiator | 260.6129 | 260.6129 | 260.6129 | 260.6129 | 260.6129 | 260.6129 | 260.6129 | 260.6129 | 260.6129 | 260.6129 | 260.6129 | 260.6129 | 260.6129 | 260.6129 | 260.6129 | 260.6129 | 260.6129 | 260.6129 | 260.6129 | 260.6129 | 260.6129 | 260.6129 | 260.6129 | 260.6129 | 260.6129 | 260.6129 | 260.6129 | 260.6129 | 21.3699 | 21.3699 | 21.3699 | 21.3699 | 21.3699 | 21.3699 | 21.3699 | 21.3699 | 21.3699 | 21.3699 | 21.3699 | 21.3699 | 21.3699 | 21.3699 | 21.3699 | 21.3699 | 21.3699 | 21.3699 | 21.3699 | 21.3699 | 21.3699 | 21.3699 | 21.3699 | 21.3699 | 21.3699 | 21.3699 | 21.3699 | 21.3699 | 0 | 0 | 0 | 12.0511 | 23.8902 | 42.032 | 67.6898 | 101.6193 | 143.7707 | 192.9435 | 246.4677 | 300.0658 | 348.0165 | 383.7787 | 401.1483 | 395.7064 | 366.4219 | 316.4688 | 257.0948 | 193.2574 | 131.6108 | 68.3799 | 44.9029 | 2.1659e-16 | 2.1359e-16 | 2.107e-16 | 2.0792e-16 | 2.0526e-16 | 0 | 0 | 0 | 12.0511 | 35.8416 | 77.5474 | 144.4648 | 244.5032 | 385.3006 | 573.074 | 811.1635 | 1098.5304 | 1428.4403 | 1787.8058 | 2157.7758 | 2515.3607 | 2837.29 | 3103.5767 | 3305.8691 | 3442.8877 | 3518.3292 | 3531.9365 | 3523.8699 | 3473.877 | 3425.7605 | 3379.4638 | 3334.9428 | 3292.2128 | 0 | 0 | 0 | 0.0011261 | 0.0022509 | 0.003996624117061373 | 0.006501056908400434 | 0.009867696369514936 | 0.01413264970745614 | 0.019224284735074527 | 0.024921616338270988 | 0.030823744219014987 | 0.03634851665932015 | 0.040780673484288966 | 0.04338295847910107 | 0.04356407659854628 | 0.04106648912586526 | 0.03610662872852092 | 0.029859783009520444 | 0.022833951713162694 | 0.015808120416804943 | 0.008343174664424836 | 0.005562116442949889 | 2.721469015314293E-20 | 2.721469015314293E-20 | 2.721469015314293E-20 | 2.721469015314293E-20 | 2.721469015314293E-20 | 0 | 0
Gas Boiler - Blowdown Heat Recovery_Office_Existing_Functional steam boiler with a blowdown heat recovery system | Gas Boiler - Blowdown Heat Recovery_Office_Existing | Gas Boiler - Blowdown Heat Recovery_Commercial_Existing_Existing steam boiler system with a deaerator where no blowdown heat is recovered_Functional steam boiler with a blowdown heat recovery system | Commercial | Office | Existing | Space Heating | Natural Gas | Gas Boiler - Blowdown Heat Recovery | NEQ | Existing steam boiler system with a deaerator where no blowdown heat is recovered | 20 | 20 | 20 | 0.14733 | 0 | 0 | 0 | 0.25 | Retro3Slow | 0.004128203794943829 | TBD | A | WCM22 | 0.7 | 0.42 | kBtuh heat | 0.0321 | 1060.9636795126175 | 1060.9637 | 836.816423277557 | 836.8164 | IL TRM v13 - 4.4.63 - Boiler Blowdown Heat Recovery - CI-HVC-BBHR-V01-240101 | IL TRM v13 - 4.4.63 - Boiler Blowdown Heat Recovery - CI-HVC-BBHR-V01-240101 | IL TRM v13 - 4.4.63 - Boiler Blowdown Heat Recovery - CI-HVC-BBHR-V01-240101 | 0 | 0 | 1.61 | Existing steam boiler system with a deaerator where no blowdown heat is recovered | Existing steam boiler system with a deaerator where no blowdown heat is recovered | Existing steam boiler system with a deaerator where no blowdown heat is recovered | Existing steam boiler system with a deaerator where no blowdown heat is recovered | Existing steam boiler system with a deaerator where no blowdown heat is recovered | Existing steam boiler system with a deaerator where no blowdown heat is recovered | Existing steam boiler system with a deaerator where no blowdown heat is recovered | Existing steam boiler system with a deaerator where no blowdown heat is recovered | Existing steam boiler system with a deaerator where no blowdown heat is recovered | Existing steam boiler system with a deaerator where no blowdown heat is recovered | Existing steam boiler system with a deaerator where no blowdown heat is recovered | Existing steam boiler system with a deaerator where no blowdown heat is recovered | Existing steam boiler system with a deaerator where no blowdown heat is recovered | Existing steam boiler system with a deaerator where no blowdown heat is recovered | Existing steam boiler system with a deaerator where no blowdown heat is recovered | Existing steam boiler system with a deaerator where no blowdown heat is recovered | Existing steam boiler system with a deaerator where no blowdown heat is recovered | Existing steam boiler system with a deaerator where no blowdown heat is recovered | Existing steam boiler system with a deaerator where no blowdown heat is recovered | Existing steam boiler system with a deaerator where no blowdown heat is recovered | Existing steam boiler system with a deaerator where no blowdown heat is recovered | Existing steam boiler system with a deaerator where no blowdown heat is recovered | Existing steam boiler system with a deaerator where no blowdown heat is recovered | Existing steam boiler system with a deaerator where no blowdown heat is recovered | Existing steam boiler system with a deaerator where no blowdown heat is recovered | Existing steam boiler system with a deaerator where no blowdown heat is recovered | Existing steam boiler system with a deaerator where no blowdown heat is recovered | Existing steam boiler system with a deaerator where no blowdown heat is recovered | 0 | 0 | 0 | 119.372 | 185.0231 | 364.5406 | 627.9137 | 960.6047 | 1321.476 | 1651.444 | 1890.774 | 1997.6886 | 1959.7037 | 1794.4889 | 1540.8665 | 1245.5334 | 951.0447 | 688.0469 | 472.8883 | 309.7113 | 193.7485 | 97.3196 | 63.9203 | 1.4485e-15 | 1.4304e-15 | 1.4137e-15 | 1.3983e-15 | 1.3841e-15 | 0 | 0 | 0 | 119.372 | 302.7293 | 662.7658 | 1280.2567 | 2219.6934 | 3502.5959 | 5090.6583 | 6886.5498 | 8753.9303 | 10547.1827 | 12142.3376 | 13456.5367 | 14453.762 | 15140.6698 | 15553.8284 | 15744.3221 | 15776.9803 | 15703.3203 | 15550.8741 | 15384.8397 | 15178.9187 | 14989.054 | 14813.9795 | 14652.5308 | 14503.6368 | 0 | 0 | 0 | 38.37478950285382 | 60.321607196513405 | 120.64321439302688 | 211.12562518779703 | 328.4176391810174 | 459.78469485342424 | 585.18052072254 | 682.71060750963 | 735.2268080872939 | 735.2268080872939 | 686.2116875481414 | 600.4352266046232 | 494.47606896851295 | 384.59249808662156 | 283.38394595856414 | 198.36876217099407 | 132.24584144732935 | 84.15644455739157 | 42.95486130259495 | 28.636574201729967 | 6.577595611036357E-16 | 6.577595611036357E-16 | 6.577595611036357E-16 | 6.577595611036357E-16 | 6.577595611036357E-16 | 0 | 0 | 0 | 38.37478950285382 | 98.69639669936724 | 219.3396110923941 | 430.46523628019116 | 758.8828754612085 | 1218.6675703146327 | 1803.8480910371727 | 2486.5586985468026 | 3221.7855066340967 | 3957.0123147213903 | 4643.224002269531 | 5243.659228874155 | 5738.135297842668 | 6122.72779592929 | 6406.111741887855 | 6604.480504058848 | 6736.7263455061775 | 6820.882790063569 | 6863.837651366163 | 6892.474225567894 | 6892.474225567894 | 6892.474225567894 | 6892.474225567894 | 6892.474225567894 | 6892.474225567894 | Functional steam boiler with a blowdown heat recovery system | Functional steam boiler with a blowdown heat recovery system | Functional steam boiler with a blowdown heat recovery system | Functional steam boiler with a blowdown heat recovery system | Functional steam boiler with a blowdown heat recovery system | Functional steam boiler with a blowdown heat recovery system | Functional steam boiler with a blowdown heat recovery system | Functional steam boiler with a blowdown heat recovery system | Functional steam boiler with a blowdown heat recovery system | Functional steam boiler with a blowdown heat recovery system | Functional steam boiler with a blowdown heat recovery system | Functional steam boiler with a blowdown heat recovery system | Functional steam boiler with a blowdown heat recovery system | Functional steam boiler with a blowdown heat recovery system | Functional steam boiler with a blowdown heat recovery system | Functional steam boiler with a blowdown heat recovery system | Functional steam boiler with a blowdown heat recovery system | Functional steam boiler with a blowdown heat recovery system | Functional steam boiler with a blowdown heat recovery system | Functional steam boiler with a blowdown heat recovery system | Functional steam boiler with a blowdown heat recovery system | Functional steam boiler with a blowdown heat recovery system | Functional steam boiler with a blowdown heat recovery system | Functional steam boiler with a blowdown heat recovery system | Functional steam boiler with a blowdown heat recovery system | Functional steam boiler with a blowdown heat recovery system | Functional steam boiler with a blowdown heat recovery system | Functional steam boiler with a blowdown heat recovery system | 1.61 | 1.61 | 1.61 | 1.61 | 1.61 | 1.61 | 1.61 | 1.61 | 1.61 | 1.61 | 1.61 | 1.61 | 1.61 | 1.61 | 1.61 | 1.61 | 1.61 | 1.61 | 1.61 | 1.61 | 1.61 | 1.61 | 1.61 | 1.61 | 1.61 | 1.61 | 1.61 | 1.61 | 0.1473 | 0.1473 | 0.1473 | 0.1473 | 0.1473 | 0.1473 | 0.1473 | 0.1473 | 0.1473 | 0.1473 | 0.1473 | 0.1473 | 0.1473 | 0.1473 | 0.1473 | 0.1473 | 0.1473 | 0.1473 | 0.1473 | 0.1473 | 0.1473 | 0.1473 | 0.1473 | 0.1473 | 0.1473 | 0.1473 | 0.1473 | 0.1473 | 0 | 0 | 0 | 102.0871 | 159.2507 | 315.8911 | 548.0032 | 844.6552 | 1171.168 | 1475.7861 | 1704.3846 | 1817.0843 | 1799.2847 | 1664.5104 | 1444.3234 | 1180.1309 | 911.1247 | 667.1769 | 464.2817 | 307.8333 | 194.9116 | 99.029 | 65.7499 | 0 | 0 | 0 | 0 | 0 | 0 | 0 | 0 | 102.0871 | 260.5611 | 574.3168 | 1117.3268 | 1951.7658 | 3104.2017 | 4549.1841 | 6207.6848 | 7962.517 | 9683.8033 | 11262.8435 | 12613.4171 | 13694.7999 | 14505.1407 | 15082.0463 | 15457.7722 | 15681.3153 | 15797.5927 | 15824.0336 | 15825.1914 | 15772.113 | 15724.1982 | 15681.2472 | 15642.9985 | 15609.1804 | 0 | 0 | 0 | 32.61857107742574 | 51.273366117036396 | 102.54673223407283 | 179.45678140962744 | 279.1549933038648 | 390.8169906254106 | 497.4034426141589 | 580.3040163831855 | 624.9427868741998 | 624.9427868741997 | 583.2799344159203 | 510.3699426139297 | 420.3046586232361 | 326.90362337362836 | 240.87635406477958 | 168.613447845345 | 112.40896523022998 | 71.53297787378287 | 36.51163210720574 | 24.341088071470487 | 0 | 0 | 0 | 0 | 0 | 0 | 0 | 0 | 32.61857107742574 | 83.89193719446213 | 186.43866942853498 | 365.8954508381624 | 645.0504441420271 | 1035.8674347674378 | 1533.2708773815968 | 2113.5748937647822 | 2738.517680638982 | 3363.460467513182 | 3946.740401929102 | 4457.110344543032 | 4877.4150031662675 | 5204.318626539896 | 5445.194980604676 | 5613.808428450021 | 5726.21739368025 | 5797.750371554033 | 5834.262003661239 | 5858.60309173271 | 5858.60309173271 | 5858.60309173271 | 5858.60309173271 | 5858.60309173271 | 5858.60309173271 | Functional steam boiler with a blowdown heat recovery system | Functional steam boiler with a blowdown heat recovery system | Functional steam boiler with a blowdown heat recovery system | Functional steam boiler with a blowdown heat recovery system | Functional steam boiler with a blowdown heat recovery system | Functional steam boiler with a blowdown heat recovery system | Functional steam boiler with a blowdown heat recovery system | Functional steam boiler with a blowdown heat recovery system | Functional steam boiler with a blowdown heat recovery system | Functional steam boiler with a blowdown heat recovery system | Functional steam boiler with a blowdown heat recovery system | Functional steam boiler with a blowdown heat recovery system | Functional steam boiler with a blowdown heat recovery system | Functional steam boiler with a blowdown heat recovery system | Functional steam boiler with a blowdown heat recovery system | Functional steam boiler with a blowdown heat recovery system | Functional steam boiler with a blowdown heat recovery system | Functional steam boiler with a blowdown heat recovery system | Functional steam boiler with a blowdown heat recovery system | Functional steam boiler with a blowdown heat recovery system | Functional steam boiler with a blowdown heat recovery system | Functional steam boiler with a blowdown heat recovery system | Functional steam boiler with a blowdown heat recovery system | Functional steam boiler with a blowdown heat recovery system | Functional steam boiler with a blowdown heat recovery system | Functional steam boiler with a blowdown heat recovery system | Functional steam boiler with a blowdown heat recovery system | Functional steam boiler with a blowdown heat recovery system | 1.61 | 1.61 | 1.61 | 1.61 | 1.61 | 1.61 | 1.61 | 1.61 | 1.61 | 1.61 | 1.61 | 1.61 | 1.61 | 1.61 | 1.61 | 1.61 | 1.61 | 1.61 | 1.61 | 1.61 | 1.61 | 1.61 | 1.61 | 1.61 | 1.61 | 1.61 | 1.61 | 1.61 | 0.1473 | 0.1473 | 0.1473 | 0.1473 | 0.1473 | 0.1473 | 0.1473 | 0.1473 | 0.1473 | 0.1473 | 0.1473 | 0.1473 | 0.1473 | 0.1473 | 0.1473 | 0.1473 | 0.1473 | 0.1473 | 0.1473 | 0.1473 | 0.1473 | 0.1473 | 0.1473 | 0.1473 | 0.1473 | 0.1473 | 0.1473 | 0.1473 | 0 | 0 | 0 | 102.0871 | 159.2507 | 315.8911 | 548.0032 | 844.6552 | 1171.168 | 1475.7861 | 1704.3846 | 1817.0843 | 1799.2847 | 1663.51 | 1442.5595 | 1177.9361 | 908.8328 | 664.5742 | 461.8131 | 305.7522 | 193.3076 | 98.0731 | 65.024 | 0 | 0 | 0 | 0 | 0 | 0 | 0 | 0 | 102.0871 | 260.5611 | 574.3168 | 1117.3268 | 1951.7658 | 3104.2017 | 4549.1841 | 6207.6848 | 7962.517 | 9683.8033 | 11256.0737 | 12598.0121 | 13669.3307 | 14468.6547 | 15023.2101 | 15375.5838 | 15575.3015 | 15667.5898 | 15671.2827 | 15650.486 | 15576.6065 | 15508.3531 | 15445.424 | 15387.469 | 15334.1392 | 0 | 0 | 0 | 32.6186 | 51.2734 | 102.54673223407283 | 179.45678140962744 | 279.1549933038648 | 390.8169906254106 | 497.4034426141589 | 580.3040163831855 | 624.9427868741998 | 624.9427868741997 | 583.2799344159203 | 510.3699426139297 | 420.3046586232361 | 326.90362337362836 | 240.87635406477958 | 168.613447845345 | 112.40896523022998 | 71.53297787378287 | 36.51163210720574 | 24.341088071470487 | 0 | 0 | 0 | 0 | 0 | 0 | 0
HVAC - Energy Recovery Ventilator_Miscellaneous_Existing_unitary equipment that incorporates energy recovery not required by the IECC 2012/2015/2018/2021 | HVAC - Energy Recovery Ventilator_Miscellaneous_Existing | HVAC - Energy Recovery Ventilator_Commercial_Existing_unitary equipment not required by IECC 2012/2015/2018/2021 to incorporate energy recovery_unitary equipment that incorporates energy recovery not required by the IECC 2012/2015/2018/2021 | Commercial | Miscellaneous | Existing | Space Heating | Natural Gas | HVAC - Energy Recovery Ventilator | NEQ | unitary equipment not required by IECC 2012/2015/2018/2021 to incorporate energy recovery | 15 | 15 | 15 | 0.06651 | 0 | 0 | 0 | 0.05 | Retro1Slow | 0.012666666666666666 | TBD | A | WCM807 | 0.7 | 0.42 | CFM | 0.0321 | 1112.274843441023 | 1112.2748 | 877.2872004605248 | 877.2872 | IL TRM v13 - 4.4.27 - Energy Recovery Ventilator - CI-HVC-ERVE-V07-250101 | IL TRM v13 - 4.4.27 - Energy Recovery Ventilator - CI-HVC-ERVE-V07-250101 | IL TRM v13 - 4.4.27 - Energy Recovery Ventilator - CI-HVC-ERVE-V07-250101 | 0 | 0 | 0.61453 | unitary equipment not required by IECC 2012/2015/2018/2021 to incorporate energy recovery | unitary equipment not required by IECC 2012/2015/2018/2021 to incorporate energy recovery | unitary equipment not required by IECC 2012/2015/2018/2021 to incorporate energy recovery | unitary equipment not required by IECC 2012/2015/2018/2021 to incorporate energy recovery | unitary equipment not required by IECC 2012/2015/2018/2021 to incorporate energy recovery | unitary equipment not required by IECC 2012/2015/2018/2021 to incorporate energy recovery | unitary equipment not required by IECC 2012/2015/2018/2021 to incorporate energy recovery | unitary equipment not required by IECC 2012/2015/2018/2021 to incorporate energy recovery | unitary equipment not required by IECC 2012/2015/2018/2021 to incorporate energy recovery | unitary equipment not required by IECC 2012/2015/2018/2021 to incorporate energy recovery | unitary equipment not required by IECC 2012/2015/2018/2021 to incorporate energy recovery | unitary equipment not required by IECC 2012/2015/2018/2021 to incorporate energy recovery | unitary equipment not required by IECC 2012/2015/2018/2021 to incorporate energy recovery | unitary equipment not required by IECC 2012/2015/2018/2021 to incorporate energy recovery | unitary equipment not required by IECC 2012/2015/2018/2021 to incorporate energy recovery | unitary equipment not required by IECC 2012/2015/2018/2021 to incorporate energy recovery | unitary equipment not required by IECC 2012/2015/2018/2021 to incorporate energy recovery | unitary equipment not required by IECC 2012/2015/2018/2021 to incorporate energy recovery | unitary equipment not required by IECC 2012/2015/2018/2021 to incorporate energy recovery | unitary equipment not required by IECC 2012/2015/2018/2021 to incorporate energy recovery | unitary equipment not required by IECC 2012/2015/2018/2021 to incorporate energy recovery | unitary equipment not required by IECC 2012/2015/2018/2021 to incorporate energy recovery | unitary equipment not required by IECC 2012/2015/2018/2021 to incorporate energy recovery | unitary equipment not required by IECC 2012/2015/2018/2021 to incorporate energy recovery | unitary equipment not required by IECC 2012/2015/2018/2021 to incorporate energy recovery | unitary equipment not required by IECC 2012/2015/2018/2021 to incorporate energy recovery | unitary equipment not required by IECC 2012/2015/2018/2021 to incorporate energy recovery | unitary equipment not required by IECC 2012/2015/2018/2021 to incorporate energy recovery | 0 | 0 | 0 | 431.6128 | 851.4057 | 1490.3897 | 2388.0252 | 3567.3855 | 5024.0159 | 6714.8744 | 8548.0547 | 10378.9758 | 12014.0401 | 13232.8187 | 13823.6926 | 13634.6124 | 12626.8553 | 10907.9532 | 8862.5996 | 6662.2206 | 4537.3101 | 2358.241 | 1549.7148 | 0 | 0 | 0 | 0 | 0 | 0 | 0 | 0 | 431.6128 | 1277.3354 | 2749.7109 | 5096.5664 | 8583.3794 | 13464.191 | 19944.2868 | 28132.9789 | 37997.0721 | 49311.8569 | 61644.1405 | 74357.6039 | 86670.2401 | 97772.6782 | 106973.1791 | 113960.2619 | 118687.7203 | 121295.1596 | 121807.1218 | 121617.7869 | 120009.6041 | 118526.3803 | 117158.3243 | 115896.4237 | 114732.3812 | 0 | 0 | 0 | 5301.5376945561775 | 10597.426113521253 | 18816.209962183413 | 30607.144475349978 | 46457.37034394637 | 66536.88123490875 | 90508.43095395474 | 117331.61585450302 | 145118.98693942558 | 171129.7588272013 | 191996.4680701152 | 204248.0932942123 | 205100.80209634578 | 193342.0955208975 | 169990.94417765582 | 140580.63257284433 | 107502.83667335153 | 74425.04077385878 | 39279.882630647684 | 26186.58842043179 | 0 | 0 | 0 | 0 | 0 | 0 | 0 | 0 | 5301.5376945561775 | 15898.96380807743 | 34715.173770260844 | 65322.31824561082 | 111779.6885895572 | 178316.56982446596 | 268825.0007784207 | 386156.6166329237 | 531275.6035723493 | 702405.3623995505 | 894401.8304696658 | 1098649.9237638782 | 1303750.725860224 | 1497092.8213811216 | 1667083.7655587774 | 1807664.3981316218 | 1915167.2348049732 | 1989592.275578832 | 2028872.1582094799 | 2055058.7466299115 | 2055058.7466299115 | 2055058.7466299115 | 2055058.7466299115 | 2055058.7466299115 | 2055058.7466299115 | unitary equipment that incorporates energy recovery not required by the IECC 2012/2015/2018/2021 | unitary equipment that incorporates energy recovery not required by the IECC 2012/2015/2018/2021 | unitary equipment that incorporates energy recovery not required by the IECC 2012/2015/2018/2021 | unitary equipment that incorporates energy recovery not required by the IECC 2012/2015/2018/2021 | unitary equipment that incorporates energy recovery not required by the IECC 2012/2015/2018/2021 | unitary equipment that incorporates energy recovery not required by the IECC 2012/2015/2018/2021 | unitary equipment that incorporates energy recovery not required by the IECC 2012/2015/2018/2021 | unitary equipment that incorporates energy recovery not required by the IECC 2012/2015/2018/2021 | unitary equipment that incorporates energy recovery not required by the IECC 2012/2015/2018/2021 | unitary equipment that incorporates energy recovery not required by the IECC 2012/2015/2018/2021 | unitary equipment that incorporates energy recovery not required by the IECC 2012/2015/2018/2021 | unitary equipment that incorporates energy recovery not required by the IECC 2012/2015/2018/2021 | unitary equipment that incorporates energy recovery not required by the IECC 2012/2015/2018/2021 | unitary equipment that incorporates energy recovery not required by the IECC 2012/2015/2018/2021 | unitary equipment that incorporates energy recovery not required by the IECC 2012/2015/2018/2021 | unitary equipment that incorporates energy recovery not required by the IECC 2012/2015/2018/2021 | unitary equipment that incorporates energy recovery not required by the IECC 2012/2015/2018/2021 | unitary equipment that incorporates energy recovery not required by the IECC 2012/2015/2018/2021 | unitary equipment that incorporates energy recovery not required by the IECC 2012/2015/2018/2021 | unitary equipment that incorporates energy recovery not required by the IECC 2012/2015/2018/2021 | unitary equipment that incorporates energy recovery not required by the IECC 2012/2015/2018/2021 | unitary equipment that incorporates energy recovery not required by the IECC 2012/2015/2018/2021 | unitary equipment that incorporates energy recovery not required by the IECC 2012/2015/2018/2021 | unitary equipment that incorporates energy recovery not required by the IECC 2012/2015/2018/2021 | unitary equipment that incorporates energy recovery not required by the IECC 2012/2015/2018/2021 | unitary equipment that incorporates energy recovery not required by the IECC 2012/2015/2018/2021 | unitary equipment that incorporates energy recovery not required by the IECC 2012/2015/2018/2021 | unitary equipment that incorporates energy recovery not required by the IECC 2012/2015/2018/2021 | 0.6145 | 0.6145 | 0.6145 | 0.6145 | 0.6145 | 0.6145 | 0.6145 | 0.6145 | 0.6145 | 0.6145 | 0.6145 | 0.6145 | 0.6145 | 0.6145 | 0.6145 | 0.6145 | 0.6145 | 0.6145 | 0.6145 | 0.6145 | 0.6145 | 0.6145 | 0.6145 | 0.6145 | 0.6145 | 0.6145 | 0.6145 | 0.6145 | 0.0665 | 0.0665 | 0.0665 | 0.0665 | 0.0665 | 0.0665 | 0.0665 | 0.0665 | 0.0665 | 0.0665 | 0.0665 | 0.0665 | 0.0665 | 0.0665 | 0.0665 | 0.0665 | 0.0665 | 0.0665 | 0.0665 | 0.0665 | 0.0665 | 0.0665 | 0.0665 | 0.0665 | 0.0665 | 0.0665 | 0.0665 | 0.0665 | 0 | 0 | 0 | 369.2379 | 733.3169 | 1292.875 | 2087.1742 | 3142.6526 | 4462.7239 | 6016.8289 | 7729.498 | 9474.2233 | 11074.6278 | 12320.9651 | 13003.7658 | 12961.292 | 12133.2505 | 10598.0763 | 8709.5736 | 6621.0257 | 4558.5643 | 2393.7294 | 1588.353 | 2.585e-14 | 2.5749e-14 | 2.5656e-14 | 2.5571e-14 | 2.5493e-14 | 0 | 0 | 0 | 369.2379 | 1100.1708 | 2385.304 | 4454.4848 | 7561.4425 | 11959.9476 | 17870.9763 | 25438.9815 | 34684.8046 | 45456.0213 | 57396.3358 | 69947.2199 | 82390.1891 | 93950.5807 | 103934.2478 | 111992.5679 | 117953.8307 | 121863.3438 | 123640.1565 | 124650.0158 | 124122.5866 | 123637.1545 | 123191.3892 | 122782.4393 | 122407.5011 | 0 | 0 | 0 | 4506.307040372751 | 9007.812196493065 | 15993.778467855904 | 26016.072804047486 | 39488.764792354414 | 56556.34904967245 | 76932.16631086153 | 99731.87347632756 | 123351.13889851178 | 145460.2950031211 | 163196.9978595979 | 173610.87930008047 | 174335.68178189395 | 164340.7811927629 | 144492.30255100745 | 119493.53768691771 | 91377.41117234882 | 63261.28465777997 | 33387.90023605054 | 22258.60015736703 | 3.6379788070917126E-13 | 3.6379788070917126E-13 | 3.6379788070917126E-13 | 3.6379788070917126E-13 | 3.6379788070917126E-13 | 0 | 0 | 0 | 4506.307040372751 | 13514.119236865816 | 29507.897704721716 | 55523.9705087692 | 95012.73530112361 | 151569.08435079607 | 228501.2506616576 | 328233.1241379851 | 451584.2630364969 | 597044.5580396181 | 760241.555899216 | 933852.4351992965 | 1108188.1169811904 | 1272528.8981739534 | 1417021.2007249608 | 1536514.7384118785 | 1627892.1495842272 | 1691153.4342420073 | 1724541.3344780577 | 1746799.9346354248 | 1746799.9346354248 | 1746799.9346354248 | 1746799.9346354248 | 1746799.9346354248 | 1746799.9346354248 | unitary equipment that incorporates energy recovery not required by the IECC 2012/2015/2018/2021 | unitary equipment that incorporates energy recovery not required by the IECC 2012/2015/2018/2021 | unitary equipment that incorporates energy recovery not required by the IECC 2012/2015/2018/2021 | unitary equipment that incorporates energy recovery not required by the IECC 2012/2015/2018/2021 | unitary equipment that incorporates energy recovery not required by the IECC 2012/2015/2018/2021 | unitary equipment that incorporates energy recovery not required by the IECC 2012/2015/2018/2021 | unitary equipment that incorporates energy recovery not required by the IECC 2012/2015/2018/2021 | unitary equipment that incorporates energy recovery not required by the IECC 2012/2015/2018/2021 | unitary equipment that incorporates energy recovery not required by the IECC 2012/2015/2018/2021 | unitary equipment that incorporates energy recovery not required by the IECC 2012/2015/2018/2021 | unitary equipment that incorporates energy recovery not required by the IECC 2012/2015/2018/2021 | unitary equipment that incorporates energy recovery not required by the IECC 2012/2015/2018/2021 | unitary equipment that incorporates energy recovery not required by the IECC 2012/2015/2018/2021 | unitary equipment that incorporates energy recovery not required by the IECC 2012/2015/2018/2021 | unitary equipment that incorporates energy recovery not required by the IECC 2012/2015/2018/2021 | unitary equipment that incorporates energy recovery not required by the IECC 2012/2015/2018/2021 | unitary equipment that incorporates energy recovery not required by the IECC 2012/2015/2018/2021 | unitary equipment that incorporates energy recovery not required by the IECC 2012/2015/2018/2021 | unitary equipment that incorporates energy recovery not required by the IECC 2012/2015/2018/2021 | unitary equipment that incorporates energy recovery not required by the IECC 2012/2015/2018/2021 | unitary equipment that incorporates energy recovery not required by the IECC 2012/2015/2018/2021 | unitary equipment that incorporates energy recovery not required by the IECC 2012/2015/2018/2021 | unitary equipment that incorporates energy recovery not required by the IECC 2012/2015/2018/2021 | unitary equipment that incorporates energy recovery not required by the IECC 2012/2015/2018/2021 | unitary equipment that incorporates energy recovery not required by the IECC 2012/2015/2018/2021 | unitary equipment that incorporates energy recovery not required by the IECC 2012/2015/2018/2021 | unitary equipment that incorporates energy recovery not required by the IECC 2012/2015/2018/2021 | unitary equipment that incorporates energy recovery not required by the IECC 2012/2015/2018/2021 | 0.6145 | 0.6145 | 0.6145 | 0.6145 | 0.6145 | 0.6145 | 0.6145 | 0.6145 | 0.6145 | 0.6145 | 0.6145 | 0.6145 | 0.6145 | 0.6145 | 0.6145 | 0.6145 | 0.6145 | 0.6145 | 0.6145 | 0.6145 | 0.6145 | 0.6145 | 0.6145 | 0.6145 | 0.6145 | 0.6145 | 0.6145 | 0.6145 | 0.0665 | 0.0665 | 0.0665 | 0.0665 | 0.0665 | 0.0665 | 0.0665 | 0.0665 | 0.0665 | 0.0665 | 0.0665 | 0.0665 | 0.0665 | 0.0665 | 0.0665 | 0.0665 | 0.0665 | 0.0665 | 0.0665 | 0.0665 | 0.0665 | 0.0665 | 0.0665 | 0.0665 | 0.0665 | 0.0665 | 0.0665 | 0.0665 | 0 | 0 | 0 | 369.237 | 733.3106 | 1292.8447 | 2087.061 | 3142.3024 | 4461.7975 | 6014.6869 | 7725.1021 | 9466.1286 | 11065.1017 | 12310.2963 | 12992.4321 | 12949.9234 | 12122.5423 | 10588.6673 | 8701.7962 | 6615.0804 | 4554.4495 | 2391.5585 | 1586.907 | 2.5827e-14 | 2.5726e-14 | 2.5633e-14 | 2.5549e-14 | 2.5471e-14 | 0 | 0 | 0 | 369.237 | 1100.1613 | 2385.2482 | 4454.2431 | 7560.5998 | 11957.4649 | 17864.6142 | 25424.5139 | 34655.1701 | 45416.9213 | 57346.6359 | 69886.2562 | 82317.9228 | 93867.6652 | 103841.9748 | 111892.5619 | 117847.916 | 121753.3429 | 123528.0276 | 124536.5424 | 124009.3527 | 123524.4663 | 123079.8019 | 122672.8638 | 122301.307 | 0 | 0 | 0 | 4506.307 | 9007.8122 | 15993.778467855904 | 26016.072804047486 | 39488.764792354414 | 56556.34904967245 | 76932.16631086153 | 99731.87347632756 | 123351.13889851178 | 145460.2950031211 | 163196.9978595979 | 173610.87930008047 | 174335.68178189395 | 164340.7811927629 | 144492.30255100745 | 119493.53768691771 | 91377.41117234882 | 63261.28465777997 | 33387.90023605054 | 22258.60015736703 | 3.6379788070917126E-13 | 3.6379788070917126E-13 | 3.6379788070917126E-13 | 3.6379788070917126E-13 | 3.6379788070917126E-13 | 0 | 0
Gas Boiler - Blowdown Heat Recovery_Healthcare_Existing_Functional steam boiler with a blowdown heat recovery system | Gas Boiler - Blowdown Heat Recovery_Healthcare_Existing | Gas Boiler - Blowdown Heat Recovery_Commercial_Existing_Existing steam boiler system with a deaerator where no blowdown heat is recovered_Functional steam boiler with a blowdown heat recovery system | Commercial | Healthcare | Existing | Space Heating | Natural Gas | Gas Boiler - Blowdown Heat Recovery | NEQ | Existing steam boiler system with a deaerator where no blowdown heat is recovered | 20 | 20 | 20 | 0.13862 | 0 | 0 | 0 | 0.25 | Retro3Slow | 0.004128203794943829 | TBD | A | WCM522 | 0.7 | 0.42 | kBtuh heat | 0.0321 | 1133.1319099954087 | 1133.1319 | 893.7378445034207 | 893.7378 | IL TRM v13 - 4.4.63 - Boiler Blowdown Heat Recovery - CI-HVC-BBHR-V01-240101 | IL TRM v13 - 4.4.63 - Boiler Blowdown Heat Recovery - CI-HVC-BBHR-V01-240101 | IL TRM v13 - 4.4.63 - Boiler Blowdown Heat Recovery - CI-HVC-BBHR-V01-240101 | 0 | 0 | 1.61 | Existing steam boiler system with a deaerator where no blowdown heat is recovered | Existing steam boiler system with a deaerator where no blowdown heat is recovered | Existing steam boiler system with a deaerator where no blowdown heat is recovered | Existing steam boiler system with a deaerator where no blowdown heat is recovered | Existing steam boiler system with a deaerator where no blowdown heat is recovered | Existing steam boiler system with a deaerator where no blowdown heat is recovered | Existing steam boiler system with a deaerator where no blowdown heat is recovered | Existing steam boiler system with a deaerator where no blowdown heat is recovered | Existing steam boiler system with a deaerator where no blowdown heat is recovered | Existing steam boiler system with a deaerator where no blowdown heat is recovered | Existing steam boiler system with a deaerator where no blowdown heat is recovered | Existing steam boiler system with a deaerator where no blowdown heat is recovered | Existing steam boiler system with a deaerator where no blowdown heat is recovered | Existing steam boiler system with a deaerator where no blowdown heat is recovered | Existing steam boiler system with a deaerator where no blowdown heat is recovered | Existing steam boiler system with a deaerator where no blowdown heat is recovered | Existing steam boiler system with a deaerator where no blowdown heat is recovered | Existing steam boiler system with a deaerator where no blowdown heat is recovered | Existing steam boiler system with a deaerator where no blowdown heat is recovered | Existing steam boiler system with a deaerator where no blowdown heat is recovered | Existing steam boiler system with a deaerator where no blowdown heat is recovered | Existing steam boiler system with a deaerator where no blowdown heat is recovered | Existing steam boiler system with a deaerator where no blowdown heat is recovered | Existing steam boiler system with a deaerator where no blowdown heat is recovered | Existing steam boiler system with a deaerator where no blowdown heat is recovered | Existing steam boiler system with a deaerator where no blowdown heat is recovered | Existing steam boiler system with a deaerator where no blowdown heat is recovered | Existing steam boiler system with a deaerator where no blowdown heat is recovered | 0 | 0 | 0 | 32.5397 | 50.3329 | 98.9447 | 169.9785 | 259.2284 | 355.2982 | 442.1191 | 503.756 | 529.4294 | 516.4384 | 470.1344 | 401.3096 | 322.5048 | 244.8883 | 176.2427 | 120.5427 | 78.6082 | 48.9908 | 24.5325 | 16.0681 | 0 | 0 | 0 | 0 | 0 | 0 | 0 | 0 | 32.5397 | 82.3532 | 179.8899 | 346.5701 | 599.0055 | 941.7244 | 1362.854 | 1834.7728 | 2319.9751 | 2779.4868 | 3181.1458 | 3504.6755 | 3742.4995 | 3898.6316 | 3984.1009 | 4013.3417 | 4004.3749 | 3970.7028 | 3920.0942 | 3867.39 | 3806.3295 | 3749.9678 | 3697.9712 | 3649.9993 | 3605.7403 | 0 | 0 | 0 | 15.602658225573812 | 24.525930510563985 | 49.05186102112795 | 85.84075678697398 | 133.53006611307063 | 186.9420925582987 | 237.92629961965307 | 277.58068288959527 | 298.93304311187165 | 298.93304311187165 | 279.00417357108057 | 244.12865187469518 | 201.04712507327818 | 156.36998616810538 | 115.21998980807804 | 80.6539928656543 | 53.769328577102904 | 34.216845458156435 | 17.46485202170228 | 11.643234681134855 | 0 | 0 | 0 | 0 | 0 | 0 | 0 | 0 | 15.602658225573812 | 40.1285887361378 | 89.18044975726575 | 175.02120654423973 | 308.5512726573104 | 495.49336521560906 | 733.4196648352621 | 1011.0003477248573 | 1309.933390836729 | 1608.8664339486004 | 1887.870607519681 | 2131.999259394376 | 2333.046384467654 | 2489.4163706357594 | 2604.6363604438375 | 2685.290353309492 | 2739.0596818865947 | 2773.276527344751 | 2790.741379366453 | 2802.3846140475875 | 2802.3846140475875 | 2802.3846140475875 | 2802.3846140475875 | 2802.3846140475875 | 2802.3846140475875 | Functional steam boiler with a blowdown heat recovery system | Functional steam boiler with a blowdown heat recovery system | Functional steam boiler with a blowdown heat recovery system | Functional steam boiler with a blowdown heat recovery system | Functional steam boiler with a blowdown heat recovery system | Functional steam boiler with a blowdown heat recovery system | Functional steam boiler with a blowdown heat recovery system | Functional steam boiler with a blowdown heat recovery system | Functional steam boiler with a blowdown heat recovery system | Functional steam boiler with a blowdown heat recovery system | Functional steam boiler with a blowdown heat recovery system | Functional steam boiler with a blowdown heat recovery system | Functional steam boiler with a blowdown heat recovery system | Functional steam boiler with a blowdown heat recovery system | Functional steam boiler with a blowdown heat recovery system | Functional steam boiler with a blowdown heat recovery system | Functional steam boiler with a blowdown heat recovery system | Functional steam boiler with a blowdown heat recovery system | Functional steam boiler with a blowdown heat recovery system | Functional steam boiler with a blowdown heat recovery system | Functional steam boiler with a blowdown heat recovery system | Functional steam boiler with a blowdown heat recovery system | Functional steam boiler with a blowdown heat recovery system | Functional steam boiler with a blowdown heat recovery system | Functional steam boiler with a blowdown heat recovery system | Functional steam boiler with a blowdown heat recovery system | Functional steam boiler with a blowdown heat recovery system | Functional steam boiler with a blowdown heat recovery system | 1.61 | 1.61 | 1.61 | 1.61 | 1.61 | 1.61 | 1.61 | 1.61 | 1.61 | 1.61 | 1.61 | 1.61 | 1.61 | 1.61 | 1.61 | 1.61 | 1.61 | 1.61 | 1.61 | 1.61 | 1.61 | 1.61 | 1.61 | 1.61 | 1.61 | 1.61 | 1.61 | 1.61 | 0.1386 | 0.1386 | 0.1386 | 0.1386 | 0.1386 | 0.1386 | 0.1386 | 0.1386 | 0.1386 | 0.1386 | 0.1386 | 0.1386 | 0.1386 | 0.1386 | 0.1386 | 0.1386 | 0.1386 | 0.1386 | 0.1386 | 0.1386 | 0.1386 | 0.1386 | 0.1386 | 0.1386 | 0.1386 | 0.1386 | 0.1386 | 0.1386 | 0 | 0 | 0 | 27.8617 | 43.4352 | 86.0881 | 149.19 | 229.6491 | 317.8862 | 399.737 | 460.5362 | 489.654 | 483.4502 | 445.6386 | 385.3276 | 313.7863 | 241.5312 | 176.2698 | 122.303 | 80.8868 | 51.1088 | 25.926 | 17.1886 | 0 | 0 | 0 | 0 | 0 | 0 | 0 | 0 | 27.8617 | 71.0674 | 156.5155 | 304.1843 | 530.6558 | 842.563 | 1232.2093 | 1677.3581 | 2145.678 | 2601.943 | 3015.396 | 3365.1038 | 3641.3252 | 3845.1858 | 3984.7134 | 4071.9509 | 4120.4478 | 4142.3721 | 4142.7654 | 4137.0919 | 4118.236 | 4100.7948 | 4084.727 | 4069.9352 | 4056.3268 | 0 | 0 | 0 | 13.26225949173774 | 20.847040933979386 | 41.69408186795876 | 72.96464326892789 | 113.50055619611004 | 158.90077867455386 | 202.23735467670505 | 235.94358045615593 | 254.0930866450909 | 254.0930866450909 | 237.15354753541843 | 207.50935409349083 | 170.89005631228642 | 132.91448824288958 | 97.93699133686631 | 68.55589393580614 | 45.70392929053743 | 29.08431863943296 | 14.84512421844694 | 9.896749478964626 | 0 | 0 | 0 | 0 | 0 | 0 | 0 | 0 | 13.26225949173774 | 34.10930042571712 | 75.80338229367588 | 148.76802556260375 | 262.2685817587138 | 421.1693604332677 | 623.4067151099728 | 859.3502955661287 | 1113.4433822112196 | 1367.5364688563106 | 1604.6900163917292 | 1812.19937048522 | 1983.0894267975066 | 2116.003915040396 | 2213.9409063772623 | 2282.4968003130684 | 2328.200729603606 | 2357.2850482430385 | 2372.130172461486 | 2382.0269219404504 | 2382.0269219404504 | 2382.0269219404504 | 2382.0269219404504 | 2382.0269219404504 | 2382.0269219404504 | Functional steam boiler with a blowdown heat recovery system | Functional steam boiler with a blowdown heat recovery system | Functional steam boiler with a blowdown heat recovery system | Functional steam boiler with a blowdown heat recovery system | Functional steam boiler with a blowdown heat recovery system | Functional steam boiler with a blowdown heat recovery system | Functional steam boiler with a blowdown heat recovery system | Functional steam boiler with a blowdown heat recovery system | Functional steam boiler with a blowdown heat recovery system | Functional steam boiler with a blowdown heat recovery system | Functional steam boiler with a blowdown heat recovery system | Functional steam boiler with a blowdown heat recovery system | Functional steam boiler with a blowdown heat recovery system | Functional steam boiler with a blowdown heat recovery system | Functional steam boiler with a blowdown heat recovery system | Functional steam boiler with a blowdown heat recovery system | Functional steam boiler with a blowdown heat recovery system | Functional steam boiler with a blowdown heat recovery system | Functional steam boiler with a blowdown heat recovery system | Functional steam boiler with a blowdown heat recovery system | Functional steam boiler with a blowdown heat recovery system | Functional steam boiler with a blowdown heat recovery system | Functional steam boiler with a blowdown heat recovery system | Functional steam boiler with a blowdown heat recovery system | Functional steam boiler with a blowdown heat recovery system | Functional steam boiler with a blowdown heat recovery system | Functional steam boiler with a blowdown heat recovery system | Functional steam boiler with a blowdown heat recovery system | 1.61 | 1.61 | 1.61 | 1.61 | 1.61 | 1.61 | 1.61 | 1.61 | 1.61 | 1.61 | 1.61 | 1.61 | 1.61 | 1.61 | 1.61 | 1.61 | 1.61 | 1.61 | 1.61 | 1.61 | 1.61 | 1.61 | 1.61 | 1.61 | 1.61 | 1.61 | 1.61 | 1.61 | 0.1386 | 0.1386 | 0.1386 | 0.1386 | 0.1386 | 0.1386 | 0.1386 | 0.1386 | 0.1386 | 0.1386 | 0.1386 | 0.1386 | 0.1386 | 0.1386 | 0.1386 | 0.1386 | 0.1386 | 0.1386 | 0.1386 | 0.1386 | 0.1386 | 0.1386 | 0.1386 | 0.1386 | 0.1386 | 0.1386 | 0.1386 | 0.1386 | 0 | 0 | 0 | 27.8506 | 43.3949 | 85.9446 | 148.7874 | 228.6948 | 315.9055 | 396.118 | 454.6816 | 481.2111 | 472.5122 | 432.8025 | 371.5742 | 300.2218 | 229.1306 | 165.6996 | 113.8603 | 74.5754 | 46.6656 | 23.4435 | 15.3926 | 0 | 0 | 0 | 0 | 0 | 0 | 0 | 0 | 27.8506 | 71.0015 | 156.2546 | 303.3635 | 528.4508 | 837.3131 | 1221.0534 | 1656.0349 | 2108.6813 | 2543.0744 | 2928.5405 | 3244.9934 | 3483.9168 | 3647.7686 | 3745.7677 | 3790.8609 | 3798.9421 | 3782.2467 | 3746.0837 | 3704.816 | 3652.2565 | 3601.6697 | 3552.9961 | 3506.1895 | 3461.2656 | 0 | 0 | 0 | 13.2623 | 20.847 | 41.69408186795876 | 72.96464326892789 | 113.50055619611004 | 158.90077867455386 | 202.23735467670505 | 235.94358045615593 | 254.0930866450909 | 254.0930866450909 | 237.15354753541843 | 207.50935409349083 | 170.89005631228642 | 132.91448824288958 | 97.93699133686631 | 68.55589393580614 | 45.70392929053743 | 29.08431863943296 | 14.84512421844694 | 9.896749478964626 | 0 | 0 | 0 | 0 | 0 | 0 | 0
Gas Boiler - Blowdown Heat Recovery_Warehouse_Existing_Functional steam boiler with a blowdown heat recovery system | Gas Boiler - Blowdown Heat Recovery_Warehouse_Existing | Gas Boiler - Blowdown Heat Recovery_Commercial_Existing_Existing steam boiler system with a deaerator where no blowdown heat is recovered_Functional steam boiler with a blowdown heat recovery system | Commercial | Warehouse | Existing | Space Heating | Natural Gas | Gas Boiler - Blowdown Heat Recovery | NEQ | Existing steam boiler system with a deaerator where no blowdown heat is recovered | 20 | 20 | 20 | 0.13767 | 0 | 0 | 0 | 0.25 | Retro3Slow | 0.004128203794943829 | TBD | A | WCM722 | 0.7 | 0.42 | kBtuh heat | 0.0321 | 1135.4479668154188 | 1135.448 | 895.5645935445551 | 895.5646 | IL TRM v13 - 4.4.63 - Boiler Blowdown Heat Recovery - CI-HVC-BBHR-V01-240101 | IL TRM v13 - 4.4.63 - Boiler Blowdown Heat Recovery - CI-HVC-BBHR-V01-240101 | IL TRM v13 - 4.4.63 - Boiler Blowdown Heat Recovery - CI-HVC-BBHR-V01-240101 | 0 | 0 | 1.61 | Existing steam boiler system with a deaerator where no blowdown heat is recovered | Existing steam boiler system with a deaerator where no blowdown heat is recovered | Existing steam boiler system with a deaerator where no blowdown heat is recovered | Existing steam boiler system with a deaerator where no blowdown heat is recovered | Existing steam boiler system with a deaerator where no blowdown heat is recovered | Existing steam boiler system with a deaerator where no blowdown heat is recovered | Existing steam boiler system with a deaerator where no blowdown heat is recovered | Existing steam boiler system with a deaerator where no blowdown heat is recovered | Existing steam boiler system with a deaerator where no blowdown heat is recovered | Existing steam boiler system with a deaerator where no blowdown heat is recovered | Existing steam boiler system with a deaerator where no blowdown heat is recovered | Existing steam boiler system with a deaerator where no blowdown heat is recovered | Existing steam boiler system with a deaerator where no blowdown heat is recovered | Existing steam boiler system with a deaerator where no blowdown heat is recovered | Existing steam boiler system with a deaerator where no blowdown heat is recovered | Existing steam boiler system with a deaerator where no blowdown heat is recovered | Existing steam boiler system with a deaerator where no blowdown heat is recovered | Existing steam boiler system with a deaerator where no blowdown heat is recovered | Existing steam boiler system with a deaerator where no blowdown heat is recovered | Existing steam boiler system with a deaerator where no blowdown heat is recovered | Existing steam boiler system with a deaerator where no blowdown heat is recovered | Existing steam boiler system with a deaerator where no blowdown heat is recovered | Existing steam boiler system with a deaerator where no blowdown heat is recovered | Existing steam boiler system with a deaerator where no blowdown heat is recovered | Existing steam boiler system with a deaerator where no blowdown heat is recovered | Existing steam boiler system with a deaerator where no blowdown heat is recovered | Existing steam boiler system with a deaerator where no blowdown heat is recovered | Existing steam boiler system with a deaerator where no blowdown heat is recovered | 0 | 0 | 0 | 55.5739 | 86.202 | 169.9767 | 293.0386 | 448.7294 | 617.9636 | 773.1599 | 886.2704 | 937.6048 | 920.9909 | 844.52 | 726.1886 | 587.8518 | 449.5315 | 325.7261 | 224.191 | 147.0422 | 92.1449 | 46.3612 | 30.495 | 6.9477e-16 | 6.868e-16 | 6.7945e-16 | 6.7269e-16 | 6.6646e-16 | 0 | 0 | 0 | 55.5739 | 141.0411 | 309.0321 | 597.4781 | 1036.8903 | 1637.9235 | 2383.304 | 3227.9611 | 4108.6117 | 4956.8003 | 5714.411 | 6341.8757 | 6821.7122 | 7156.5598 | 7363.2891 | 7464.2046 | 7490.4672 | 7468.3483 | 7408.1404 | 7339.7764 | 7249.407 | 7166.2033 | 7089.5835 | 7019.0146 | 6954.0086 | 0 | 0 | 0 | 18.447165398695084 | 28.9972317629637 | 57.9944635259274 | 101.49031117037296 | 157.87381737613572 | 221.02334432658992 | 281.3024382338419 | 328.18617793948215 | 353.4312685502113 | 353.43126855021114 | 329.8691839801976 | 288.6355359826726 | 237.69985316220072 | 184.8776635706008 | 136.22564684149572 | 95.35795278904665 | 63.57196852603108 | 40.454889062019845 | 20.64885414076469 | 13.76590276050979 | 3.1753909846382413E-16 | 3.1753909846382413E-16 | 3.1753909846382413E-16 | 3.1753909846382413E-16 | 3.1753909846382413E-16 | 0 | 0 | 0 | 18.447165398695084 | 47.44439716165879 | 105.43886068758619 | 206.92917185795915 | 364.80298923409487 | 585.8263335606848 | 867.1287717945268 | 1195.3149497340087 | 1548.74621828422 | 1902.1774868344312 | 2232.046670814629 | 2520.6822067973017 | 2758.3820599595024 | 2943.259723530103 | 3079.485370371599 | 3174.843323160645 | 3238.415291686676 | 3278.870180748696 | 3299.5190348894603 | 3313.2849376499703 | 3313.2849376499703 | 3313.2849376499703 | 3313.2849376499703 | 3313.2849376499703 | 3313.2849376499703 | Functional steam boiler with a blowdown heat recovery system | Functional steam boiler with a blowdown heat recovery system | Functional steam boiler with a blowdown heat recovery system | Functional steam boiler with a blowdown heat recovery system | Functional steam boiler with a blowdown heat recovery system | Functional steam boiler with a blowdown heat recovery system | Functional steam boiler with a blowdown heat recovery system | Functional steam boiler with a blowdown heat recovery system | Functional steam boiler with a blowdown heat recovery system | Functional steam boiler with a blowdown heat recovery system | Functional steam boiler with a blowdown heat recovery system | Functional steam boiler with a blowdown heat recovery system | Functional steam boiler with a blowdown heat recovery system | Functional steam boiler with a blowdown heat recovery system | Functional steam boiler with a blowdown heat recovery system | Functional steam boiler with a blowdown heat recovery system | Functional steam boiler with a blowdown heat recovery system | Functional steam boiler with a blowdown heat recovery system | Functional steam boiler with a blowdown heat recovery system | Functional steam boiler with a blowdown heat recovery system | Functional steam boiler with a blowdown heat recovery system | Functional steam boiler with a blowdown heat recovery system | Functional steam boiler with a blowdown heat recovery system | Functional steam boiler with a blowdown heat recovery system | Functional steam boiler with a blowdown heat recovery system | Functional steam boiler with a blowdown heat recovery system | Functional steam boiler with a blowdown heat recovery system | Functional steam boiler with a blowdown heat recovery system | 1.61 | 1.61 | 1.61 | 1.61 | 1.61 | 1.61 | 1.61 | 1.61 | 1.61 | 1.61 | 1.61 | 1.61 | 1.61 | 1.61 | 1.61 | 1.61 | 1.61 | 1.61 | 1.61 | 1.61 | 1.61 | 1.61 | 1.61 | 1.61 | 1.61 | 1.61 | 1.61 | 1.61 | 0.1377 | 0.1377 | 0.1377 | 0.1377 | 0.1377 | 0.1377 | 0.1377 | 0.1377 | 0.1377 | 0.1377 | 0.1377 | 0.1377 | 0.1377 | 0.1377 | 0.1377 | 0.1377 | 0.1377 | 0.1377 | 0.1377 | 0.1377 | 0.1377 | 0.1377 | 0.1377 | 0.1377 | 0.1377 | 0.1377 | 0.1377 | 0.1377 | 0 | 0 | 0 | 47.5217 | 74.1744 | 147.2167 | 255.5275 | 394.0523 | 546.6513 | 689.1646 | 796.2597 | 849.2685 | 841.2481 | 777.9668 | 674.7284 | 550.9782 | 425.0935 | 310.8265 | 215.9478 | 142.9431 | 90.359 | 45.8375 | 30.3855 | 0 | 0 | 0 | 0 | 0 | 0 | 0 | 0 | 47.5217 | 121.3619 | 267.6525 | 520.9965 | 910.5466 | 1448.9092 | 2124.3843 | 2900.1255 | 3721.5195 | 4527.6221 | 5264.081 | 5892.4691 | 6393.8128 | 6767.505 | 7026.4712 | 7189.7564 | 7281.6553 | 7323.6017 | 7324.4654 | 7313.4076 | 7276.0035 | 7241.7812 | 7210.5373 | 7182.0256 | 7156.0116 | 0 | 0 | 0 | 15.680090588890817 | 24.647646998519146 | 49.2952939970383 | 86.26676449481701 | 134.19274476971535 | 187.8698426776014 | 239.10707249876558 | 278.9582512485598 | 300.4165782676796 | 300.4165782676795 | 280.38880638316795 | 245.34020558527175 | 202.04487518787062 | 157.1460140350107 | 115.7917998152714 | 81.05425987068963 | 54.03617324712642 | 34.38665570271688 | 17.551526019649987 | 11.701017346433323 | 0 | 0 | 0 | 0 | 0 | 0 | 0 | 0 | 15.680090588890817 | 40.32773758740996 | 89.62303158444827 | 175.88979607926527 | 310.0825408489806 | 497.952383526582 | 737.0594560253477 | 1016.0177072739074 | 1316.4342855415869 | 1616.8508638092665 | 1897.2396701924345 | 2142.5798757777065 | 2344.624750965577 | 2501.7707650005877 | 2617.562564815859 | 2698.6168246865486 | 2752.6529979336747 | 2787.0396536363914 | 2804.5911796560417 | 2816.292197002475 | 2816.292197002475 | 2816.292197002475 | 2816.292197002475 | 2816.292197002475 | 2816.292197002475 | Functional steam boiler with a blowdown heat recovery system | Functional steam boiler with a blowdown heat recovery system | Functional steam boiler with a blowdown heat recovery system | Functional steam boiler with a blowdown heat recovery system | Functional steam boiler with a blowdown heat recovery system | Functional steam boiler with a blowdown heat recovery system | Functional steam boiler with a blowdown heat recovery system | Functional steam boiler with a blowdown heat recovery system | Functional steam boiler with a blowdown heat recovery system | Functional steam boiler with a blowdown heat recovery system | Functional steam boiler with a blowdown heat recovery system | Functional steam boiler with a blowdown heat recovery system | Functional steam boiler with a blowdown heat recovery system | Functional steam boiler with a blowdown heat recovery system | Functional steam boiler with a blowdown heat recovery system | Functional steam boiler with a blowdown heat recovery system | Functional steam boiler with a blowdown heat recovery system | Functional steam boiler with a blowdown heat recovery system | Functional steam boiler with a blowdown heat recovery system | Functional steam boiler with a blowdown heat recovery system | Functional steam boiler with a blowdown heat recovery system | Functional steam boiler with a blowdown heat recovery system | Functional steam boiler with a blowdown heat recovery system | Functional steam boiler with a blowdown heat recovery system | Functional steam boiler with a blowdown heat recovery system | Functional steam boiler with a blowdown heat recovery system | Functional steam boiler with a blowdown heat recovery system | Functional steam boiler with a blowdown heat recovery system | 1.61 | 1.61 | 1.61 | 1.61 | 1.61 | 1.61 | 1.61 | 1.61 | 1.61 | 1.61 | 1.61 | 1.61 | 1.61 | 1.61 | 1.61 | 1.61 | 1.61 | 1.61 | 1.61 | 1.61 | 1.61 | 1.61 | 1.61 | 1.61 | 1.61 | 1.61 | 1.61 | 1.61 | 0.1377 | 0.1377 | 0.1377 | 0.1377 | 0.1377 | 0.1377 | 0.1377 | 0.1377 | 0.1377 | 0.1377 | 0.1377 | 0.1377 | 0.1377 | 0.1377 | 0.1377 | 0.1377 | 0.1377 | 0.1377 | 0.1377 | 0.1377 | 0.1377 | 0.1377 | 0.1377 | 0.1377 | 0.1377 | 0.1377 | 0.1377 | 0.1377 | 0 | 0 | 0 | 47.5217 | 74.1744 | 147.2167 | 255.5275 | 394.0523 | 546.6513 | 689.1646 | 796.2597 | 849.2685 | 841.2481 | 777.9668 | 674.7284 | 550.9782 | 425.0935 | 310.8265 | 215.9478 | 142.9431 | 90.359 | 45.8375 | 30.3855 | 0 | 0 | 0 | 0 | 0 | 0 | 0 | 0 | 47.5217 | 121.3619 | 267.6525 | 520.9965 | 910.5466 | 1448.9092 | 2124.3843 | 2900.1255 | 3721.5195 | 4527.6221 | 5264.081 | 5892.4691 | 6393.8128 | 6767.505 | 7026.4712 | 7189.7564 | 7281.6553 | 7323.6017 | 7324.4654 | 7313.4076 | 7276.0035 | 7241.7812 | 7210.5373 | 7182.0256 | 7156.0116 | 0 | 0 | 0 | 15.6801 | 24.6476 | 49.2952939970383 | 86.26676449481701 | 134.19274476971535 | 187.8698426776014 | 239.10707249876558 | 278.9582512485598 | 300.4165782676796 | 300.4165782676795 | 280.38880638316795 | 245.34020558527175 | 202.04487518787062 | 157.1460140350107 | 115.7917998152714 | 81.05425987068963 | 54.03617324712642 | 34.38665570271688 | 17.551526019649987 | 11.701017346433323 | 0 | 0 | 0 | 0 | 0 | 0 | 0
Insulation - Ceiling_Healthcare_Existing_Existing (R-15)_Upgrade to R-38 | Insulation - Ceiling_Healthcare_Existing | Insulation - Ceiling_Commercial_Existing_Existing (R-15)_Upgrade to R-38 | Commercial | Healthcare | Existing | Space Heating | Natural Gas | Insulation - Ceiling | NEQ | Existing (R-15) | 45 | 45 | 45 | 0.14892 | 0 | 0 | 0.15 | 0.5 | Retro5Med | 8.35569166605469E-06 | TBD | A | WCM501 | 0.4626771198791263 | 0.2776062719274758 | sqft roof | 0.0321 | 1514.7575964468363 | 1514.7576 | 877.6959818542081 | 877.696 | Regional Technical Forum. ComWeatherizationSchool - UES Workbook, Version 4.1. Northwest Power and Conservation Council. July 18, 2023. | Regional Technical Forum. ComWeatherizationSchool - UES Workbook, Version 4.1. Northwest Power and Conservation Council. July 18, 2023. | AEG BEST | 0 | 0 | 4.3227 | Existing (R-15) | Existing (R-15) | Existing (R-15) | Existing (R-15) | Existing (R-15) | Existing (R-15) | Existing (R-15) | Existing (R-15) | Existing (R-15) | Existing (R-15) | Existing (R-15) | Existing (R-15) | Existing (R-15) | Existing (R-15) | Existing (R-15) | Existing (R-15) | Existing (R-15) | Existing (R-15) | Existing (R-15) | Existing (R-15) | Existing (R-15) | Existing (R-15) | Existing (R-15) | Existing (R-15) | Existing (R-15) | Existing (R-15) | Existing (R-15) | Existing (R-15) | 0 | 0 | 0 | 2214.4615 | 2675.6075 | 3217.2353 | 3664.3697 | 4094.5926 | 4681.4599 | 5014.2941 | 4994.8466 | 4585.8441 | 3838.8239 | 2893.1065 | 1865.5434 | 1056.0087 | 496.0111 | 204.8605 | 72.7659 | 22.2299 | 4.7449 | 0.42853 | 0.28069 | 0 | 0 | 0 | 0 | 0 | 0 | 0 | 0 | 2214.4615 | 4854.724 | 7987.5539 | 11501.4987 | 15361.957 | 19704.5056 | 24253.2395 | 28643.8968 | 32492.2035 | 35481.2213 | 37448.2238 | 38351.9822 | 38444.6054 | 38000.19 | 37301.3891 | 36508.4863 | 35729.3246 | 34995.2054 | 34335.0521 | 33735.397 | 33207.4446 | 32720.322 | 32270.8484 | 31856.1023 | 31473.3902 | 0 | 0 | 0 | 1524.5290101422327 | 1871.8784897416595 | 2290.6314803891846 | 2659.0622269922674 | 3032.9971947462277 | 3545.9382956531736 | 3889.9493770085464 | 3973.8580627661113 | 3744.8843178688726 | 3219.045273906324 | 2491.033141884119 | 1648.618580735206 | 957.2624017172166 | 460.9041193453264 | 194.99789664609966 | 70.90832605312718 | 22.14857088059061 | 4.827382780990661 | 0.44436608179200277 | 0.2962440545280018 | 0 | 0 | 0 | 0 | 0 | 0 | 0 | 0 | 1524.5290101422327 | 3396.4074998838923 | 5687.038980273077 | 8346.101207265345 | 11379.098402011572 | 14925.036697664747 | 18814.986074673292 | 22788.844137439402 | 26533.72845530828 | 29752.773729214605 | 32243.806871098725 | 33892.42545183393 | 34849.68785355114 | 35310.59197289647 | 35505.589869542564 | 35576.49819559569 | 35598.64676647628 | 35603.47414925727 | 35603.918515339064 | 35604.21475939359 | 35604.21475939359 | 35604.21475939359 | 35604.21475939359 | 35604.21475939359 | 35604.21475939359 | Upgrade to R-38 | Upgrade to R-38 | Upgrade to R-38 | Upgrade to R-38 | Upgrade to R-38 | Upgrade to R-38 | Upgrade to R-38 | Upgrade to R-38 | Upgrade to R-38 | Upgrade to R-38 | Upgrade to R-38 | Upgrade to R-38 | Upgrade to R-38 | Upgrade to R-38 | Upgrade to R-38 | Upgrade to R-38 | Upgrade to R-38 | Upgrade to R-38 | Upgrade to R-38 | Upgrade to R-38 | Upgrade to R-38 | Upgrade to R-38 | Upgrade to R-38 | Upgrade to R-38 | Upgrade to R-38 | Upgrade to R-38 | Upgrade to R-38 | Upgrade to R-38 | 4.3227 | 4.3227 | 4.3227 | 4.3227 | 4.3227 | 4.3227 | 4.3227 | 4.3227 | 4.3227 | 4.3227 | 4.3227 | 4.3227 | 4.3227 | 4.3227 | 4.3227 | 4.3227 | 4.3227 | 4.3227 | 4.3227 | 4.3227 | 4.3227 | 4.3227 | 4.3227 | 4.3227 | 4.3227 | 4.3227 | 4.3227 | 4.3227 | 0.1489 | 0.1489 | 0.1489 | 0.1489 | 0.1489 | 0.1489 | 0.1489 | 0.1489 | 0.1489 | 0.1489 | 0.1489 | 0.1489 | 0.1489 | 0.1489 | 0.1489 | 0.1489 | 0.1489 | 0.1489 | 0.1489 | 0.1489 | 0.1489 | 0.1489 | 0.1489 | 0.1489 | 0.1489 | 0.1489 | 0.1489 | 0.1489 | 0 | 0 | 0 | 0 | 0 | 0 | 0 | 0 | 0 | 0 | 0 | 0 | 0 | 0 | 0 | 0 | 0 | 0 | 0 | 0 | 0 | 0 | 0 | 0 | 0 | 0 | 0 | 0 | 0 | 0 | 0 | 0 | 0 | 0 | 0 | 0 | 0 | 0 | 0 | 0 | 0 | 0 | 0 | 0 | 0 | 0 | 0 | 0 | 0 | 0 | 0 | 0 | 0 | 0 | 0 | 0 | 0 | 0 | 0 | 0 | 0 | 0 | 0 | 0 | 0 | 0 | 0 | 0 | 0 | 0 | 0 | 0 | 0 | 0 | 0 | 0 | 0 | 0 | 0 | 0 | 0 | 0 | 0 | 0 | 0 | 0 | 0 | 0 | 0 | 0 | 0 | 0 | 0 | 0 | 0 | 0 | 0 | 0 | 0 | 0 | 0 | 0 | 0 | 0 | 0 | 0 | 0 | 0 | 0 | 0 | 0 | 0 | Upgrade to R-38 | Upgrade to R-38 | Upgrade to R-38 | Upgrade to R-38 | Upgrade to R-38 | Upgrade to R-38 | Upgrade to R-38 | Upgrade to R-38 | Upgrade to R-38 | Upgrade to R-38 | Upgrade to R-38 | Upgrade to R-38 | Upgrade to R-38 | Upgrade to R-38 | Upgrade to R-38 | Upgrade to R-38 | Upgrade to R-38 | Upgrade to R-38 | Upgrade to R-38 | Upgrade to R-38 | Upgrade to R-38 | Upgrade to R-38 | Upgrade to R-38 | Upgrade to R-38 | Upgrade to R-38 | Upgrade to R-38 | Upgrade to R-38 | Upgrade to R-38 | 4.3227 | 4.3227 | 4.3227 | 4.3227 | 4.3227 | 4.3227 | 4.3227 | 4.3227 | 4.3227 | 4.3227 | 4.3227 | 4.3227 | 4.3227 | 4.3227 | 4.3227 | 4.3227 | 4.3227 | 4.3227 | 4.3227 | 4.3227 | 4.3227 | 4.3227 | 4.3227 | 4.3227 | 4.3227 | 4.3227 | 4.3227 | 4.3227 | 0.1489 | 0.1489 | 0.1489 | 0.1489 | 0.1489 | 0.1489 | 0.1489 | 0.1489 | 0.1489 | 0.1489 | 0.1489 | 0.1489 | 0.1489 | 0.1489 | 0.1489 | 0.1489 | 0.1489 | 0.1489 | 0.1489 | 0.1489 | 0.1489 | 0.1489 | 0.1489 | 0.1489 | 0.1489 | 0.1489 | 0.1489 | 0.1489 | 0 | 0 | 0 | 1896.4262 | 2309.7802 | 2800.9121 | 3219.0369 | 3631.3094 | 4193.1685 | 4537.0851 | 4565.448 | 4232.8989 | 3576.325 | 2718.2717 | 1766.2822 | 1006.7016 | 475.7755 | 197.6052 | 70.5539 | 21.6562 | 4.6422 | 0.42066 | 0.27624 | 0 | 0 | 0 | 0 | 0 | 0 | 0 | 0 | 1896.4262 | 4190.953 | 6953.9324 | 10103.7153 | 13623.8264 | 17649.2621 | 21945.0654 | 26181.4288 | 29991.4711 | 33055.0148 | 35185.1716 | 36311.3624 | 36649.5507 | 36449.9138 | 35980.3375 | 35398.6728 | 34807.2383 | 34237.9157 | 33704.3371 | 33199.7961 | 32733.3934 | 32284.5217 | 31852.3752 | 31436.5775 | 31037.2934 | 0 | 0 | 0 | 1295.8497 | 1591.0967 | 1947.036758330807 | 2260.202892943427 | 2578.047615534294 | 3014.0475513051983 | 3306.456970457265 | 3377.779353351195 | 3183.151670188541 | 2736.1884828203756 | 2117.378170601501 | 1401.325793624925 | 813.6730414596339 | 391.7685014435274 | 165.74821214918472 | 60.27207714515808 | 18.826285248502014 | 4.103275363842059 | 0.37771116952320216 | 0.2518074463488013 | 0 | 0 | 0 | 0 | 0 | 0 | 0
Gas Boiler - Blowdown Heat Recovery_Restaurant_Existing_Functional steam boiler with a blowdown heat recovery system | Gas Boiler - Blowdown Heat Recovery_Restaurant_Existing | Gas Boiler - Blowdown Heat Recovery_Commercial_Existing_Existing steam boiler system with a deaerator where no blowdown heat is recovered_Functional steam boiler with a blowdown heat recovery system | Commercial | Restaurant | Existing | Space Heating | Natural Gas | Gas Boiler - Blowdown Heat Recovery | NEQ | Existing steam boiler system with a deaerator where no blowdown heat is recovered | 20 | 20 | 20 | 0.13563 | 0 | 0 | 0 | 0.25 | Retro3Slow | 0.004128203794943829 | TBD | A | WCM122 | 0.7 | 0.42 | kBtuh heat | 0.0321 | 1152.5353190968208 | 1152.5353 | 909.0419418228441 | 909.0419 | IL TRM v13 - 4.4.63 - Boiler Blowdown Heat Recovery - CI-HVC-BBHR-V01-240101 | IL TRM v13 - 4.4.63 - Boiler Blowdown Heat Recovery - CI-HVC-BBHR-V01-240101 | IL TRM v13 - 4.4.63 - Boiler Blowdown Heat Recovery - CI-HVC-BBHR-V01-240101 | 0 | 0 | 1.61 | Existing steam boiler system with a deaerator where no blowdown heat is recovered | Existing steam boiler system with a deaerator where no blowdown heat is recovered | Existing steam boiler system with a deaerator where no blowdown heat is recovered | Existing steam boiler system with a deaerator where no blowdown heat is recovered | Existing steam boiler system with a deaerator where no blowdown heat is recovered | Existing steam boiler system with a deaerator where no blowdown heat is recovered | Existing steam boiler system with a deaerator where no blowdown heat is recovered | Existing steam boiler system with a deaerator where no blowdown heat is recovered | Existing steam boiler system with a deaerator where no blowdown heat is recovered | Existing steam boiler system with a deaerator where no blowdown heat is recovered | Existing steam boiler system with a deaerator where no blowdown heat is recovered | Existing steam boiler system with a deaerator where no blowdown heat is recovered | Existing steam boiler system with a deaerator where no blowdown heat is recovered | Existing steam boiler system with a deaerator where no blowdown heat is recovered | Existing steam boiler system with a deaerator where no blowdown heat is recovered | Existing steam boiler system with a deaerator where no blowdown heat is recovered | Existing steam boiler system with a deaerator where no blowdown heat is recovered | Existing steam boiler system with a deaerator where no blowdown heat is recovered | Existing steam boiler system with a deaerator where no blowdown heat is recovered | Existing steam boiler system with a deaerator where no blowdown heat is recovered | Existing steam boiler system with a deaerator where no blowdown heat is recovered | Existing steam boiler system with a deaerator where no blowdown heat is recovered | Existing steam boiler system with a deaerator where no blowdown heat is recovered | Existing steam boiler system with a deaerator where no blowdown heat is recovered | Existing steam boiler system with a deaerator where no blowdown heat is recovered | Existing steam boiler system with a deaerator where no blowdown heat is recovered | Existing steam boiler system with a deaerator where no blowdown heat is recovered | Existing steam boiler system with a deaerator where no blowdown heat is recovered | 0 | 0 | 0 | 5.2079 | 8.0345 | 15.7513 | 26.9867 | 41.0504 | 56.1336 | 69.7035 | 79.2591 | 83.1196 | 80.8759 | 73.3965 | 62.405 | 49.905 | 37.6657 | 26.9125 | 18.2512 | 11.7933 | 7.2783 | 3.6085 | 2.3403 | 0 | 0 | 0 | 0 | 0 | 0 | 0 | 0 | 5.2079 | 13.1458 | 28.6371 | 55.0232 | 94.8563 | 148.7831 | 214.8646 | 288.6763 | 364.2327 | 435.2766 | 496.6344 | 544.9886 | 579.1217 | 599.6398 | 608.3779 | 607.6549 | 600.7626 | 589.9074 | 576.6078 | 563.2732 | 548.8011 | 535.468 | 523.1828 | 511.8616 | 501.4275 | 0 | 0 | 0 | 3.652961067505695 | 5.742115734650426 | 11.48423146930085 | 20.097405071276498 | 31.262630110874536 | 43.76768215522434 | 55.70432274301282 | 64.98837653351497 | 69.98748242070837 | 69.98748242070835 | 65.32165025932791 | 57.156443976911845 | 47.07001268686853 | 36.610009867564465 | 26.97579674452126 | 18.883057721164807 | 12.588705147443209 | 8.0109941847366 | 4.088945842603705 | 2.7259638950691363 | 0 | 0 | 0 | 0 | 0 | 0 | 0 | 0 | 3.652961067505695 | 9.39507680215612 | 20.879308271456974 | 40.976713342733476 | 72.23934345360802 | 116.00702560883235 | 171.71134835184515 | 236.69972488536013 | 306.6872073060685 | 376.6746897267768 | 441.9963399861048 | 499.15278396301665 | 546.2227966498853 | 582.8328065174496 | 609.8086032619709 | 628.6916609831358 | 641.280366130579 | 649.2913603153155 | 653.3803061579192 | 656.1062700529883 | 656.1062700529883 | 656.1062700529883 | 656.1062700529883 | 656.1062700529883 | 656.1062700529883 | Functional steam boiler with a blowdown heat recovery system | Functional steam boiler with a blowdown heat recovery system | Functional steam boiler with a blowdown heat recovery system | Functional steam boiler with a blowdown heat recovery system | Functional steam boiler with a blowdown heat recovery system | Functional steam boiler with a blowdown heat recovery system | Functional steam boiler with a blowdown heat recovery system | Functional steam boiler with a blowdown heat recovery system | Functional steam boiler with a blowdown heat recovery system | Functional steam boiler with a blowdown heat recovery system | Functional steam boiler with a blowdown heat recovery system | Functional steam boiler with a blowdown heat recovery system | Functional steam boiler with a blowdown heat recovery system | Functional steam boiler with a blowdown heat recovery system | Functional steam boiler with a blowdown heat recovery system | Functional steam boiler with a blowdown heat recovery system | Functional steam boiler with a blowdown heat recovery system | Functional steam boiler with a blowdown heat recovery system | Functional steam boiler with a blowdown heat recovery system | Functional steam boiler with a blowdown heat recovery system | Functional steam boiler with a blowdown heat recovery system | Functional steam boiler with a blowdown heat recovery system | Functional steam boiler with a blowdown heat recovery system | Functional steam boiler with a blowdown heat recovery system | Functional steam boiler with a blowdown heat recovery system | Functional steam boiler with a blowdown heat recovery system | Functional steam boiler with a blowdown heat recovery system | Functional steam boiler with a blowdown heat recovery system | 1.61 | 1.61 | 1.61 | 1.61 | 1.61 | 1.61 | 1.61 | 1.61 | 1.61 | 1.61 | 1.61 | 1.61 | 1.61 | 1.61 | 1.61 | 1.61 | 1.61 | 1.61 | 1.61 | 1.61 | 1.61 | 1.61 | 1.61 | 1.61 | 1.61 | 1.61 | 1.61 | 1.61 | 0.1356 | 0.1356 | 0.1356 | 0.1356 | 0.1356 | 0.1356 | 0.1356 | 0.1356 | 0.1356 | 0.1356 | 0.1356 | 0.1356 | 0.1356 | 0.1356 | 0.1356 | 0.1356 | 0.1356 | 0.1356 | 0.1356 | 0.1356 | 0.1356 | 0.1356 | 0.1356 | 0.1356 | 0.1356 | 0.1356 | 0.1356 | 0.1356 | 0 | 0 | 0 | 4.4783 | 6.996 | 13.9006 | 24.1601 | 37.3215 | 51.8763 | 65.5424 | 75.9035 | 81.1623 | 80.5997 | 74.7221 | 64.9621 | 53.1709 | 41.1151 | 30.1292 | 20.9796 | 13.9177 | 8.8167 | 4.4815 | 2.9763 | 0 | 0 | 0 | 0 | 0 | 0 | 0 | 0 | 4.4783 | 11.4466 | 25.2725 | 49.2602 | 86.2398 | 137.4989 | 202.0379 | 276.4547 | 355.6557 | 433.7898 | 505.6039 | 567.3202 | 617.0204 | 654.5545 | 681.0936 | 698.4934 | 708.9828 | 714.5918 | 716.1024 | 716.3499 | 713.8748 | 711.622 | 709.5761 | 707.7206 | 706.0317 | 0 | 0 | 0 | 3.1050169073798406 | 4.880798374452862 | 9.76159674890572 | 17.082794310585026 | 26.57323559424335 | 37.202529831940694 | 47.34867433156089 | 55.2401200534877 | 59.48936005760212 | 59.4893600576021 | 55.52340272042871 | 48.58297738037506 | 40.00951078383825 | 31.118508387429802 | 22.92942723284307 | 16.050599062990088 | 10.700399375326725 | 6.8093450570261105 | 3.4756039662131495 | 2.317069310808765 | 0 | 0 | 0 | 0 | 0 | 0 | 0 | 0 | 3.1050169073798406 | 7.985815281832702 | 17.747412030738424 | 34.830206341323446 | 61.403441935566796 | 98.60597176750748 | 145.95464609906838 | 201.1947661525561 | 260.68412621015824 | 320.1734862677603 | 375.696888988189 | 424.2798663685641 | 464.2893771524024 | 495.40788553983225 | 518.3373127726753 | 534.3879118356655 | 545.0883112109922 | 551.8976562680183 | 555.3732602342315 | 557.6903295450402 | 557.6903295450402 | 557.6903295450402 | 557.6903295450402 | 557.6903295450402 | 557.6903295450402 | Functional steam boiler with a blowdown heat recovery system | Functional steam boiler with a blowdown heat recovery system | Functional steam boiler with a blowdown heat recovery system | Functional steam boiler with a blowdown heat recovery system | Functional steam boiler with a blowdown heat recovery system | Functional steam boiler with a blowdown heat recovery system | Functional steam boiler with a blowdown heat recovery system | Functional steam boiler with a blowdown heat recovery system | Functional steam boiler with a blowdown heat recovery system | Functional steam boiler with a blowdown heat recovery system | Functional steam boiler with a blowdown heat recovery system | Functional steam boiler with a blowdown heat recovery system | Functional steam boiler with a blowdown heat recovery system | Functional steam boiler with a blowdown heat recovery system | Functional steam boiler with a blowdown heat recovery system | Functional steam boiler with a blowdown heat recovery system | Functional steam boiler with a blowdown heat recovery system | Functional steam boiler with a blowdown heat recovery system | Functional steam boiler with a blowdown heat recovery system | Functional steam boiler with a blowdown heat recovery system | Functional steam boiler with a blowdown heat recovery system | Functional steam boiler with a blowdown heat recovery system | Functional steam boiler with a blowdown heat recovery system | Functional steam boiler with a blowdown heat recovery system | Functional steam boiler with a blowdown heat recovery system | Functional steam boiler with a blowdown heat recovery system | Functional steam boiler with a blowdown heat recovery system | Functional steam boiler with a blowdown heat recovery system | 1.61 | 1.61 | 1.61 | 1.61 | 1.61 | 1.61 | 1.61 | 1.61 | 1.61 | 1.61 | 1.61 | 1.61 | 1.61 | 1.61 | 1.61 | 1.61 | 1.61 | 1.61 | 1.61 | 1.61 | 1.61 | 1.61 | 1.61 | 1.61 | 1.61 | 1.61 | 1.61 | 1.61 | 0.1356 | 0.1356 | 0.1356 | 0.1356 | 0.1356 | 0.1356 | 0.1356 | 0.1356 | 0.1356 | 0.1356 | 0.1356 | 0.1356 | 0.1356 | 0.1356 | 0.1356 | 0.1356 | 0.1356 | 0.1356 | 0.1356 | 0.1356 | 0.1356 | 0.1356 | 0.1356 | 0.1356 | 0.1356 | 0.1356 | 0.1356 | 0.1356 | 0 | 0 | 0 | 4.4783 | 6.996 | 13.9006 | 24.1601 | 37.3164 | 51.8615 | 65.5135 | 75.8575 | 81.0844 | 80.4928 | 74.5948 | 64.8262 | 53.0385 | 40.996 | 30.0293 | 20.9011 | 13.8597 | 8.776 | 4.4589 | 2.9601 | 0 | 0 | 0 | 0 | 0 | 0 | 0 | 0 | 4.4783 | 11.4466 | 25.2725 | 49.2602 | 86.228 | 137.4598 | 201.9486 | 276.2871 | 355.3143 | 433.2147 | 504.7426 | 566.1334 | 615.4839 | 652.6575 | 678.8361 | 695.8818 | 706.0258 | 711.2982 | 712.498 | 712.4487 | 709.6994 | 707.1787 | 704.8698 | 702.7547 | 700.817 | 0 | 0 | 0 | 3.105 | 4.8808 | 9.76159674890572 | 17.082794310585026 | 26.57323559424335 | 37.202529831940694 | 47.34867433156089 | 55.2401200534877 | 59.48936005760212 | 59.4893600576021 | 55.52340272042871 | 48.58297738037506 | 40.00951078383825 | 31.118508387429802 | 22.92942723284307 | 16.050599062990088 | 10.700399375326725 | 6.8093450570261105 | 3.4756039662131495 | 2.317069310808765 | 0 | 0 | 0 | 0 | 0 | 0 | 0
Gas Boiler - Blowdown Heat Recovery_Retail_Existing_Functional steam boiler with a blowdown heat recovery system | Gas Boiler - Blowdown Heat Recovery_Retail_Existing | Gas Boiler - Blowdown Heat Recovery_Commercial_Existing_Existing steam boiler system with a deaerator where no blowdown heat is recovered_Functional steam boiler with a blowdown heat recovery system | Commercial | Retail | Existing | Space Heating | Natural Gas | Gas Boiler - Blowdown Heat Recovery | NEQ | Existing steam boiler system with a deaerator where no blowdown heat is recovered | 20 | 20 | 20 | 0.13465 | 0 | 0 | 0 | 0.25 | Retro3Slow | 0.004128203794943829 | TBD | A | WCM222 | 0.7 | 0.42 | kBtuh heat | 0.0321 | 1160.89679691912 | 1160.8968 | 915.6369102460661 | 915.6369 | IL TRM v13 - 4.4.63 - Boiler Blowdown Heat Recovery - CI-HVC-BBHR-V01-240101 | IL TRM v13 - 4.4.63 - Boiler Blowdown Heat Recovery - CI-HVC-BBHR-V01-240101 | IL TRM v13 - 4.4.63 - Boiler Blowdown Heat Recovery - CI-HVC-BBHR-V01-240101 | 0 | 0 | 1.61 | Existing steam boiler system with a deaerator where no blowdown heat is recovered | Existing steam boiler system with a deaerator where no blowdown heat is recovered | Existing steam boiler system with a deaerator where no blowdown heat is recovered | Existing steam boiler system with a deaerator where no blowdown heat is recovered | Existing steam boiler system with a deaerator where no blowdown heat is recovered | Existing steam boiler system with a deaerator where no blowdown heat is recovered | Existing steam boiler system with a deaerator where no blowdown heat is recovered | Existing steam boiler system with a deaerator where no blowdown heat is recovered | Existing steam boiler system with a deaerator where no blowdown heat is recovered | Existing steam boiler system with a deaerator where no blowdown heat is recovered | Existing steam boiler system with a deaerator where no blowdown heat is recovered | Existing steam boiler system with a deaerator where no blowdown heat is recovered | Existing steam boiler system with a deaerator where no blowdown heat is recovered | Existing steam boiler system with a deaerator where no blowdown heat is recovered | Existing steam boiler system with a deaerator where no blowdown heat is recovered | Existing steam boiler system with a deaerator where no blowdown heat is recovered | Existing steam boiler system with a deaerator where no blowdown heat is recovered | Existing steam boiler system with a deaerator where no blowdown heat is recovered | Existing steam boiler system with a deaerator where no blowdown heat is recovered | Existing steam boiler system with a deaerator where no blowdown heat is recovered | Existing steam boiler system with a deaerator where no blowdown heat is recovered | Existing steam boiler system with a deaerator where no blowdown heat is recovered | Existing steam boiler system with a deaerator where no blowdown heat is recovered | Existing steam boiler system with a deaerator where no blowdown heat is recovered | Existing steam boiler system with a deaerator where no blowdown heat is recovered | Existing steam boiler system with a deaerator where no blowdown heat is recovered | Existing steam boiler system with a deaerator where no blowdown heat is recovered | Existing steam boiler system with a deaerator where no blowdown heat is recovered | 0 | 0 | 0 | 22.1147 | 33.9508 | 66.1523 | 112.5264 | 169.7557 | 229.8619 | 282.345 | 317.493 | 329.5418 | 317.9135 | 286.7886 | 243.1023 | 194.3072 | 146.857 | 105.2012 | 71.5622 | 46.3951 | 28.7446 | 14.3059 | 9.3132 | 0 | 0 | 0 | 0 | 0 | 0 | 0 | 0 | 22.1147 | 55.5494 | 120.2705 | 229.4307 | 392.2589 | 609.253 | 870.3424 | 1156.3685 | 1444.0616 | 1711.0199 | 1940.5438 | 2123.0359 | 2254.8329 | 2337.9691 | 2378.1539 | 2382.5894 | 2363.4076 | 2329.7482 | 2285.9624 | 2241.5806 | 2192.2815 | 2146.9203 | 2105.1732 | 2066.744 | 2031.3623 | 0 | 0 | 0 | 10.980097004090794 | 17.259693330985506 | 34.51938666197101 | 60.40892665844928 | 93.96944146869886 | 131.5572180561783 | 167.43645934422705 | 195.3425359015983 | 210.36888481710577 | 210.36888481710574 | 196.34429249596556 | 171.80125593396966 | 141.48338723973959 | 110.04263451979763 | 81.0840464882722 | 56.7588325417903 | 37.83922169452686 | 24.079504714698945 | 12.290583219086676 | 8.193722146057778 | 0 | 0 | 0 | 0 | 0 | 0 | 0 | 0 | 10.980097004090794 | 28.2397903350763 | 62.75917699704731 | 123.1681036554966 | 217.13754512419547 | 348.69476318037374 | 516.1312225246007 | 711.4737584261991 | 921.8426432433049 | 1132.2115280604107 | 1328.5558205563764 | 1500.357076490346 | 1641.8404637300855 | 1751.8830982498832 | 1832.9671447381554 | 1889.7259772799455 | 1927.5651989744724 | 1951.6447036891714 | 1963.935286908258 | 1972.1290090543157 | 1972.1290090543157 | 1972.1290090543157 | 1972.1290090543157 | 1972.1290090543157 | 1972.1290090543157 | Functional steam boiler with a blowdown heat recovery system | Functional steam boiler with a blowdown heat recovery system | Functional steam boiler with a blowdown heat recovery system | Functional steam boiler with a blowdown heat recovery system | Functional steam boiler with a blowdown heat recovery system | Functional steam boiler with a blowdown heat recovery system | Functional steam boiler with a blowdown heat recovery system | Functional steam boiler with a blowdown heat recovery system | Functional steam boiler with a blowdown heat recovery system | Functional steam boiler with a blowdown heat recovery system | Functional steam boiler with a blowdown heat recovery system | Functional steam boiler with a blowdown heat recovery system | Functional steam boiler with a blowdown heat recovery system | Functional steam boiler with a blowdown heat recovery system | Functional steam boiler with a blowdown heat recovery system | Functional steam boiler with a blowdown heat recovery system | Functional steam boiler with a blowdown heat recovery system | Functional steam boiler with a blowdown heat recovery system | Functional steam boiler with a blowdown heat recovery system | Functional steam boiler with a blowdown heat recovery system | Functional steam boiler with a blowdown heat recovery system | Functional steam boiler with a blowdown heat recovery system | Functional steam boiler with a blowdown heat recovery system | Functional steam boiler with a blowdown heat recovery system | Functional steam boiler with a blowdown heat recovery system | Functional steam boiler with a blowdown heat recovery system | Functional steam boiler with a blowdown heat recovery system | Functional steam boiler with a blowdown heat recovery system | 1.61 | 1.61 | 1.61 | 1.61 | 1.61 | 1.61 | 1.61 | 1.61 | 1.61 | 1.61 | 1.61 | 1.61 | 1.61 | 1.61 | 1.61 | 1.61 | 1.61 | 1.61 | 1.61 | 1.61 | 1.61 | 1.61 | 1.61 | 1.61 | 1.61 | 1.61 | 1.61 | 1.61 | 0.1346 | 0.1346 | 0.1346 | 0.1346 | 0.1346 | 0.1346 | 0.1346 | 0.1346 | 0.1346 | 0.1346 | 0.1346 | 0.1346 | 0.1346 | 0.1346 | 0.1346 | 0.1346 | 0.1346 | 0.1346 | 0.1346 | 0.1346 | 0.1346 | 0.1346 | 0.1346 | 0.1346 | 0.1346 | 0.1346 | 0.1346 | 0.1346 | 0 | 0 | 0 | 19.0156 | 29.5597 | 58.3753 | 100.7325 | 154.2982 | 212.3495 | 265.3506 | 303.8056 | 321.2652 | 315.9186 | 290.5543 | 251.1463 | 204.7488 | 157.9085 | 115.4954 | 80.284 | 53.1775 | 33.639 | 17.0761 | 11.3275 | 1.8638e-16 | 1.8563e-16 | 1.8495e-16 | 1.8433e-16 | 1.8377e-16 | 0 | 0 | 0 | 19.0156 | 48.3647 | 106.1313 | 205.384 | 356.5407 | 562.8363 | 817.9565 | 1106.5163 | 1407.7934 | 1700.2832 | 1966.0243 | 2193.285 | 2376.0019 | 2513.91 | 2610.863 | 2672.9709 | 2708.9126 | 2726.4424 | 2728.6204 | 2726.381 | 2714.2805 | 2703.3177 | 2693.4014 | 2684.4268 | 2676.298 | 0 | 0 | 0 | 9.333082453477173 | 14.670739331337678 | 29.341478662675357 | 51.347587659681885 | 79.87402524839405 | 111.82363534775155 | 142.32099044259294 | 166.04115551635854 | 178.8135520945399 | 178.81355209453983 | 166.89264862157071 | 146.03106754387417 | 120.26087915377867 | 93.53623934182798 | 68.92143951503134 | 48.24500766052174 | 32.16333844034782 | 20.4675790074941 | 10.446995736223672 | 6.9646638241491114 | 1.1510792319313625E-16 | 1.1510792319313625E-16 | 1.1510792319313625E-16 | 1.1510792319313625E-16 | 1.1510792319313625E-16 | 0 | 0 | 0 | 9.333082453477173 | 24.00382178481485 | 53.3453004474902 | 104.6928881071721 | 184.56691335556613 | 296.3905487033177 | 438.71153914591065 | 604.7526946622692 | 783.566246756809 | 962.3797988513489 | 1129.2724474729196 | 1275.3035150167937 | 1395.5643941705725 | 1489.1006335124005 | 1558.0220730274316 | 1606.2670806879532 | 1638.4304191283013 | 1658.8979981357954 | 1669.344993872019 | 1676.309657696168 | 1676.309657696168 | 1676.309657696168 | 1676.309657696168 | 1676.309657696168 | 1676.309657696168 | Functional steam boiler with a blowdown heat recovery system | Functional steam boiler with a blowdown heat recovery system | Functional steam boiler with a blowdown heat recovery system | Functional steam boiler with a blowdown heat recovery system | Functional steam boiler with a blowdown heat recovery system | Functional steam boiler with a blowdown heat recovery system | Functional steam boiler with a blowdown heat recovery system | Functional steam boiler with a blowdown heat recovery system | Functional steam boiler with a blowdown heat recovery system | Functional steam boiler with a blowdown heat recovery system | Functional steam boiler with a blowdown heat recovery system | Functional steam boiler with a blowdown heat recovery system | Functional steam boiler with a blowdown heat recovery system | Functional steam boiler with a blowdown heat recovery system | Functional steam boiler with a blowdown heat recovery system | Functional steam boiler with a blowdown heat recovery system | Functional steam boiler with a blowdown heat recovery system | Functional steam boiler with a blowdown heat recovery system | Functional steam boiler with a blowdown heat recovery system | Functional steam boiler with a blowdown heat recovery system | Functional steam boiler with a blowdown heat recovery system | Functional steam boiler with a blowdown heat recovery system | Functional steam boiler with a blowdown heat recovery system | Functional steam boiler with a blowdown heat recovery system | Functional steam boiler with a blowdown heat recovery system | Functional steam boiler with a blowdown heat recovery system | Functional steam boiler with a blowdown heat recovery system | Functional steam boiler with a blowdown heat recovery system | 1.61 | 1.61 | 1.61 | 1.61 | 1.61 | 1.61 | 1.61 | 1.61 | 1.61 | 1.61 | 1.61 | 1.61 | 1.61 | 1.61 | 1.61 | 1.61 | 1.61 | 1.61 | 1.61 | 1.61 | 1.61 | 1.61 | 1.61 | 1.61 | 1.61 | 1.61 | 1.61 | 1.61 | 0.1346 | 0.1346 | 0.1346 | 0.1346 | 0.1346 | 0.1346 | 0.1346 | 0.1346 | 0.1346 | 0.1346 | 0.1346 | 0.1346 | 0.1346 | 0.1346 | 0.1346 | 0.1346 | 0.1346 | 0.1346 | 0.1346 | 0.1346 | 0.1346 | 0.1346 | 0.1346 | 0.1346 | 0.1346 | 0.1346 | 0.1346 | 0.1346 | 0 | 0 | 0 | 19.0155 | 29.5593 | 58.3729 | 100.7227 | 154.2676 | 212.2713 | 265.183 | 303.6125 | 321.0598 | 315.7154 | 290.3664 | 250.9829 | 204.6148 | 157.8047 | 115.4191 | 80.2306 | 53.142 | 33.6165 | 17.0646 | 11.3198 | 1.8626e-16 | 1.8551e-16 | 1.8483e-16 | 1.8422e-16 | 1.8367e-16 | 0 | 0 | 0 | 19.0155 | 48.364 | 106.1269 | 205.3642 | 356.4701 | 562.6288 | 817.4399 | 1105.8132 | 1406.8935 | 1699.1897 | 1964.7525 | 2191.8582 | 2374.4477 | 2512.2569 | 2609.1375 | 2671.1954 | 2707.1048 | 2724.6148 | 2726.7849 | 2724.5436 | 2712.4543 | 2701.5143 | 2691.6419 | 2682.7457 | 2674.7475 | 0 | 0 | 0 | 9.3331 | 14.6707 | 29.341478662675357 | 51.347587659681885 | 79.87402524839405 | 111.82363534775155 | 142.32099044259294 | 166.04115551635854 | 178.8135520945399 | 178.81355209453983 | 166.89264862157071 | 146.03106754387417 | 120.26087915377867 | 93.53623934182798 | 68.92143951503134 | 48.24500766052174 | 32.16333844034782 | 20.4675790074941 | 10.446995736223672 | 6.9646638241491114 | 1.1510792319313625E-16 | 1.1510792319313625E-16 | 1.1510792319313625E-16 | 1.1510792319313625E-16 | 1.1510792319313625E-16 | 0 | 0
Griddle_Education_Existing_ENERGY STAR (1.2) | Griddle_Education_Existing | Griddle_Education_Commercial_Existing_Standard_ENERGY STAR (1.2) | Commercial | Education | Existing | Food Preparation | Natural Gas | Griddle | EQ | Standard | 10 | 6 | 8 | 170.6353 | 0 | 0 | 0.019158 | 1 | LO3Slow | 0.996 | n/a | A | WCE122 | 0.0923831095292024 | 0.05542986571752143 | 1 units | 0.0321 | 5543.545013474856 | 5543.545 | 776.3735975945627 | 776.3736 | RTF Wkbk - ComCookingGriddle_v3_1 | RTF Wkbk - ComCookingGriddle_v3_1 ¦ AEG Adjusted, Weighted by ENERGY STAR QPL | RTF Wkbk - ComCookingGriddle_v3_1 ¦ AEG Adjusted, Weighted by ENERGY STAR QPL | 0 | 0 | 8000.8989 | Standard | Standard | Standard | Standard | Standard | Standard | Standard | Standard | Standard | Standard | Standard | Standard | Standard | Standard | Standard | Standard | Standard | Standard | Standard | Standard | Standard | Standard | Standard | Standard | Standard | Standard | Standard | Standard | 0 | 0 | 0 | 505.8645 | 568.9333 | 619.3884 | 659.7525 | 692.0437 | 619.3316 | 580.871 | 565.8697 | 60.6179 | 8.1303 | 60.323 | 48.2584 | 18.8977 | 82.1288 | 106.6978 | 108.063 | 96.5414 | 70.2367 | 0 | 0 | 0 | 0 | 13.0109 | 26.5544 | 27.5941 | 0 | 0 | 0 | 505.8645 | 1074.7979 | 1694.1863 | 2353.9387 | 3045.9824 | 3665.3141 | 4246.1851 | 4710.8819 | 5082.6394 | 5380.0453 | 5704.0801 | 5989.1408 | 6105.2465 | 6198.131 | 6272.4387 | 6331.8848 | 6379.4416 | 6417.4871 | 6447.9235 | 6472.2727 | 6491.752 | 6507.3354 | 6519.8022 | 6529.7756 | 6537.7543 | 0 | 0 | 0 | 1.7104228208472192 | 1.9236703413684308 | 2.0942683577854 | 2.2307467709189757 | 2.3399295014258357 | 2.0940764350169307 | 1.9640338320526858 | 1.9133116298115924 | 0.20496055127574064 | 0.027490027887017477 | 0.2039632398210481 | 0.1631705918568382 | 0.06389662332259224 | 0.27769278921186097 | 0.36076511970827607 | 0.36538120315425754 | 0.3264245658067999 | 0.23748339436895333 | 0 | 0 | 0 | 0 | 0.04399236577454056 | 0.08978525787306174 | 0.09330080996479864 | 0 | 0 | 0 | 1.7104228208472192 | 3.6340931622156503 | 5.72836152000105 | 7.9591082909200255 | 10.29903779234586 | 12.39311422736279 | 14.357148059415476 | 16.270459689227067 | 16.47542024050281 | 16.502910268389826 | 16.706873508210872 | 16.870044100067712 | 16.933940723390304 | 17.211633512602166 | 17.572398632310442 | 17.9377798354647 | 18.2642044012715 | 18.501687795640454 | 18.501687795640454 | 18.501687795640454 | 18.501687795640454 | 18.501687795640454 | 18.545680161414992 | 18.635465419288053 | 18.72876622925285 | High-Efficiency | High-Efficiency | High-Efficiency | High-Efficiency | High-Efficiency | High-Efficiency | High-Efficiency | High-Efficiency | High-Efficiency | High-Efficiency | High-Efficiency | High-Efficiency | High-Efficiency | High-Efficiency | High-Efficiency | High-Efficiency | High-Efficiency | High-Efficiency | High-Efficiency | High-Efficiency | High-Efficiency | High-Efficiency | High-Efficiency | High-Efficiency | High-Efficiency | High-Efficiency | High-Efficiency | High-Efficiency | 11356.7262 | 11356.7262 | 11356.7262 | 11356.7262 | 11356.7262 | 11356.7262 | 11356.7262 | 11356.7262 | 11356.7262 | 11356.7262 | 11356.7262 | 11356.7262 | 11356.7262 | 11356.7262 | 11356.7262 | 11356.7262 | 11356.7262 | 11356.7262 | 11356.7262 | 11356.7262 | 11356.7262 | 11356.7262 | 11356.7262 | 11356.7262 | 11356.7262 | 11356.7262 | 11356.7262 | 11356.7262 | 331.7908 | 331.7908 | 331.7908 | 331.7908 | 331.7908 | 331.7908 | 331.7908 | 331.7908 | 331.7908 | 331.7908 | 331.7908 | 331.7908 | 331.7908 | 331.7908 | 331.7908 | 331.7908 | 331.7908 | 331.7908 | 331.7908 | 331.7908 | 331.7908 | 331.7908 | 331.7908 | 331.7908 | 331.7908 | 331.7908 | 331.7908 | 331.7908 | 0 | 0 | 0 | 0 | 0 | 0 | 0 | 0 | 0 | 0 | 0 | 0 | 0 | 0 | 0 | 0 | 0 | 0 | 0 | 0 | 0 | 0 | 0 | 0 | 0 | 0 | 0 | 0 | 0 | 0 | 0 | 0 | 0 | 0 | 0 | 0 | 0 | 0 | -3.638e-12 | 0 | -3.638e-12 | 0 | 3.638e-12 | 0 | 0 | 0 | 0 | 0 | 0 | 3.638e-12 | 3.638e-12 | 0 | 3.638e-12 | 0 | 0 | 0 | 0 | 0 | 0 | 0 | 0 | 0 | 0 | 0 | 3.8376364123444794E-16 | 0 | 3.4538727711100315E-16 | 0 | 0 | 0 | 0 | 3.0701091298755836E-16 | 0 | 0 | 0 | 0 | 0 | 0 | 0 | 0 | 0 | 0 | 0 | 7.675272824688959E-17 | 0 | 0 | 0 | 0 | 0 | 0 | 0 | 0 | 3.8376364123444794E-16 | 3.8376364123444794E-16 | 7.291509183454511E-16 | 7.291509183454511E-16 | 7.291509183454511E-16 | 7.291509183454511E-16 | 7.291509183454511E-16 | 1.0361618313330094E-15 | 1.0361618313330094E-15 | 1.0361618313330094E-15 | 1.0361618313330094E-15 | 1.0361618313330094E-15 | 1.0361618313330094E-15 | 1.0361618313330094E-15 | 1.0361618313330094E-15 | 1.0361618313330094E-15 | 1.0361618313330094E-15 | 1.0361618313330094E-15 | 1.0361618313330094E-15 | 1.112914559579899E-15 | ENERGY STAR (1.2) | ENERGY STAR (1.2) | ENERGY STAR (1.2) | ENERGY STAR (1.2) | ENERGY STAR (1.2) | ENERGY STAR (1.2) | ENERGY STAR (1.2) | ENERGY STAR (1.2) | ENERGY STAR (1.2) | ENERGY STAR (1.2) | ENERGY STAR (1.2) | ENERGY STAR (1.2) | ENERGY STAR (1.2) | ENERGY STAR (1.2) | ENERGY STAR (1.2) | ENERGY STAR (1.2) | ENERGY STAR (1.2) | ENERGY STAR (1.2) | ENERGY STAR (1.2) | ENERGY STAR (1.2) | ENERGY STAR (1.2) | ENERGY STAR (1.2) | ENERGY STAR (1.2) | ENERGY STAR (1.2) | ENERGY STAR (1.2) | ENERGY STAR (1.2) | ENERGY STAR (1.2) | ENERGY STAR (1.2) | 8000.8989 | 8000.8989 | 8000.8989 | 8000.8989 | 8000.8989 | 8000.8989 | 8000.8989 | 8000.8989 | 8000.8989 | 8000.8989 | 8000.8989 | 8000.8989 | 8000.8989 | 8000.8989 | 8000.8989 | 8000.8989 | 8000.8989 | 8000.8989 | 8000.8989 | 8000.8989 | 8000.8989 | 8000.8989 | 8000.8989 | 8000.8989 | 8000.8989 | 8000.8989 | 8000.8989 | 8000.8989 | 170.6353 | 170.6353 | 170.6353 | 170.6353 | 170.6353 | 170.6353 | 170.6353 | 170.6353 | 170.6353 | 170.6353 | 170.6353 | 170.6353 | 170.6353 | 170.6353 | 170.6353 | 170.6353 | 170.6353 | 170.6353 | 170.6353 | 170.6353 | 170.6353 | 170.6353 | 170.6353 | 170.6353 | 170.6353 | 170.6353 | 170.6353 | 170.6353 | 0 | 0 | 0 | 2.3787 | 6.8805 | 16.6471 | 34.7999 | 64.3528 | 92.4842 | 128.3922 | 172.4146 | 221.2575 | 272.921 | 370.0787 | 420.1183 | 435.5247 | 433.784 | 411.3292 | 372.9842 | 323.6784 | 261.2086 | 160.0819 | 101.9278 | 66.7732 | 46.2968 | 55.7713 | 50.0152 | 39.7106 | 0 | 0 | 0 | 2.3787 | 9.2592 | 25.9063 | 60.7063 | 125.059 | 217.5432 | 345.9354 | 517.8743 | 739.7538 | 1014.8206 | 1390.7986 | 1824.248 | 2287.8301 | 2758.2033 | 3216.1656 | 3646.6712 | 4038.3639 | 4370.1568 | 4649.1941 | 4880.308 | 5067.6919 | 5214.1758 | 5331.6944 | 5417.3899 | 5476.6525 | 0 | 0 | 0 | 0.0080428 | 0.023264 | 0.05628703764262921 | 0.11766501369243364 | 0.21758879059477426 | 0.31270640477583794 | 0.43411812458549126 | 0.5829662592877325 | 0.7481130491308319 | 0.9227971302940428 | 1.2513054581638134 | 1.420498861305778 | 1.4725906994927038 | 1.466705016802963 | 1.3907811702643804 | 1.2611293819267808 | 1.094417467899342 | 0.8831952346718475 | 0.541267047797407 | 0.3446369192329513 | 0.2257727031886015 | 0.15653807120728044 | 0.18857332505530486 | 0.16911073599856208 | 0.13426909623854477 | 0 | 0
Griddle_Education_New_ENERGY STAR (1.2) | Griddle_Education_New | Griddle_Education_Commercial_New_Standard_ENERGY STAR (1.2) | Commercial | Education | New | Food Preparation | Natural Gas | Griddle | EQ | Standard | 10 | 6 | 8 | 170.6353 | 0 | 0 | 0.019158 | 1 | LO3Slow | 0.996 | n/a | A | WCE136 | 0.0923831095292024 | 0.05542986571752143 | 1 units | 0.0321 | 5543.545013474856 | 5543.545 | 776.3735975945627 | 776.3736 | RTF Wkbk - ComCookingGriddle_v3_1 | RTF Wkbk - ComCookingGriddle_v3_1 ¦ AEG Adjusted, Weighted by ENERGY STAR QPL | RTF Wkbk - ComCookingGriddle_v3_1 ¦ AEG Adjusted, Weighted by ENERGY STAR QPL | 0 | 0 | 8000.8989 | Standard | Standard | Standard | Standard | Standard | Standard | Standard | Standard | Standard | Standard | Standard | Standard | Standard | Standard | Standard | Standard | Standard | Standard | Standard | Standard | Standard | Standard | Standard | Standard | Standard | Standard | Standard | Standard | 0 | 0 | 0 | 0 | 0 | 0 | 0 | 0 | 0 | 0 | 0 | 0 | 0 | 0 | 0 | 0 | 0 | 0 | 0 | 0 | 0 | 0 | 0 | 0 | 0 | 0 | 0 | 0 | 0 | 0 | 0 | 0 | 0 | 0 | 0 | 0 | 0 | 0 | 0 | 0 | 0 | 0 | 0 | 0 | 0 | 0 | 0 | 0 | 0 | 0 | 0 | 0 | 0 | 0 | 0 | 0 | 0 | 0 | 0 | 0 | 0 | 0 | 0 | 0 | 0 | 0 | 0 | 0 | 0 | 0 | 0 | 0 | 0 | 0 | 0 | 0 | 0 | 0 | 0 | 0 | 0 | 0 | 0 | 0 | 0 | 0 | 0 | 0 | 0 | 0 | 0 | 0 | 0 | 0 | 0 | 0 | 0 | 0 | 0 | 0 | 0 | 0 | 0 | 0 | 0 | 0 | 0 | 0 | 0 | 0 | 0 | 0 | High-Efficiency | High-Efficiency | High-Efficiency | High-Efficiency | High-Efficiency | High-Efficiency | High-Efficiency | High-Efficiency | High-Efficiency | High-Efficiency | High-Efficiency | High-Efficiency | High-Efficiency | High-Efficiency | High-Efficiency | High-Efficiency | High-Efficiency | High-Efficiency | High-Efficiency | High-Efficiency | High-Efficiency | High-Efficiency | High-Efficiency | High-Efficiency | High-Efficiency | High-Efficiency | High-Efficiency | High-Efficiency | 11356.7262 | 11356.7262 | 11356.7262 | 11356.7262 | 11356.7262 | 11356.7262 | 11356.7262 | 11356.7262 | 11356.7262 | 11356.7262 | 11356.7262 | 11356.7262 | 11356.7262 | 11356.7262 | 11356.7262 | 11356.7262 | 11356.7262 | 11356.7262 | 11356.7262 | 11356.7262 | 11356.7262 | 11356.7262 | 11356.7262 | 11356.7262 | 11356.7262 | 11356.7262 | 11356.7262 | 11356.7262 | 331.7908 | 331.7908 | 331.7908 | 331.7908 | 331.7908 | 331.7908 | 331.7908 | 331.7908 | 331.7908 | 331.7908 | 331.7908 | 331.7908 | 331.7908 | 331.7908 | 331.7908 | 331.7908 | 331.7908 | 331.7908 | 331.7908 | 331.7908 | 331.7908 | 331.7908 | 331.7908 | 331.7908 | 331.7908 | 331.7908 | 331.7908 | 331.7908 | 0 | 0 | 0 | 0 | 0 | 0 | 0 | 0 | 0 | 0 | 0 | 0 | 0 | 0 | 0 | 0 | 0 | 0 | 0 | 0 | 0 | 0 | 0 | 0 | 0 | 0 | 0 | 0 | 0 | 0 | 0 | 0 | 0 | 0 | 0 | 0 | 0 | 0 | 0 | 0 | 0 | 0 | 0 | 0 | 0 | 0 | 0 | 0 | 0 | 0 | 0 | 0 | 0 | 0 | 0 | 0 | 0 | 0 | 0 | 0 | 0 | 0 | 0 | 0 | 0 | 0 | 0 | 0 | 0 | 0 | 0 | 0 | 0 | 0 | 0 | 0 | 0 | 0 | 0 | 0 | 0 | 0 | 0 | 0 | 0 | 0 | 0 | 0 | 0 | 0 | 0 | 0 | 0 | 0 | 0 | 0 | 0 | 0 | 0 | 0 | 0 | 0 | 0 | 0 | 0 | 0 | 0 | 0 | 0 | 0 | 0 | 0 | ENERGY STAR (1.2) | ENERGY STAR (1.2) | ENERGY STAR (1.2) | ENERGY STAR (1.2) | ENERGY STAR (1.2) | ENERGY STAR (1.2) | ENERGY STAR (1.2) | ENERGY STAR (1.2) | ENERGY STAR (1.2) | ENERGY STAR (1.2) | ENERGY STAR (1.2) | ENERGY STAR (1.2) | ENERGY STAR (1.2) | ENERGY STAR (1.2) | ENERGY STAR (1.2) | ENERGY STAR (1.2) | ENERGY STAR (1.2) | ENERGY STAR (1.2) | ENERGY STAR (1.2) | ENERGY STAR (1.2) | ENERGY STAR (1.2) | ENERGY STAR (1.2) | ENERGY STAR (1.2) | ENERGY STAR (1.2) | ENERGY STAR (1.2) | ENERGY STAR (1.2) | ENERGY STAR (1.2) | ENERGY STAR (1.2) | 8000.8989 | 8000.8989 | 8000.8989 | 8000.8989 | 8000.8989 | 8000.8989 | 8000.8989 | 8000.8989 | 8000.8989 | 8000.8989 | 8000.8989 | 8000.8989 | 8000.8989 | 8000.8989 | 8000.8989 | 8000.8989 | 8000.8989 | 8000.8989 | 8000.8989 | 8000.8989 | 8000.8989 | 8000.8989 | 8000.8989 | 8000.8989 | 8000.8989 | 8000.8989 | 8000.8989 | 8000.8989 | 170.6353 | 170.6353 | 170.6353 | 170.6353 | 170.6353 | 170.6353 | 170.6353 | 170.6353 | 170.6353 | 170.6353 | 170.6353 | 170.6353 | 170.6353 | 170.6353 | 170.6353 | 170.6353 | 170.6353 | 170.6353 | 170.6353 | 170.6353 | 170.6353 | 170.6353 | 170.6353 | 170.6353 | 170.6353 | 170.6353 | 170.6353 | 170.6353 | 0 | 0 | 0 | 0 | 0 | 0 | 0 | 0 | 0 | 0 | 0 | 0 | 0 | 0 | 0 | 0 | 0 | 0 | 0 | 0 | 0 | 0 | 0 | 0 | 0 | 0 | 0 | 0 | 0 | 0 | 0 | 0 | 0 | 0 | 0 | 0 | 0 | 0 | 0 | 0 | 0 | 0 | 0 | 0 | 0 | 0 | 0 | 0 | 0 | 0 | 0 | 0 | 0 | 0 | 0 | 0 | 0 | 0 | 0 | 0 | 0 | 0 | 0 | 0 | 0 | 0 | 0 | 0 | 0 | 0 | 0 | 0 | 0 | 0 | 0 | 0 | 0 | 0 | 0 | 0 | 0 | 0 | 0 | 0 | 0 | 0
Griddle_Lodging_Existing_ENERGY STAR (1.2) | Griddle_Lodging_Existing | Griddle_Lodging_Commercial_Existing_Standard_ENERGY STAR (1.2) | Commercial | Lodging | Existing | Food Preparation | Natural Gas | Griddle | EQ | Standard | 10 | 6 | 8 | 164.8227 | 0 | 0 | 0.016645 | 1 | LO3Slow | 0.996 | n/a | A | WCE178 | 0.0923831095292024 | 0.05542986571752143 | 1 units | 0.0321 | 5543.545013474853 | 5543.545 | 776.3735975945622 | 776.3736 | RTF Wkbk - ComCookingGriddle_v3_1 | RTF Wkbk - ComCookingGriddle_v3_1 ¦ AEG Adjusted, Weighted by ENERGY STAR QPL | RTF Wkbk - ComCookingGriddle_v3_1 ¦ AEG Adjusted, Weighted by ENERGY STAR QPL | 0 | 0 | 7997.7875 | Standard | Standard | Standard | Standard | Standard | Standard | Standard | Standard | Standard | Standard | Standard | Standard | Standard | Standard | Standard | Standard | Standard | Standard | Standard | Standard | Standard | Standard | Standard | Standard | Standard | Standard | Standard | Standard | 0 | 0 | 0 | 882.2431 | 992.237 | 1080.2322 | 1150.6283 | 1206.9452 | 1080.1332 | 1013.0567 | 986.894 | 105.7195 | 14.1795 | 105.2051 | 84.1641 | 32.9581 | 143.2351 | 186.0841 | 188.4651 | 168.3711 | 122.4949 | 0 | 0 | 0 | 0 | 22.6914 | 46.3116 | 48.1249 | 0 | 0 | 0 | 882.2431 | 1874.4802 | 2954.7124 | 4105.3407 | 5312.2859 | 6392.4191 | 7405.4758 | 8215.9212 | 8864.2775 | 9382.9625 | 9948.0889 | 10445.2436 | 10647.7354 | 10809.7289 | 10939.3236 | 11042.9994 | 11125.9401 | 11192.2926 | 11245.3746 | 11287.8402 | 11321.8127 | 11348.9907 | 11370.7331 | 11388.127 | 11402.0421 | 0 | 0 | 0 | 2.9830293752329675 | 3.3549395311061687 | 3.65246765580473 | 3.8904901555635787 | 4.0809081553706585 | 3.652132936664444 | 3.4253346854098483 | 3.3368736233744722 | 0.35745742968784383 | 0.04794344399142593 | 0.35571808820493944 | 0.28457447056395135 | 0.1114376527407848 | 0.48430466280790463 | 0.6291853315639047 | 0.6372359213654755 | 0.5692943620320933 | 0.4141782563341406 | 0 | 0 | 0 | 0 | 0.07672402273400566 | 0.15658821809074477 | 0.16271944776798802 | 0 | 0 | 0 | 2.9830293752329675 | 6.337968906339136 | 9.990436562143866 | 13.880926717707444 | 17.961834873078104 | 21.613967809742547 | 25.0393024951524 | 28.376176118526867 | 28.733633548214712 | 28.781576992206137 | 29.13729508041108 | 29.421869550975032 | 29.533307203715818 | 30.01761186652372 | 30.646797198087626 | 31.284033119453103 | 31.853327481485195 | 32.267505737819334 | 32.267505737819334 | 32.267505737819334 | 32.267505737819334 | 32.267505737819334 | 32.34422976055334 | 32.500817978644086 | 32.66353742641208 | High-Efficiency | High-Efficiency | High-Efficiency | High-Efficiency | High-Efficiency | High-Efficiency | High-Efficiency | High-Efficiency | High-Efficiency | High-Efficiency | High-Efficiency | High-Efficiency | High-Efficiency | High-Efficiency | High-Efficiency | High-Efficiency | High-Efficiency | High-Efficiency | High-Efficiency | High-Efficiency | High-Efficiency | High-Efficiency | High-Efficiency | High-Efficiency | High-Efficiency | High-Efficiency | High-Efficiency | High-Efficiency | 11354.8835 | 11354.8835 | 11354.8835 | 11354.8835 | 11354.8835 | 11354.8835 | 11354.8835 | 11354.8835 | 11354.8835 | 11354.8835 | 11354.8835 | 11354.8835 | 11354.8835 | 11354.8835 | 11354.8835 | 11354.8835 | 11354.8835 | 11354.8835 | 11354.8835 | 11354.8835 | 11354.8835 | 11354.8835 | 11354.8835 | 11354.8835 | 11354.8835 | 11354.8835 | 11354.8835 | 11354.8835 | 325.758 | 325.758 | 325.758 | 325.758 | 325.758 | 325.758 | 325.758 | 325.758 | 325.758 | 325.758 | 325.758 | 325.758 | 325.758 | 325.758 | 325.758 | 325.758 | 325.758 | 325.758 | 325.758 | 325.758 | 325.758 | 325.758 | 325.758 | 325.758 | 325.758 | 325.758 | 325.758 | 325.758 | 0 | 0 | 0 | 0 | 0 | 0 | 0 | 0 | 0 | 0 | 0 | 0 | 0 | 0 | 0 | 0 | 0 | 0 | 0 | 0 | 0 | 0 | 0 | 0 | 0 | 0 | 0 | 0 | 0 | 0 | 0 | 0 | 0 | 0 | 0 | 0 | 0 | 0 | 0 | 0 | 0 | 0 | 0 | 0 | 0 | 0 | 7.276e-12 | 7.276e-12 | 0 | 0 | 0 | 0 | 0 | 7.276e-12 | -7.276e-12 | 0 | 0 | 0 | 0 | 0 | 0 | 0 | 0 | 0 | 0 | 0 | 5.849100116438833E-16 | 1.1698200232877667E-16 | 0 | 0 | 0 | 0 | 0 | 0 | 0 | 0 | 0 | 0 | 0 | 0 | 0 | 9.358560186302134E-16 | 0 | 4.679280093151067E-16 | 0 | 0 | 0 | 0 | 0 | 0 | 0 | 0 | 0 | 0 | 5.849100116438833E-16 | 7.0189201397266E-16 | 7.0189201397266E-16 | 7.0189201397266E-16 | 7.0189201397266E-16 | 7.0189201397266E-16 | 7.0189201397266E-16 | 7.0189201397266E-16 | 7.0189201397266E-16 | 7.0189201397266E-16 | 7.0189201397266E-16 | 7.0189201397266E-16 | 7.0189201397266E-16 | 7.0189201397266E-16 | 7.0189201397266E-16 | 1.6377480326028734E-15 | 1.6377480326028734E-15 | 2.1056760419179803E-15 | ENERGY STAR (1.2) | ENERGY STAR (1.2) | ENERGY STAR (1.2) | ENERGY STAR (1.2) | ENERGY STAR (1.2) | ENERGY STAR (1.2) | ENERGY STAR (1.2) | ENERGY STAR (1.2) | ENERGY STAR (1.2) | ENERGY STAR (1.2) | ENERGY STAR (1.2) | ENERGY STAR (1.2) | ENERGY STAR (1.2) | ENERGY STAR (1.2) | ENERGY STAR (1.2) | ENERGY STAR (1.2) | ENERGY STAR (1.2) | ENERGY STAR (1.2) | ENERGY STAR (1.2) | ENERGY STAR (1.2) | ENERGY STAR (1.2) | ENERGY STAR (1.2) | ENERGY STAR (1.2) | ENERGY STAR (1.2) | ENERGY STAR (1.2) | ENERGY STAR (1.2) | ENERGY STAR (1.2) | ENERGY STAR (1.2) | 7997.7875 | 7997.7875 | 7997.7875 | 7997.7875 | 7997.7875 | 7997.7875 | 7997.7875 | 7997.7875 | 7997.7875 | 7997.7875 | 7997.7875 | 7997.7875 | 7997.7875 | 7997.7875 | 7997.7875 | 7997.7875 | 7997.7875 | 7997.7875 | 7997.7875 | 7997.7875 | 7997.7875 | 7997.7875 | 7997.7875 | 7997.7875 | 7997.7875 | 7997.7875 | 7997.7875 | 7997.7875 | 164.8227 | 164.8227 | 164.8227 | 164.8227 | 164.8227 | 164.8227 | 164.8227 | 164.8227 | 164.8227 | 164.8227 | 164.8227 | 164.8227 | 164.8227 | 164.8227 | 164.8227 | 164.8227 | 164.8227 | 164.8227 | 164.8227 | 164.8227 | 164.8227 | 164.8227 | 164.8227 | 164.8227 | 164.8227 | 164.8227 | 164.8227 | 164.8227 | 0 | 0 | 0 | 4.1485 | 11.9998 | 29.0331 | 60.6921 | 112.2332 | 161.2952 | 223.9199 | 300.6964 | 385.8798 | 475.9825 | 645.4285 | 732.6991 | 759.5683 | 756.5325 | 717.3706 | 650.4957 | 564.505 | 455.5557 | 279.1878 | 177.7651 | 116.4545 | 80.743 | 97.2669 | 87.228 | 69.2566 | 0 | 0 | 0 | 4.1485 | 16.1484 | 45.1815 | 105.8735 | 218.1067 | 379.402 | 603.3219 | 903.1886 | 1290.1531 | 1769.8779 | 2425.595 | 3181.544 | 3990.0452 | 4810.3904 | 5609.0906 | 6359.9055 | 7043.0294 | 7621.6863 | 8108.3358 | 8511.4055 | 8838.2087 | 9093.6811 | 9298.637 | 9448.0925 | 9551.4483 | 0 | 0 | 0 | 0.014027 | 0.040574 | 0.09816630407774753 | 0.20521135943910054 | 0.3794814628023513 | 0.5453694723318578 | 0.7571152010928639 | 1.0167108711538402 | 1.3047318910577812 | 1.6093862368395622 | 2.1823147432300427 | 2.477393179694144 | 2.5682429284390245 | 2.5579781189762394 | 2.425564623468101 | 2.1994479647983 | 1.908697320756476 | 1.5403193274671736 | 0.9439861791750016 | 0.6010572598373423 | 0.3937544550555963 | 0.2730071530046158 | 0.3288776091906317 | 0.2949342624539503 | 0.23416938395803885 | 0 | 0
Griddle_Lodging_New_ENERGY STAR (1.2) | Griddle_Lodging_New | Griddle_Lodging_Commercial_New_Standard_ENERGY STAR (1.2) | Commercial | Lodging | New | Food Preparation | Natural Gas | Griddle | EQ | Standard | 10 | 6 | 8 | 164.8227 | 0 | 0 | 0.016645 | 1 | LO3Slow | 0.996 | n/a | A | WCE192 | 0.0923831095292024 | 0.05542986571752143 | 1 units | 0.0321 | 5543.545013474853 | 5543.545 | 776.3735975945622 | 776.3736 | RTF Wkbk - ComCookingGriddle_v3_1 | RTF Wkbk - ComCookingGriddle_v3_1 ¦ AEG Adjusted, Weighted by ENERGY STAR QPL | RTF Wkbk - ComCookingGriddle_v3_1 ¦ AEG Adjusted, Weighted by ENERGY STAR QPL | 0 | 0 | 7997.7875 | Standard | Standard | Standard | Standard | Standard | Standard | Standard | Standard | Standard | Standard | Standard | Standard | Standard | Standard | Standard | Standard | Standard | Standard | Standard | Standard | Standard | Standard | Standard | Standard | Standard | Standard | Standard | Standard | 0 | 0 | 0 | 0 | 0 | 0 | 0 | 0 | 0 | 0 | 0 | 0 | 0 | 0 | 0 | 0 | 0 | 0 | 0 | 0 | 0 | 0 | 0 | 0 | 0 | 0 | 0 | 0 | 0 | 0 | 0 | 0 | 0 | 0 | 0 | 0 | 0 | 0 | 0 | 0 | 0 | 0 | 0 | 0 | 0 | 0 | 0 | 0 | 0 | 0 | 0 | 0 | 0 | 0 | 0 | 0 | 0 | 0 | 0 | 0 | 0 | 0 | 0 | 0 | 0 | 0 | 0 | 0 | 0 | 0 | 0 | 0 | 0 | 0 | 0 | 0 | 0 | 0 | 0 | 0 | 0 | 0 | 0 | 0 | 0 | 0 | 0 | 0 | 0 | 0 | 0 | 0 | 0 | 0 | 0 | 0 | 0 | 0 | 0 | 0 | 0 | 0 | 0 | 0 | 0 | 0 | 0 | 0 | 0 | 0 | 0 | 0 | High-Efficiency | High-Efficiency | High-Efficiency | High-Efficiency | High-Efficiency | High-Efficiency | High-Efficiency | High-Efficiency | High-Efficiency | High-Efficiency | High-Efficiency | High-Efficiency | High-Efficiency | High-Efficiency | High-Efficiency | High-Efficiency | High-Efficiency | High-Efficiency | High-Efficiency | High-Efficiency | High-Efficiency | High-Efficiency | High-Efficiency | High-Efficiency | High-Efficiency | High-Efficiency | High-Efficiency | High-Efficiency | 11354.8835 | 11354.8835 | 11354.8835 | 11354.8835 | 11354.8835 | 11354.8835 | 11354.8835 | 11354.8835 | 11354.8835 | 11354.8835 | 11354.8835 | 11354.8835 | 11354.8835 | 11354.8835 | 11354.8835 | 11354.8835 | 11354.8835 | 11354.8835 | 11354.8835 | 11354.8835 | 11354.8835 | 11354.8835 | 11354.8835 | 11354.8835 | 11354.8835 | 11354.8835 | 11354.8835 | 11354.8835 | 325.758 | 325.758 | 325.758 | 325.758 | 325.758 | 325.758 | 325.758 | 325.758 | 325.758 | 325.758 | 325.758 | 325.758 | 325.758 | 325.758 | 325.758 | 325.758 | 325.758 | 325.758 | 325.758 | 325.758 | 325.758 | 325.758 | 325.758 | 325.758 | 325.758 | 325.758 | 325.758 | 325.758 | 0 | 0 | 0 | 0 | 0 | 0 | 0 | 0 | 0 | 0 | 0 | 0 | 0 | 0 | 0 | 0 | 0 | 0 | 0 | 0 | 0 | 0 | 0 | 0 | 0 | 0 | 0 | 0 | 0 | 0 | 0 | 0 | 0 | 0 | 0 | 0 | 0 | 0 | 0 | 0 | 0 | 0 | 0 | 0 | 0 | 0 | 0 | 0 | 0 | 0 | 0 | 0 | 0 | 0 | 0 | 0 | 0 | 0 | 0 | 0 | 0 | 0 | 0 | 0 | 0 | 0 | 0 | 0 | 0 | 0 | 0 | 0 | 0 | 0 | 0 | 0 | 0 | 0 | 0 | 0 | 0 | 0 | 0 | 0 | 0 | 0 | 0 | 0 | 0 | 0 | 0 | 0 | 0 | 0 | 0 | 0 | 0 | 0 | 0 | 0 | 0 | 0 | 0 | 0 | 0 | 0 | 0 | 0 | 0 | 0 | 0 | 0 | ENERGY STAR (1.2) | ENERGY STAR (1.2) | ENERGY STAR (1.2) | ENERGY STAR (1.2) | ENERGY STAR (1.2) | ENERGY STAR (1.2) | ENERGY STAR (1.2) | ENERGY STAR (1.2) | ENERGY STAR (1.2) | ENERGY STAR (1.2) | ENERGY STAR (1.2) | ENERGY STAR (1.2) | ENERGY STAR (1.2) | ENERGY STAR (1.2) | ENERGY STAR (1.2) | ENERGY STAR (1.2) | ENERGY STAR (1.2) | ENERGY STAR (1.2) | ENERGY STAR (1.2) | ENERGY STAR (1.2) | ENERGY STAR (1.2) | ENERGY STAR (1.2) | ENERGY STAR (1.2) | ENERGY STAR (1.2) | ENERGY STAR (1.2) | ENERGY STAR (1.2) | ENERGY STAR (1.2) | ENERGY STAR (1.2) | 7997.7875 | 7997.7875 | 7997.7875 | 7997.7875 | 7997.7875 | 7997.7875 | 7997.7875 | 7997.7875 | 7997.7875 | 7997.7875 | 7997.7875 | 7997.7875 | 7997.7875 | 7997.7875 | 7997.7875 | 7997.7875 | 7997.7875 | 7997.7875 | 7997.7875 | 7997.7875 | 7997.7875 | 7997.7875 | 7997.7875 | 7997.7875 | 7997.7875 | 7997.7875 | 7997.7875 | 7997.7875 | 164.8227 | 164.8227 | 164.8227 | 164.8227 | 164.8227 | 164.8227 | 164.8227 | 164.8227 | 164.8227 | 164.8227 | 164.8227 | 164.8227 | 164.8227 | 164.8227 | 164.8227 | 164.8227 | 164.8227 | 164.8227 | 164.8227 | 164.8227 | 164.8227 | 164.8227 | 164.8227 | 164.8227 | 164.8227 | 164.8227 | 164.8227 | 164.8227 | 0 | 0 | 0 | 0 | 0 | 0 | 0 | 0 | 0 | 0 | 0 | 0 | 0 | 0 | 0 | 0 | 0 | 0 | 0 | 0 | 0 | 0 | 0 | 0 | 0 | 0 | 0 | 0 | 0 | 0 | 0 | 0 | 0 | 0 | 0 | 0 | 0 | 0 | 0 | 0 | 0 | 0 | 0 | 0 | 0 | 0 | 0 | 0 | 0 | 0 | 0 | 0 | 0 | 0 | 0 | 0 | 0 | 0 | 0 | 0 | 0 | 0 | 0 | 0 | 0 | 0 | 0 | 0 | 0 | 0 | 0 | 0 | 0 | 0 | 0 | 0 | 0 | 0 | 0 | 0 | 0 | 0 | 0 | 0 | 0 | 0
Griddle_Restaurant_Existing_ENERGY STAR (1.2) | Griddle_Restaurant_Existing | Griddle_Restaurant_Commercial_Existing_Standard_ENERGY STAR (1.2) | Commercial | Restaurant | Existing | Food Preparation | Natural Gas | Griddle | EQ | Standard | 10 | 6 | 8 | 164.8417 | 0 | 0 | 0.09386 | 1 | LO3Slow | 0.996 | n/a | A | WCE38 | 0.0923831095292024 | 0.05542986571752143 | 1 units | 0.0321 | 5543.545013474854 | 5543.545 | 776.3735975945629 | 776.3736 | RTF Wkbk - ComCookingGriddle_v3_1 | RTF Wkbk - ComCookingGriddle_v3_1 ¦ AEG Adjusted, Weighted by ENERGY STAR QPL | RTF Wkbk - ComCookingGriddle_v3_1 ¦ AEG Adjusted, Weighted by ENERGY STAR QPL | 0 | 0 | 7997.5308 | Standard | Standard | Standard | Standard | Standard | Standard | Standard | Standard | Standard | Standard | Standard | Standard | Standard | Standard | Standard | Standard | Standard | Standard | Standard | Standard | Standard | Standard | Standard | Standard | Standard | Standard | Standard | Standard | 0 | 0 | 0 | 20855.0718 | 23455.1846 | 25535.2749 | 27199.3471 | 28530.6049 | 25532.9348 | 23947.334 | 23328.8815 | 2499.0704 | 335.1841 | 2486.9102 | 1989.5282 | 779.0873 | 3385.8897 | 4398.7851 | 4455.0687 | 3980.073 | 2895.6192 | 0 | 0 | 0 | 0 | 536.396 | 1094.7457 | 1137.6106 | 0 | 0 | 0 | 20855.0718 | 44310.2564 | 69845.5313 | 97044.8784 | 125575.4833 | 151108.418 | 175055.752 | 194213.6192 | 209539.9129 | 221800.9479 | 235159.7966 | 246911.8819 | 251698.5231 | 255527.836 | 258591.2864 | 261042.0467 | 263002.6549 | 264571.1415 | 265825.9308 | 266829.7622 | 267632.8274 | 268275.2795 | 268789.2411 | 269200.4105 | 269529.346 | 0 | 0 | 0 | 70.51490847004933 | 79.30637757800353 | 86.33955286436691 | 91.96609309345757 | 96.46732527673014 | 86.33164054216972 | 80.9704268507571 | 78.87932317461556 | 8.449825585243818 | 1.1333202391043649 | 8.408709830071064 | 6.7269678640568715 | 2.634240195009806 | 11.448328083209196 | 14.873117386737597 | 15.063422788253554 | 13.457373287875532 | 9.790631657258029 | 0 | 0 | 0 | 0 | 1.8136554354648102 | 3.7015404400081424 | 3.8464746813834223 | 0 | 0 | 0 | 70.51490847004933 | 149.82128604805288 | 236.1608389124198 | 328.12693200587734 | 424.59425728260754 | 510.92589782477717 | 591.8963246755343 | 670.7756478501499 | 679.2254734353936 | 680.358793674498 | 688.767503504569 | 695.494471368626 | 698.1287115636358 | 709.577039646845 | 724.4501570335826 | 739.5135798218363 | 752.9709531097118 | 762.7615847669698 | 762.7615847669698 | 762.7615847669698 | 762.7615847669698 | 762.7615847669698 | 764.5752402024347 | 768.2767806424428 | 772.1232553238262 | High-Efficiency | High-Efficiency | High-Efficiency | High-Efficiency | High-Efficiency | High-Efficiency | High-Efficiency | High-Efficiency | High-Efficiency | High-Efficiency | High-Efficiency | High-Efficiency | High-Efficiency | High-Efficiency | High-Efficiency | High-Efficiency | High-Efficiency | High-Efficiency | High-Efficiency | High-Efficiency | High-Efficiency | High-Efficiency | High-Efficiency | High-Efficiency | High-Efficiency | High-Efficiency | High-Efficiency | High-Efficiency | 11354.9571 | 11354.9571 | 11354.9571 | 11354.9571 | 11354.9571 | 11354.9571 | 11354.9571 | 11354.9571 | 11354.9571 | 11354.9571 | 11354.9571 | 11354.9571 | 11354.9571 | 11354.9571 | 11354.9571 | 11354.9571 | 11354.9571 | 11354.9571 | 11354.9571 | 11354.9571 | 11354.9571 | 11354.9571 | 11354.9571 | 11354.9571 | 11354.9571 | 11354.9571 | 11354.9571 | 11354.9571 | 325.4213 | 325.4213 | 325.4213 | 325.4213 | 325.4213 | 325.4213 | 325.4213 | 325.4213 | 325.4213 | 325.4213 | 325.4213 | 325.4213 | 325.4213 | 325.4213 | 325.4213 | 325.4213 | 325.4213 | 325.4213 | 325.4213 | 325.4213 | 325.4213 | 325.4213 | 325.4213 | 325.4213 | 325.4213 | 325.4213 | 325.4213 | 325.4213 | 0 | 0 | 0 | 0 | 0 | 0 | 0 | 0 | 0 | 0 | 0 | 0 | 0 | 0 | 0 | 0 | 0 | 0 | 0 | 0 | 0 | 0 | 0 | 0 | 0 | 0 | 0 | 0 | 0 | 0 | 0 | 0 | 0 | 0 | 0 | 0 | 0 | 0 | 0 | 0 | 0 | 0 | 0 | 1.1642e-10 | 0 | 0 | 0 | 0 | -1.1642e-10 | -1.1642e-10 | -1.1642e-10 | -1.1642e-10 | -1.1642e-10 | -2.3283e-10 | 1.1642e-10 | 0 | 0 | 0 | 0 | 0 | 0 | 0 | 0 | 0 | 0 | 1.2632596734685394E-14 | 1.5790745918356742E-14 | 0 | 3.1581491836713484E-15 | 0 | 0 | 0 | 0 | 1.894889510202809E-14 | 0 | 0 | 1.2632596734685394E-14 | 0 | 0 | 0 | 0 | 0 | 0 | 1.2632596734685394E-14 | 0 | 0 | 0 | 0 | 0 | 0 | 0 | 0 | 0 | 1.2632596734685394E-14 | 2.8423342653042134E-14 | 2.8423342653042134E-14 | 3.1581491836713485E-14 | 3.1581491836713485E-14 | 3.1581491836713485E-14 | 3.1581491836713485E-14 | 3.1581491836713485E-14 | 5.0530386938741574E-14 | 5.0530386938741574E-14 | 5.0530386938741574E-14 | 6.316298367342697E-14 | 6.316298367342697E-14 | 6.316298367342697E-14 | 6.316298367342697E-14 | 6.316298367342697E-14 | 6.316298367342697E-14 | 6.316298367342697E-14 | 7.579558040811236E-14 | ENERGY STAR (1.2) | ENERGY STAR (1.2) | ENERGY STAR (1.2) | ENERGY STAR (1.2) | ENERGY STAR (1.2) | ENERGY STAR (1.2) | ENERGY STAR (1.2) | ENERGY STAR (1.2) | ENERGY STAR (1.2) | ENERGY STAR (1.2) | ENERGY STAR (1.2) | ENERGY STAR (1.2) | ENERGY STAR (1.2) | ENERGY STAR (1.2) | ENERGY STAR (1.2) | ENERGY STAR (1.2) | ENERGY STAR (1.2) | ENERGY STAR (1.2) | ENERGY STAR (1.2) | ENERGY STAR (1.2) | ENERGY STAR (1.2) | ENERGY STAR (1.2) | ENERGY STAR (1.2) | ENERGY STAR (1.2) | ENERGY STAR (1.2) | ENERGY STAR (1.2) | ENERGY STAR (1.2) | ENERGY STAR (1.2) | 7997.5308 | 7997.5308 | 7997.5308 | 7997.5308 | 7997.5308 | 7997.5308 | 7997.5308 | 7997.5308 | 7997.5308 | 7997.5308 | 7997.5308 | 7997.5308 | 7997.5308 | 7997.5308 | 7997.5308 | 7997.5308 | 7997.5308 | 7997.5308 | 7997.5308 | 7997.5308 | 7997.5308 | 7997.5308 | 7997.5308 | 7997.5308 | 7997.5308 | 7997.5308 | 7997.5308 | 7997.5308 | 164.8417 | 164.8417 | 164.8417 | 164.8417 | 164.8417 | 164.8417 | 164.8417 | 164.8417 | 164.8417 | 164.8417 | 164.8417 | 164.8417 | 164.8417 | 164.8417 | 164.8417 | 164.8417 | 164.8417 | 164.8417 | 164.8417 | 164.8417 | 164.8417 | 164.8417 | 164.8417 | 164.8417 | 164.8417 | 164.8417 | 164.8417 | 164.8417 | 0 | 0 | 0 | 98.0656 | 283.6607 | 686.3041 | 1434.6817 | 2653.0457 | 3812.8084 | 5293.1734 | 7108.0689 | 9121.6927 | 11251.6041 | 15257.0843 | 17320.0482 | 17955.2005 | 17883.4368 | 16957.7024 | 15376.8667 | 13344.1594 | 10768.7408 | 6599.6331 | 4202.135 | 2752.8316 | 1908.6583 | 2299.262 | 2061.956 | 1637.1342 | 0 | 0 | 0 | 98.0656 | 381.7263 | 1068.0304 | 2502.7121 | 5155.7577 | 8968.5662 | 14261.7396 | 21350.1953 | 30497.531 | 41837.5968 | 57337.8897 | 75207.5341 | 94319.4429 | 113711.3308 | 132591.5565 | 150339.8376 | 166487.992 | 180166.6844 | 191670.4406 | 201198.4801 | 208923.6817 | 214962.713 | 219807.6028 | 223340.5361 | 225783.7321 | 0 | 0 | 0 | 0.33158 | 0.95911 | 2.3205228900385166 | 4.850927834638725 | 8.970444889936225 | 12.891820222466523 | 17.897211991811787 | 24.03371371906724 | 30.84215349663078 | 38.04378331837107 | 51.58706302035243 | 58.56233088445999 | 60.70989998668243 | 60.467253331661084 | 57.337171679271535 | 51.99206994409032 | 45.11910542606038 | 36.411132016597406 | 22.314597225955296 | 14.208206601847072 | 9.307839737833973 | 6.453531623129205 | 7.774236050932287 | 6.971859779288119 | 5.535457616805842 | 0 | 0
Griddle_Restaurant_New_ENERGY STAR (1.2) | Griddle_Restaurant_New | Griddle_Restaurant_Commercial_New_Standard_ENERGY STAR (1.2) | Commercial | Restaurant | New | Food Preparation | Natural Gas | Griddle | EQ | Standard | 10 | 6 | 8 | 164.8417 | 0 | 0 | 0.09386 | 1 | LO3Slow | 0.996 | n/a | A | WCE52 | 0.0923831095292024 | 0.05542986571752143 | 1 units | 0.0321 | 5543.545013474854 | 5543.545 | 776.3735975945629 | 776.3736 | RTF Wkbk - ComCookingGriddle_v3_1 | RTF Wkbk - ComCookingGriddle_v3_1 ¦ AEG Adjusted, Weighted by ENERGY STAR QPL | RTF Wkbk - ComCookingGriddle_v3_1 ¦ AEG Adjusted, Weighted by ENERGY STAR QPL | 0 | 0 | 7997.5308 | Standard | Standard | Standard | Standard | Standard | Standard | Standard | Standard | Standard | Standard | Standard | Standard | Standard | Standard | Standard | Standard | Standard | Standard | Standard | Standard | Standard | Standard | Standard | Standard | Standard | Standard | Standard | Standard | 0 | 0 | 0 | 0 | 0 | 0 | 0 | 0 | 0 | 0 | 0 | 0 | 0 | 0 | 0 | 0 | 0 | 0 | 0 | 0 | 0 | 0 | 0 | 0 | 0 | 0 | 0 | 0 | 0 | 0 | 0 | 0 | 0 | 0 | 0 | 0 | 0 | 0 | 0 | 0 | 0 | 0 | 0 | 0 | 0 | 0 | 0 | 0 | 0 | 0 | 0 | 0 | 0 | 0 | 0 | 0 | 0 | 0 | 0 | 0 | 0 | 0 | 0 | 0 | 0 | 0 | 0 | 0 | 0 | 0 | 0 | 0 | 0 | 0 | 0 | 0 | 0 | 0 | 0 | 0 | 0 | 0 | 0 | 0 | 0 | 0 | 0 | 0 | 0 | 0 | 0 | 0 | 0 | 0 | 0 | 0 | 0 | 0 | 0 | 0 | 0 | 0 | 0 | 0 | 0 | 0 | 0 | 0 | 0 | 0 | 0 | 0 | High-Efficiency | High-Efficiency | High-Efficiency | High-Efficiency | High-Efficiency | High-Efficiency | High-Efficiency | High-Efficiency | High-Efficiency | High-Efficiency | High-Efficiency | High-Efficiency | High-Efficiency | High-Efficiency | High-Efficiency | High-Efficiency | High-Efficiency | High-Efficiency | High-Efficiency | High-Efficiency | High-Efficiency | High-Efficiency | High-Efficiency | High-Efficiency | High-Efficiency | High-Efficiency | High-Efficiency | High-Efficiency | 11354.9571 | 11354.9571 | 11354.9571 | 11354.9571 | 11354.9571 | 11354.9571 | 11354.9571 | 11354.9571 | 11354.9571 | 11354.9571 | 11354.9571 | 11354.9571 | 11354.9571 | 11354.9571 | 11354.9571 | 11354.9571 | 11354.9571 | 11354.9571 | 11354.9571 | 11354.9571 | 11354.9571 | 11354.9571 | 11354.9571 | 11354.9571 | 11354.9571 | 11354.9571 | 11354.9571 | 11354.9571 | 325.4213 | 325.4213 | 325.4213 | 325.4213 | 325.4213 | 325.4213 | 325.4213 | 325.4213 | 325.4213 | 325.4213 | 325.4213 | 325.4213 | 325.4213 | 325.4213 | 325.4213 | 325.4213 | 325.4213 | 325.4213 | 325.4213 | 325.4213 | 325.4213 | 325.4213 | 325.4213 | 325.4213 | 325.4213 | 325.4213 | 325.4213 | 325.4213 | 0 | 0 | 0 | 0 | 0 | 0 | 0 | 0 | 0 | 0 | 0 | 0 | 0 | 0 | 0 | 0 | 0 | 0 | 0 | 0 | 0 | 0 | 0 | 0 | 0 | 0 | 0 | 0 | 0 | 0 | 0 | 0 | 0 | 0 | 0 | 0 | 0 | 0 | 0 | 0 | 0 | 0 | 0 | 0 | 0 | 0 | 0 | 0 | 0 | 0 | 0 | 0 | 0 | 0 | 0 | 0 | 0 | 0 | 0 | 0 | 0 | 0 | 0 | 0 | 0 | 0 | 0 | 0 | 0 | 0 | 0 | 0 | 0 | 0 | 0 | 0 | 0 | 0 | 0 | 0 | 0 | 0 | 0 | 0 | 0 | 0 | 0 | 0 | 0 | 0 | 0 | 0 | 0 | 0 | 0 | 0 | 0 | 0 | 0 | 0 | 0 | 0 | 0 | 0 | 0 | 0 | 0 | 0 | 0 | 0 | 0 | 0 | ENERGY STAR (1.2) | ENERGY STAR (1.2) | ENERGY STAR (1.2) | ENERGY STAR (1.2) | ENERGY STAR (1.2) | ENERGY STAR (1.2) | ENERGY STAR (1.2) | ENERGY STAR (1.2) | ENERGY STAR (1.2) | ENERGY STAR (1.2) | ENERGY STAR (1.2) | ENERGY STAR (1.2) | ENERGY STAR (1.2) | ENERGY STAR (1.2) | ENERGY STAR (1.2) | ENERGY STAR (1.2) | ENERGY STAR (1.2) | ENERGY STAR (1.2) | ENERGY STAR (1.2) | ENERGY STAR (1.2) | ENERGY STAR (1.2) | ENERGY STAR (1.2) | ENERGY STAR (1.2) | ENERGY STAR (1.2) | ENERGY STAR (1.2) | ENERGY STAR (1.2) | ENERGY STAR (1.2) | ENERGY STAR (1.2) | 7997.5308 | 7997.5308 | 7997.5308 | 7997.5308 | 7997.5308 | 7997.5308 | 7997.5308 | 7997.5308 | 7997.5308 | 7997.5308 | 7997.5308 | 7997.5308 | 7997.5308 | 7997.5308 | 7997.5308 | 7997.5308 | 7997.5308 | 7997.5308 | 7997.5308 | 7997.5308 | 7997.5308 | 7997.5308 | 7997.5308 | 7997.5308 | 7997.5308 | 7997.5308 | 7997.5308 | 7997.5308 | 164.8417 | 164.8417 | 164.8417 | 164.8417 | 164.8417 | 164.8417 | 164.8417 | 164.8417 | 164.8417 | 164.8417 | 164.8417 | 164.8417 | 164.8417 | 164.8417 | 164.8417 | 164.8417 | 164.8417 | 164.8417 | 164.8417 | 164.8417 | 164.8417 | 164.8417 | 164.8417 | 164.8417 | 164.8417 | 164.8417 | 164.8417 | 164.8417 | 0 | 0 | 0 | 0 | 0 | 0 | 0 | 0 | 0 | 0 | 0 | 0 | 0 | 0 | 0 | 0 | 0 | 0 | 0 | 0 | 0 | 0 | 0 | 0 | 0 | 0 | 0 | 0 | 0 | 0 | 0 | 0 | 0 | 0 | 0 | 0 | 0 | 0 | 0 | 0 | 0 | 0 | 0 | 0 | 0 | 0 | 0 | 0 | 0 | 0 | 0 | 0 | 0 | 0 | 0 | 0 | 0 | 0 | 0 | 0 | 0 | 0 | 0 | 0 | 0 | 0 | 0 | 0 | 0 | 0 | 0 | 0 | 0 | 0 | 0 | 0 | 0 | 0 | 0 | 0 | 0 | 0 | 0 | 0 | 0 | 0
Griddle_Retail_Existing_ENERGY STAR (1.2) | Griddle_Retail_Existing | Griddle_Retail_Commercial_Existing_Standard_ENERGY STAR (1.2) | Commercial | Retail | Existing | Food Preparation | Natural Gas | Griddle | EQ | Standard | 10 | 6 | 8 | 164.9581 | 0 | 0 | 0.02263 | 1 | LO3Slow | 0.996 | n/a | A | WCE66 | 0.0923831095292024 | 0.05542986571752143 | 1 units | 0.0321 | 5543.545013474851 | 5543.545 | 776.3735975945623 | 776.3736 | RTF Wkbk - ComCookingGriddle_v3_1 | RTF Wkbk - ComCookingGriddle_v3_1 ¦ AEG Adjusted, Weighted by ENERGY STAR QPL | RTF Wkbk - ComCookingGriddle_v3_1 ¦ AEG Adjusted, Weighted by ENERGY STAR QPL | 0 | 0 | 7997.5055 | Standard | Standard | Standard | Standard | Standard | Standard | Standard | Standard | Standard | Standard | Standard | Standard | Standard | Standard | Standard | Standard | Standard | Standard | Standard | Standard | Standard | Standard | Standard | Standard | Standard | Standard | Standard | Standard | 0 | 0 | 0 | 22309.5614 | 25091.0132 | 27316.1746 | 29096.3038 | 30520.4071 | 27313.6713 | 25617.4864 | 24955.9014 | 2673.3624 | 358.5607 | 2660.3541 | 2128.2833 | 833.423 | 3622.0309 | 4705.5684 | 4765.7774 | 4257.6542 | 3097.5676 | 0 | 0 | 0 | 0 | 573.8057 | 1171.0962 | 1216.9506 | 0 | 0 | 0 | 22309.5614 | 47400.5746 | 74716.7492 | 103813.053 | 134333.4602 | 161647.1315 | 187264.6179 | 207758.607 | 224153.7983 | 237269.9514 | 251560.4827 | 264132.1904 | 269252.665 | 273349.0447 | 276626.1484 | 279247.8315 | 281345.1779 | 283023.055 | 284365.3567 | 285439.1981 | 286298.2711 | 286985.5296 | 287535.3364 | 287975.1818 | 288327.0581 | 0 | 0 | 0 | 75.43281063294873 | 84.83742078978389 | 92.36110891525202 | 98.38005941562652 | 103.19521981592612 | 92.35264476611087 | 86.61752540026964 | 84.38058244680548 | 9.039139482452425 | 1.2123610855874316 | 8.995156202302608 | 7.196124961842086 | 2.8179592954626917 | 12.2467657280075 | 15.910409184348852 | 16.11398700393975 | 14.395927228245407 | 10.473457029198084 | 0 | 0 | 0 | 0 | 1.9401447152830755 | 3.9596959723762386 | 4.114738323293252 | 0 | 0 | 0 | 75.43281063294873 | 160.27023142273262 | 252.63134033798462 | 351.0113997536111 | 454.2066195695373 | 546.5592643356481 | 633.1767897359179 | 717.5573721827233 | 726.5965116651757 | 727.8088727507632 | 736.8040289530658 | 744.0001539149079 | 746.8181132103706 | 759.064878938378 | 774.9752881227269 | 791.0892751266666 | 805.4852023549121 | 815.9586593841102 | 815.9586593841102 | 815.9586593841102 | 815.9586593841102 | 815.9586593841102 | 817.8988040993933 | 821.8585000717695 | 825.9732383950627 | High-Efficiency | High-Efficiency | High-Efficiency | High-Efficiency | High-Efficiency | High-Efficiency | High-Efficiency | High-Efficiency | High-Efficiency | High-Efficiency | High-Efficiency | High-Efficiency | High-Efficiency | High-Efficiency | High-Efficiency | High-Efficiency | High-Efficiency | High-Efficiency | High-Efficiency | High-Efficiency | High-Efficiency | High-Efficiency | High-Efficiency | High-Efficiency | High-Efficiency | High-Efficiency | High-Efficiency | High-Efficiency | 11354.9014 | 11354.9014 | 11354.9014 | 11354.9014 | 11354.9014 | 11354.9014 | 11354.9014 | 11354.9014 | 11354.9014 | 11354.9014 | 11354.9014 | 11354.9014 | 11354.9014 | 11354.9014 | 11354.9014 | 11354.9014 | 11354.9014 | 11354.9014 | 11354.9014 | 11354.9014 | 11354.9014 | 11354.9014 | 11354.9014 | 11354.9014 | 11354.9014 | 11354.9014 | 11354.9014 | 11354.9014 | 325.4694 | 325.4694 | 325.4694 | 325.4694 | 325.4694 | 325.4694 | 325.4694 | 325.4694 | 325.4694 | 325.4694 | 325.4694 | 325.4694 | 325.4694 | 325.4694 | 325.4694 | 325.4694 | 325.4694 | 325.4694 | 325.4694 | 325.4694 | 325.4694 | 325.4694 | 325.4694 | 325.4694 | 325.4694 | 325.4694 | 325.4694 | 325.4694 | 0 | 0 | 0 | 0 | 0 | 0 | 0 | 0 | 0 | 0 | 0 | 0 | 0 | 0 | 0 | 0 | 0 | 0 | 0 | 0 | 0 | 0 | 0 | 0 | 0 | 0 | 0 | 0 | 0 | 0 | 0 | 0 | 0 | 0 | 0 | 0 | 0 | 0 | 0 | 0 | 1.1642e-10 | 1.1642e-10 | 0 | 0 | 0 | -2.3283e-10 | 0 | 0 | -1.1642e-10 | -1.1642e-10 | 0 | -1.1642e-10 | -1.1642e-10 | 0 | -1.1642e-10 | 0 | 0 | 0 | 0 | 0 | 0 | 0 | 0 | 0 | 0 | 0 | 1.718002744950719E-14 | 0 | 0 | 1.718002744950719E-14 | 0 | 0 | 1.718002744950719E-14 | 1.3744021959605753E-14 | 0 | 0 | 0 | 1.3744021959605753E-14 | 1.718002744950719E-14 | 6.528410430812732E-14 | 0 | 0 | 0 | 0 | 0 | 0 | 0 | 0 | 0 | 0 | 0 | 0 | 0 | 0 | 1.718002744950719E-14 | 1.718002744950719E-14 | 1.718002744950719E-14 | 3.436005489901438E-14 | 3.436005489901438E-14 | 3.436005489901438E-14 | 5.1540082348521574E-14 | 6.528410430812732E-14 | 6.528410430812732E-14 | 6.528410430812732E-14 | 6.528410430812732E-14 | 7.902812626773308E-14 | 9.620815371724027E-14 | 1.6149225802536758E-13 | 1.6149225802536758E-13 | 1.6149225802536758E-13 | 1.6149225802536758E-13 | 1.6149225802536758E-13 | ENERGY STAR (1.2) | ENERGY STAR (1.2) | ENERGY STAR (1.2) | ENERGY STAR (1.2) | ENERGY STAR (1.2) | ENERGY STAR (1.2) | ENERGY STAR (1.2) | ENERGY STAR (1.2) | ENERGY STAR (1.2) | ENERGY STAR (1.2) | ENERGY STAR (1.2) | ENERGY STAR (1.2) | ENERGY STAR (1.2) | ENERGY STAR (1.2) | ENERGY STAR (1.2) | ENERGY STAR (1.2) | ENERGY STAR (1.2) | ENERGY STAR (1.2) | ENERGY STAR (1.2) | ENERGY STAR (1.2) | ENERGY STAR (1.2) | ENERGY STAR (1.2) | ENERGY STAR (1.2) | ENERGY STAR (1.2) | ENERGY STAR (1.2) | ENERGY STAR (1.2) | ENERGY STAR (1.2) | ENERGY STAR (1.2) | 7997.5055 | 7997.5055 | 7997.5055 | 7997.5055 | 7997.5055 | 7997.5055 | 7997.5055 | 7997.5055 | 7997.5055 | 7997.5055 | 7997.5055 | 7997.5055 | 7997.5055 | 7997.5055 | 7997.5055 | 7997.5055 | 7997.5055 | 7997.5055 | 7997.5055 | 7997.5055 | 7997.5055 | 7997.5055 | 7997.5055 | 7997.5055 | 7997.5055 | 7997.5055 | 7997.5055 | 7997.5055 | 164.9581 | 164.9581 | 164.9581 | 164.9581 | 164.9581 | 164.9581 | 164.9581 | 164.9581 | 164.9581 | 164.9581 | 164.9581 | 164.9581 | 164.9581 | 164.9581 | 164.9581 | 164.9581 | 164.9581 | 164.9581 | 164.9581 | 164.9581 | 164.9581 | 164.9581 | 164.9581 | 164.9581 | 164.9581 | 164.9581 | 164.9581 | 164.9581 | 0 | 0 | 0 | 104.905 | 303.444 | 734.1688 | 1534.7403 | 2838.0763 | 4078.7241 | 5662.3338 | 7603.805 | 9757.8644 | 12036.3216 | 16321.155 | 18527.9956 | 19207.4452 | 19130.6765 | 18140.3788 | 16449.2914 | 14274.8175 | 11519.7822 | 7059.9096 | 4495.2034 | 2944.8215 | 2041.7733 | 2459.6188 | 2205.7624 | 1751.3124 | 0 | 0 | 0 | 104.905 | 408.3489 | 1142.5177 | 2677.2581 | 5515.3344 | 9594.0584 | 15256.3922 | 22839.2162 | 32624.512 | 44755.465 | 61336.7906 | 80452.7128 | 100897.5382 | 121641.8694 | 141838.8535 | 160824.9482 | 178099.319 | 192732.0007 | 205038.0602 | 215230.6112 | 223494.5895 | 229954.7993 | 235137.585 | 238916.9146 | 241530.5058 | 0 | 0 | 0 | 0.3547 | 1.026 | 2.482362489459186 | 5.189244780766101 | 9.596068198305474 | 13.790930948572155 | 19.14541240040743 | 25.709890505593297 | 32.99316945453959 | 40.69706059442057 | 55.1848855845436 | 62.646627666089415 | 64.94397409855232 | 64.68440460358913 | 61.33602251428025 | 55.618138796470085 | 48.26583497555916 | 38.95054373510085 | 23.870878136514342 | 15.199125706674721 | 9.956993883698836 | 6.903618531221964 | 8.31643249022866 | 7.45809630758987 | 5.921515538130219 | 0 | 0
Griddle_Retail_New_ENERGY STAR (1.2) | Griddle_Retail_New | Griddle_Retail_Commercial_New_Standard_ENERGY STAR (1.2) | Commercial | Retail | New | Food Preparation | Natural Gas | Griddle | EQ | Standard | 10 | 6 | 8 | 164.9581 | 0 | 0 | 0.02263 | 1 | LO3Slow | 0.996 | n/a | A | WCE80 | 0.0923831095292024 | 0.05542986571752143 | 1 units | 0.0321 | 5543.545013474851 | 5543.545 | 776.3735975945623 | 776.3736 | RTF Wkbk - ComCookingGriddle_v3_1 | RTF Wkbk - ComCookingGriddle_v3_1 ¦ AEG Adjusted, Weighted by ENERGY STAR QPL | RTF Wkbk - ComCookingGriddle_v3_1 ¦ AEG Adjusted, Weighted by ENERGY STAR QPL | 0 | 0 | 7997.5055 | Standard | Standard | Standard | Standard | Standard | Standard | Standard | Standard | Standard | Standard | Standard | Standard | Standard | Standard | Standard | Standard | Standard | Standard | Standard | Standard | Standard | Standard | Standard | Standard | Standard | Standard | Standard | Standard | 0 | 0 | 0 | 0 | 0 | 0 | 0 | 0 | 0 | 0 | 0 | 0 | 0 | 0 | 0 | 0 | 0 | 0 | 0 | 0 | 0 | 0 | 0 | 0 | 0 | 0 | 0 | 0 | 0 | 0 | 0 | 0 | 0 | 0 | 0 | 0 | 0 | 0 | 0 | 0 | 0 | 0 | 0 | 0 | 0 | 0 | 0 | 0 | 0 | 0 | 0 | 0 | 0 | 0 | 0 | 0 | 0 | 0 | 0 | 0 | 0 | 0 | 0 | 0 | 0 | 0 | 0 | 0 | 0 | 0 | 0 | 0 | 0 | 0 | 0 | 0 | 0 | 0 | 0 | 0 | 0 | 0 | 0 | 0 | 0 | 0 | 0 | 0 | 0 | 0 | 0 | 0 | 0 | 0 | 0 | 0 | 0 | 0 | 0 | 0 | 0 | 0 | 0 | 0 | 0 | 0 | 0 | 0 | 0 | 0 | 0 | 0 | High-Efficiency | High-Efficiency | High-Efficiency | High-Efficiency | High-Efficiency | High-Efficiency | High-Efficiency | High-Efficiency | High-Efficiency | High-Efficiency | High-Efficiency | High-Efficiency | High-Efficiency | High-Efficiency | High-Efficiency | High-Efficiency | High-Efficiency | High-Efficiency | High-Efficiency | High-Efficiency | High-Efficiency | High-Efficiency | High-Efficiency | High-Efficiency | High-Efficiency | High-Efficiency | High-Efficiency | High-Efficiency | 11354.9014 | 11354.9014 | 11354.9014 | 11354.9014 | 11354.9014 | 11354.9014 | 11354.9014 | 11354.9014 | 11354.9014 | 11354.9014 | 11354.9014 | 11354.9014 | 11354.9014 | 11354.9014 | 11354.9014 | 11354.9014 | 11354.9014 | 11354.9014 | 11354.9014 | 11354.9014 | 11354.9014 | 11354.9014 | 11354.9014 | 11354.9014 | 11354.9014 | 11354.9014 | 11354.9014 | 11354.9014 | 325.4694 | 325.4694 | 325.4694 | 325.4694 | 325.4694 | 325.4694 | 325.4694 | 325.4694 | 325.4694 | 325.4694 | 325.4694 | 325.4694 | 325.4694 | 325.4694 | 325.4694 | 325.4694 | 325.4694 | 325.4694 | 325.4694 | 325.4694 | 325.4694 | 325.4694 | 325.4694 | 325.4694 | 325.4694 | 325.4694 | 325.4694 | 325.4694 | 0 | 0 | 0 | 0 | 0 | 0 | 0 | 0 | 0 | 0 | 0 | 0 | 0 | 0 | 0 | 0 | 0 | 0 | 0 | 0 | 0 | 0 | 0 | 0 | 0 | 0 | 0 | 0 | 0 | 0 | 0 | 0 | 0 | 0 | 0 | 0 | 0 | 0 | 0 | 0 | 0 | 0 | 0 | 0 | 0 | 0 | 0 | 0 | 0 | 0 | 0 | 0 | 0 | 0 | 0 | 0 | 0 | 0 | 0 | 0 | 0 | 0 | 0 | 0 | 0 | 0 | 0 | 0 | 0 | 0 | 0 | 0 | 0 | 0 | 0 | 0 | 0 | 0 | 0 | 0 | 0 | 0 | 0 | 0 | 0 | 0 | 0 | 0 | 0 | 0 | 0 | 0 | 0 | 0 | 0 | 0 | 0 | 0 | 0 | 0 | 0 | 0 | 0 | 0 | 0 | 0 | 0 | 0 | 0 | 0 | 0 | 0 | ENERGY STAR (1.2) | ENERGY STAR (1.2) | ENERGY STAR (1.2) | ENERGY STAR (1.2) | ENERGY STAR (1.2) | ENERGY STAR (1.2) | ENERGY STAR (1.2) | ENERGY STAR (1.2) | ENERGY STAR (1.2) | ENERGY STAR (1.2) | ENERGY STAR (1.2) | ENERGY STAR (1.2) | ENERGY STAR (1.2) | ENERGY STAR (1.2) | ENERGY STAR (1.2) | ENERGY STAR (1.2) | ENERGY STAR (1.2) | ENERGY STAR (1.2) | ENERGY STAR (1.2) | ENERGY STAR (1.2) | ENERGY STAR (1.2) | ENERGY STAR (1.2) | ENERGY STAR (1.2) | ENERGY STAR (1.2) | ENERGY STAR (1.2) | ENERGY STAR (1.2) | ENERGY STAR (1.2) | ENERGY STAR (1.2) | 7997.5055 | 7997.5055 | 7997.5055 | 7997.5055 | 7997.5055 | 7997.5055 | 7997.5055 | 7997.5055 | 7997.5055 | 7997.5055 | 7997.5055 | 7997.5055 | 7997.5055 | 7997.5055 | 7997.5055 | 7997.5055 | 7997.5055 | 7997.5055 | 7997.5055 | 7997.5055 | 7997.5055 | 7997.5055 | 7997.5055 | 7997.5055 | 7997.5055 | 7997.5055 | 7997.5055 | 7997.5055 | 164.9581 | 164.9581 | 164.9581 | 164.9581 | 164.9581 | 164.9581 | 164.9581 | 164.9581 | 164.9581 | 164.9581 | 164.9581 | 164.9581 | 164.9581 | 164.9581 | 164.9581 | 164.9581 | 164.9581 | 164.9581 | 164.9581 | 164.9581 | 164.9581 | 164.9581 | 164.9581 | 164.9581 | 164.9581 | 164.9581 | 164.9581 | 164.9581 | 0 | 0 | 0 | 0 | 0 | 0 | 0 | 0 | 0 | 0 | 0 | 0 | 0 | 0 | 0 | 0 | 0 | 0 | 0 | 0 | 0 | 0 | 0 | 0 | 0 | 0 | 0 | 0 | 0 | 0 | 0 | 0 | 0 | 0 | 0 | 0 | 0 | 0 | 0 | 0 | 0 | 0 | 0 | 0 | 0 | 0 | 0 | 0 | 0 | 0 | 0 | 0 | 0 | 0 | 0 | 0 | 0 | 0 | 0 | 0 | 0 | 0 | 0 | 0 | 0 | 0 | 0 | 0 | 0 | 0 | 0 | 0 | 0 | 0 | 0 | 0 | 0 | 0 | 0 | 0 | 0 | 0 | 0 | 0 | 0 | 0
Griddle_Grocery_Existing_ENERGY STAR (1.2) | Griddle_Grocery_Existing | Griddle_Grocery_Commercial_Existing_Standard_ENERGY STAR (1.2) | Commercial | Grocery | Existing | Food Preparation | Natural Gas | Griddle | EQ | Standard | 10 | 6 | 8 | 165.1114 | 0 | 0 | 0.0069149 | 1 | LO3Slow | 0.996 | n/a | A | WCE94 | 0.0923831095292024 | 0.05542986571752143 | 1 units | 0.0321 | 5543.5450134748535 | 5543.545 | 776.3735975945625 | 776.3736 | RTF Wkbk - ComCookingGriddle_v3_1 | RTF Wkbk - ComCookingGriddle_v3_1 ¦ AEG Adjusted, Weighted by ENERGY STAR QPL | RTF Wkbk - ComCookingGriddle_v3_1 ¦ AEG Adjusted, Weighted by ENERGY STAR QPL | 0 | 0 | 7997.3026 | Standard | Standard | Standard | Standard | Standard | Standard | Standard | Standard | Standard | Standard | Standard | Standard | Standard | Standard | Standard | Standard | Standard | Standard | Standard | Standard | Standard | Standard | Standard | Standard | Standard | Standard | Standard | Standard | 0 | 0 | 0 | 569.8932 | 640.9448 | 697.7861 | 743.2591 | 779.6376 | 697.7221 | 654.3934 | 637.4934 | 68.2905 | 9.1594 | 67.9582 | 54.3666 | 21.2896 | 92.524 | 120.2028 | 121.7408 | 108.7609 | 79.1267 | 0 | 0 | 0 | 0 | 14.6577 | 29.9154 | 31.0868 | 0 | 0 | 0 | 569.8932 | 1210.838 | 1908.6241 | 2651.8832 | 3431.5208 | 4129.2429 | 4783.6364 | 5307.1511 | 5725.9629 | 6061.0124 | 6426.0611 | 6747.2028 | 6878.0042 | 6982.6454 | 7066.3584 | 7133.3287 | 7186.905 | 7229.766 | 7264.0549 | 7291.4859 | 7313.4308 | 7330.9866 | 7345.0313 | 7356.2671 | 7365.2557 | 0 | 0 | 0 | 1.9269157157993781 | 2.167154558288651 | 2.3593456322800694 | 2.513098491473204 | 2.6361007788277124 | 2.359129417321829 | 2.21262696639502 | 2.1554847162758923 | 0.2309029688790665 | 0.030969515910117793 | 0.22977942498560774 | 0.183823539988486 | 0.07198419371289057 | 0.31284112511516515 | 0.4064281477101599 | 0.41162850146426605 | 0.36774101596969605 | 0.267542317182281 | 0 | 0 | 0 | 0 | 0.04956059984289005 | 0.101149623551566 | 0.10511014868763846 | 0 | 0 | 0 | 1.9269157157993781 | 4.094070274088029 | 6.4534159063680985 | 8.966514397841301 | 11.602615176669014 | 13.961744593990844 | 16.174371560385865 | 18.329856276661758 | 18.560759245540822 | 18.59172876145094 | 18.82150818643655 | 19.005331726425037 | 19.077315920137927 | 19.39015704525309 | 19.796585192963253 | 20.208213694427517 | 20.575954710397212 | 20.843497027579495 | 20.843497027579495 | 20.843497027579495 | 20.843497027579495 | 20.843497027579495 | 20.893057627422383 | 20.99420725097395 | 21.099317399661587 | High-Efficiency | High-Efficiency | High-Efficiency | High-Efficiency | High-Efficiency | High-Efficiency | High-Efficiency | High-Efficiency | High-Efficiency | High-Efficiency | High-Efficiency | High-Efficiency | High-Efficiency | High-Efficiency | High-Efficiency | High-Efficiency | High-Efficiency | High-Efficiency | High-Efficiency | High-Efficiency | High-Efficiency | High-Efficiency | High-Efficiency | High-Efficiency | High-Efficiency | High-Efficiency | High-Efficiency | High-Efficiency | 11354.7529 | 11354.7529 | 11354.7529 | 11354.7529 | 11354.7529 | 11354.7529 | 11354.7529 | 11354.7529 | 11354.7529 | 11354.7529 | 11354.7529 | 11354.7529 | 11354.7529 | 11354.7529 | 11354.7529 | 11354.7529 | 11354.7529 | 11354.7529 | 11354.7529 | 11354.7529 | 11354.7529 | 11354.7529 | 11354.7529 | 11354.7529 | 11354.7529 | 11354.7529 | 11354.7529 | 11354.7529 | 325.7603 | 325.7603 | 325.7603 | 325.7603 | 325.7603 | 325.7603 | 325.7603 | 325.7603 | 325.7603 | 325.7603 | 325.7603 | 325.7603 | 325.7603 | 325.7603 | 325.7603 | 325.7603 | 325.7603 | 325.7603 | 325.7603 | 325.7603 | 325.7603 | 325.7603 | 325.7603 | 325.7603 | 325.7603 | 325.7603 | 325.7603 | 325.7603 | 0 | 0 | 0 | 0 | 0 | 0 | 0 | 0 | 0 | 0 | 0 | 0 | 0 | 0 | 0 | 0 | 0 | 0 | 0 | 0 | 0 | 0 | 0 | 0 | 0 | 0 | 0 | 0 | 0 | 0 | 0 | 0 | 0 | 0 | 0 | 0 | 0 | 0 | 0 | 0 | 0 | 0 | 0 | -3.638e-12 | 0 | 0 | 0 | 0 | 0 | 0 | 0 | 0 | 0 | 0 | 0 | 3.638e-12 | 0 | 0 | 0 | 0 | 0 | 0 | 0 | 0 | 0 | 4.0761948571803125E-16 | 0 | 0 | 0 | 0 | 0 | 7.337150742924563E-16 | 0 | 0 | 8.152389714360626E-17 | 0 | 0 | 3.26095588574425E-16 | 0 | 0 | 0 | 0 | 8.152389714360626E-17 | 0 | 0 | 0 | 0 | 0 | 0 | 0 | 0 | 0 | 0 | 4.0761948571803125E-16 | 4.0761948571803125E-16 | 4.0761948571803125E-16 | 4.0761948571803125E-16 | 4.0761948571803125E-16 | 4.0761948571803125E-16 | 1.1413345600104876E-15 | 1.1413345600104876E-15 | 1.1413345600104876E-15 | 1.2228584571540938E-15 | 1.2228584571540938E-15 | 1.2228584571540938E-15 | 1.5489540457285189E-15 | 1.5489540457285189E-15 | 1.5489540457285189E-15 | 1.5489540457285189E-15 | 1.5489540457285189E-15 | 1.630477942872125E-15 | 1.630477942872125E-15 | ENERGY STAR (1.2) | ENERGY STAR (1.2) | ENERGY STAR (1.2) | ENERGY STAR (1.2) | ENERGY STAR (1.2) | ENERGY STAR (1.2) | ENERGY STAR (1.2) | ENERGY STAR (1.2) | ENERGY STAR (1.2) | ENERGY STAR (1.2) | ENERGY STAR (1.2) | ENERGY STAR (1.2) | ENERGY STAR (1.2) | ENERGY STAR (1.2) | ENERGY STAR (1.2) | ENERGY STAR (1.2) | ENERGY STAR (1.2) | ENERGY STAR (1.2) | ENERGY STAR (1.2) | ENERGY STAR (1.2) | ENERGY STAR (1.2) | ENERGY STAR (1.2) | ENERGY STAR (1.2) | ENERGY STAR (1.2) | ENERGY STAR (1.2) | ENERGY STAR (1.2) | ENERGY STAR (1.2) | ENERGY STAR (1.2) | 7997.3026 | 7997.3026 | 7997.3026 | 7997.3026 | 7997.3026 | 7997.3026 | 7997.3026 | 7997.3026 | 7997.3026 | 7997.3026 | 7997.3026 | 7997.3026 | 7997.3026 | 7997.3026 | 7997.3026 | 7997.3026 | 7997.3026 | 7997.3026 | 7997.3026 | 7997.3026 | 7997.3026 | 7997.3026 | 7997.3026 | 7997.3026 | 7997.3026 | 7997.3026 | 7997.3026 | 7997.3026 | 165.1114 | 165.1114 | 165.1114 | 165.1114 | 165.1114 | 165.1114 | 165.1114 | 165.1114 | 165.1114 | 165.1114 | 165.1114 | 165.1114 | 165.1114 | 165.1114 | 165.1114 | 165.1114 | 165.1114 | 165.1114 | 165.1114 | 165.1114 | 165.1114 | 165.1114 | 165.1114 | 165.1114 | 165.1114 | 165.1114 | 165.1114 | 165.1114 | 0 | 0 | 0 | 2.6798 | 7.7514 | 18.7542 | 39.2046 | 72.4981 | 104.1902 | 144.6432 | 194.2376 | 249.2627 | 307.4654 | 416.9206 | 473.2939 | 490.6503 | 488.6892 | 463.3923 | 420.1938 | 364.6473 | 294.2705 | 180.3439 | 114.8291 | 75.2249 | 52.1567 | 62.8305 | 56.3457 | 44.7369 | 0 | 0 | 0 | 2.6798 | 10.4312 | 29.1854 | 68.39 | 140.8881 | 245.0783 | 389.7214 | 583.4231 | 833.3865 | 1143.2692 | 1566.8358 | 2055.1481 | 2577.407 | 3107.3167 | 3623.2445 | 4108.2404 | 4549.5107 | 4923.2995 | 5237.6553 | 5498.0219 | 5709.1236 | 5874.1483 | 6006.5415 | 6103.0837 | 6169.8474 | 0 | 0 | 0 | 0.0090608 | 0.026209 | 0.06341144195892454 | 0.13255819632445828 | 0.2451295989907174 | 0.3522865097737763 | 0.4890656430570715 | 0.6567538933127028 | 0.842803764072063 | 1.0395980872012631 | 1.409686612697953 | 1.6002952876701129 | 1.6589805323030997 | 1.6523498826562186 | 1.566816147186839 | 1.4207539773629663 | 1.2329408803701716 | 0.9949836713271476 | 0.6097766985642432 | 0.38825855678522575 | 0.25434937178699135 | 0.17635152305838664 | 0.21244156661195016 | 0.19051554442229698 | 0.15126390301555884 | 0 | 0
Griddle_Grocery_New_ENERGY STAR (1.2) | Griddle_Grocery_New | Griddle_Grocery_Commercial_New_Standard_ENERGY STAR (1.2) | Commercial | Grocery | New | Food Preparation | Natural Gas | Griddle | EQ | Standard | 10 | 6 | 8 | 165.1114 | 0 | 0 | 0.0069149 | 1 | LO3Slow | 0.996 | n/a | A | WCE108 | 0.0923831095292024 | 0.05542986571752143 | 1 units | 0.0321 | 5543.5450134748535 | 5543.545 | 776.3735975945625 | 776.3736 | RTF Wkbk - ComCookingGriddle_v3_1 | RTF Wkbk - ComCookingGriddle_v3_1 ¦ AEG Adjusted, Weighted by ENERGY STAR QPL | RTF Wkbk - ComCookingGriddle_v3_1 ¦ AEG Adjusted, Weighted by ENERGY STAR QPL | 0 | 0 | 7997.3026 | Standard | Standard | Standard | Standard | Standard | Standard | Standard | Standard | Standard | Standard | Standard | Standard | Standard | Standard | Standard | Standard | Standard | Standard | Standard | Standard | Standard | Standard | Standard | Standard | Standard | Standard | Standard | Standard | 0 | 0 | 0 | 0 | 0 | 0 | 0 | 0 | 0 | 0 | 0 | 0 | 0 | 0 | 0 | 0 | 0 | 0 | 0 | 0 | 0 | 0 | 0 | 0 | 0 | 0 | 0 | 0 | 0 | 0 | 0 | 0 | 0 | 0 | 0 | 0 | 0 | 0 | 0 | 0 | 0 | 0 | 0 | 0 | 0 | 0 | 0 | 0 | 0 | 0 | 0 | 0 | 0 | 0 | 0 | 0 | 0 | 0 | 0 | 0 | 0 | 0 | 0 | 0 | 0 | 0 | 0 | 0 | 0 | 0 | 0 | 0 | 0 | 0 | 0 | 0 | 0 | 0 | 0 | 0 | 0 | 0 | 0 | 0 | 0 | 0 | 0 | 0 | 0 | 0 | 0 | 0 | 0 | 0 | 0 | 0 | 0 | 0 | 0 | 0 | 0 | 0 | 0 | 0 | 0 | 0 | 0 | 0 | 0 | 0 | 0 | 0 | High-Efficiency | High-Efficiency | High-Efficiency | High-Efficiency | High-Efficiency | High-Efficiency | High-Efficiency | High-Efficiency | High-Efficiency | High-Efficiency | High-Efficiency | High-Efficiency | High-Efficiency | High-Efficiency | High-Efficiency | High-Efficiency | High-Efficiency | High-Efficiency | High-Efficiency | High-Efficiency | High-Efficiency | High-Efficiency | High-Efficiency | High-Efficiency | High-Efficiency | High-Efficiency | High-Efficiency | High-Efficiency | 11354.7529 | 11354.7529 | 11354.7529 | 11354.7529 | 11354.7529 | 11354.7529 | 11354.7529 | 11354.7529 | 11354.7529 | 11354.7529 | 11354.7529 | 11354.7529 | 11354.7529 | 11354.7529 | 11354.7529 | 11354.7529 | 11354.7529 | 11354.7529 | 11354.7529 | 11354.7529 | 11354.7529 | 11354.7529 | 11354.7529 | 11354.7529 | 11354.7529 | 11354.7529 | 11354.7529 | 11354.7529 | 325.7603 | 325.7603 | 325.7603 | 325.7603 | 325.7603 | 325.7603 | 325.7603 | 325.7603 | 325.7603 | 325.7603 | 325.7603 | 325.7603 | 325.7603 | 325.7603 | 325.7603 | 325.7603 | 325.7603 | 325.7603 | 325.7603 | 325.7603 | 325.7603 | 325.7603 | 325.7603 | 325.7603 | 325.7603 | 325.7603 | 325.7603 | 325.7603 | 0 | 0 | 0 | 0 | 0 | 0 | 0 | 0 | 0 | 0 | 0 | 0 | 0 | 0 | 0 | 0 | 0 | 0 | 0 | 0 | 0 | 0 | 0 | 0 | 0 | 0 | 0 | 0 | 0 | 0 | 0 | 0 | 0 | 0 | 0 | 0 | 0 | 0 | 0 | 0 | 0 | 0 | 0 | 0 | 0 | 0 | 0 | 0 | 0 | 0 | 0 | 0 | 0 | 0 | 0 | 0 | 0 | 0 | 0 | 0 | 0 | 0 | 0 | 0 | 0 | 0 | 0 | 0 | 0 | 0 | 0 | 0 | 0 | 0 | 0 | 0 | 0 | 0 | 0 | 0 | 0 | 0 | 0 | 0 | 0 | 0 | 0 | 0 | 0 | 0 | 0 | 0 | 0 | 0 | 0 | 0 | 0 | 0 | 0 | 0 | 0 | 0 | 0 | 0 | 0 | 0 | 0 | 0 | 0 | 0 | 0 | 0 | ENERGY STAR (1.2) | ENERGY STAR (1.2) | ENERGY STAR (1.2) | ENERGY STAR (1.2) | ENERGY STAR (1.2) | ENERGY STAR (1.2) | ENERGY STAR (1.2) | ENERGY STAR (1.2) | ENERGY STAR (1.2) | ENERGY STAR (1.2) | ENERGY STAR (1.2) | ENERGY STAR (1.2) | ENERGY STAR (1.2) | ENERGY STAR (1.2) | ENERGY STAR (1.2) | ENERGY STAR (1.2) | ENERGY STAR (1.2) | ENERGY STAR (1.2) | ENERGY STAR (1.2) | ENERGY STAR (1.2) | ENERGY STAR (1.2) | ENERGY STAR (1.2) | ENERGY STAR (1.2) | ENERGY STAR (1.2) | ENERGY STAR (1.2) | ENERGY STAR (1.2) | ENERGY STAR (1.2) | ENERGY STAR (1.2) | 7997.3026 | 7997.3026 | 7997.3026 | 7997.3026 | 7997.3026 | 7997.3026 | 7997.3026 | 7997.3026 | 7997.3026 | 7997.3026 | 7997.3026 | 7997.3026 | 7997.3026 | 7997.3026 | 7997.3026 | 7997.3026 | 7997.3026 | 7997.3026 | 7997.3026 | 7997.3026 | 7997.3026 | 7997.3026 | 7997.3026 | 7997.3026 | 7997.3026 | 7997.3026 | 7997.3026 | 7997.3026 | 165.1114 | 165.1114 | 165.1114 | 165.1114 | 165.1114 | 165.1114 | 165.1114 | 165.1114 | 165.1114 | 165.1114 | 165.1114 | 165.1114 | 165.1114 | 165.1114 | 165.1114 | 165.1114 | 165.1114 | 165.1114 | 165.1114 | 165.1114 | 165.1114 | 165.1114 | 165.1114 | 165.1114 | 165.1114 | 165.1114 | 165.1114 | 165.1114 | 0 | 0 | 0 | 0 | 0 | 0 | 0 | 0 | 0 | 0 | 0 | 0 | 0 | 0 | 0 | 0 | 0 | 0 | 0 | 0 | 0 | 0 | 0 | 0 | 0 | 0 | 0 | 0 | 0 | 0 | 0 | 0 | 0 | 0 | 0 | 0 | 0 | 0 | 0 | 0 | 0 | 0 | 0 | 0 | 0 | 0 | 0 | 0 | 0 | 0 | 0 | 0 | 0 | 0 | 0 | 0 | 0 | 0 | 0 | 0 | 0 | 0 | 0 | 0 | 0 | 0 | 0 | 0 | 0 | 0 | 0 | 0 | 0 | 0 | 0 | 0 | 0 | 0 | 0 | 0 | 0 | 0 | 0 | 0 | 0 | 0
Griddle_Healthcare_Existing_ENERGY STAR (1.2) | Griddle_Healthcare_Existing | Griddle_Healthcare_Commercial_Existing_Standard_ENERGY STAR (1.2) | Commercial | Healthcare | Existing | Food Preparation | Natural Gas | Griddle | EQ | Standard | 10 | 6 | 8 | 165.0642 | 0 | 0 | 0.030586 | 1 | LO3Slow | 0.996 | n/a | A | WCE150 | 0.0923831095292024 | 0.05542986571752143 | 1 units | 0.0321 | 5543.545013474859 | 5543.545 | 776.3735975945627 | 776.3736 | RTF Wkbk - ComCookingGriddle_v3_1 | RTF Wkbk - ComCookingGriddle_v3_1 ¦ AEG Adjusted, Weighted by ENERGY STAR QPL | RTF Wkbk - ComCookingGriddle_v3_1 ¦ AEG Adjusted, Weighted by ENERGY STAR QPL | 0 | 0 | 7997.8623 | Standard | Standard | Standard | Standard | Standard | Standard | Standard | Standard | Standard | Standard | Standard | Standard | Standard | Standard | Standard | Standard | Standard | Standard | Standard | Standard | Standard | Standard | Standard | Standard | Standard | Standard | Standard | Standard | 0 | 0 | 0 | 900.8721 | 1013.1887 | 1103.0419 | 1174.9245 | 1232.4305 | 1102.9408 | 1034.4479 | 1007.7328 | 107.9518 | 14.4789 | 107.4265 | 85.9412 | 33.6541 | 146.2596 | 190.0134 | 192.4447 | 171.9264 | 125.0815 | 0 | 0 | 0 | 0 | 23.1706 | 47.2895 | 49.1411 | 0 | 0 | 0 | 900.8721 | 1914.0608 | 3017.1027 | 4192.0271 | 5424.4576 | 6527.3984 | 7561.8464 | 8389.4047 | 9051.4514 | 9581.0887 | 10158.1481 | 10665.8004 | 10872.568 | 11037.982 | 11170.3132 | 11276.1782 | 11360.8702 | 11428.6237 | 11482.8266 | 11526.1889 | 11560.8787 | 11588.6306 | 11610.8321 | 11628.5933 | 11642.8023 | 0 | 0 | 0 | 3.046017614767689 | 3.4257808498556086 | 3.7295914379259445 | 3.972639908382213 | 4.167078684747228 | 3.7292496510143653 | 3.49766243499305 | 3.407333470947979 | 0.36500533196181484 | 0.048955795113183355 | 0.3632292633655717 | 0.290583410692458 | 0.113790717588991 | 0.49453101135210686 | 0.6424709118888325 | 0.6506914941427167 | 0.5813153129282415 | 0.4229238487968403 | 0 | 0 | 0 | 0 | 0.078344090964699 | 0.15989466095426805 | 0.16615535478186613 | 0 | 0 | 0 | 3.046017614767689 | 6.471798464623298 | 10.201389902549243 | 14.174029810931456 | 18.341108495678686 | 22.07035814669305 | 25.5680205816861 | 28.975354052634078 | 29.34035938459589 | 29.38931517970907 | 29.752544443074644 | 30.043127853767103 | 30.156918571356098 | 30.651449582708203 | 31.293920494597035 | 31.94461198873975 | 32.525927301668 | 32.94885115046484 | 32.94885115046484 | 32.94885115046484 | 32.94885115046484 | 32.94885115046484 | 33.02719524142953 | 33.1870899023838 | 33.35324525716567 | High-Efficiency | High-Efficiency | High-Efficiency | High-Efficiency | High-Efficiency | High-Efficiency | High-Efficiency | High-Efficiency | High-Efficiency | High-Efficiency | High-Efficiency | High-Efficiency | High-Efficiency | High-Efficiency | High-Efficiency | High-Efficiency | High-Efficiency | High-Efficiency | High-Efficiency | High-Efficiency | High-Efficiency | High-Efficiency | High-Efficiency | High-Efficiency | High-Efficiency | High-Efficiency | High-Efficiency | High-Efficiency | 11355.6877 | 11355.6877 | 11355.6877 | 11355.6877 | 11355.6877 | 11355.6877 | 11355.6877 | 11355.6877 | 11355.6877 | 11355.6877 | 11355.6877 | 11355.6877 | 11355.6877 | 11355.6877 | 11355.6877 | 11355.6877 | 11355.6877 | 11355.6877 | 11355.6877 | 11355.6877 | 11355.6877 | 11355.6877 | 11355.6877 | 11355.6877 | 11355.6877 | 11355.6877 | 11355.6877 | 11355.6877 | 325.5686 | 325.5686 | 325.5686 | 325.5686 | 325.5686 | 325.5686 | 325.5686 | 325.5686 | 325.5686 | 325.5686 | 325.5686 | 325.5686 | 325.5686 | 325.5686 | 325.5686 | 325.5686 | 325.5686 | 325.5686 | 325.5686 | 325.5686 | 325.5686 | 325.5686 | 325.5686 | 325.5686 | 325.5686 | 325.5686 | 325.5686 | 325.5686 | 0 | 0 | 0 | 0 | 0 | 0 | 0 | 0 | 0 | 0 | 0 | 0 | 0 | 0 | 0 | 0 | 0 | 0 | 0 | 0 | 0 | 0 | 0 | 0 | 0 | 0 | 0 | 0 | 0 | 0 | 0 | 0 | 0 | 0 | 0 | 0 | 0 | 0 | 0 | 0 | 0 | 0 | 7.276e-12 | 7.276e-12 | 7.276e-12 | 0 | 0 | 7.276e-12 | 0 | 0 | 7.276e-12 | 0 | 0 | 0 | 0 | 7.276e-12 | 0 | 0 | 0 | 0 | 0 | 0 | 0 | 0 | 0 | 0 | 0 | 0 | 0 | 0 | 0 | 0 | 0 | 0 | 8.97570053189247E-16 | 0 | 0 | 0 | 0 | 0 | 0 | 0 | 0 | 0 | 0 | 0 | 0 | 0 | 0 | 0 | 0 | 0 | 0 | 0 | 0 | 0 | 0 | 0 | 0 | 0 | 0 | 0 | 8.97570053189247E-16 | 8.97570053189247E-16 | 8.97570053189247E-16 | 8.97570053189247E-16 | 8.97570053189247E-16 | 8.97570053189247E-16 | 8.97570053189247E-16 | 8.97570053189247E-16 | 8.97570053189247E-16 | 8.97570053189247E-16 | ENERGY STAR (1.2) | ENERGY STAR (1.2) | ENERGY STAR (1.2) | ENERGY STAR (1.2) | ENERGY STAR (1.2) | ENERGY STAR (1.2) | ENERGY STAR (1.2) | ENERGY STAR (1.2) | ENERGY STAR (1.2) | ENERGY STAR (1.2) | ENERGY STAR (1.2) | ENERGY STAR (1.2) | ENERGY STAR (1.2) | ENERGY STAR (1.2) | ENERGY STAR (1.2) | ENERGY STAR (1.2) | ENERGY STAR (1.2) | ENERGY STAR (1.2) | ENERGY STAR (1.2) | ENERGY STAR (1.2) | ENERGY STAR (1.2) | ENERGY STAR (1.2) | ENERGY STAR (1.2) | ENERGY STAR (1.2) | ENERGY STAR (1.2) | ENERGY STAR (1.2) | ENERGY STAR (1.2) | ENERGY STAR (1.2) | 7997.8623 | 7997.8623 | 7997.8623 | 7997.8623 | 7997.8623 | 7997.8623 | 7997.8623 | 7997.8623 | 7997.8623 | 7997.8623 | 7997.8623 | 7997.8623 | 7997.8623 | 7997.8623 | 7997.8623 | 7997.8623 | 7997.8623 | 7997.8623 | 7997.8623 | 7997.8623 | 7997.8623 | 7997.8623 | 7997.8623 | 7997.8623 | 7997.8623 | 7997.8623 | 7997.8623 | 7997.8623 | 165.0642 | 165.0642 | 165.0642 | 165.0642 | 165.0642 | 165.0642 | 165.0642 | 165.0642 | 165.0642 | 165.0642 | 165.0642 | 165.0642 | 165.0642 | 165.0642 | 165.0642 | 165.0642 | 165.0642 | 165.0642 | 165.0642 | 165.0642 | 165.0642 | 165.0642 | 165.0642 | 165.0642 | 165.0642 | 165.0642 | 165.0642 | 165.0642 | 0 | 0 | 0 | 4.2361 | 12.2532 | 29.6461 | 61.9736 | 114.6031 | 164.7011 | 228.6481 | 307.0457 | 394.0278 | 486.0332 | 659.057 | 748.1705 | 775.607 | 772.507 | 732.5183 | 664.2313 | 576.4248 | 465.175 | 285.083 | 181.5187 | 118.9135 | 82.4479 | 99.3207 | 89.0699 | 70.7189 | 0 | 0 | 0 | 4.2361 | 16.4893 | 46.1355 | 108.1091 | 222.7122 | 387.4133 | 616.0614 | 922.2599 | 1317.3954 | 1807.2498 | 2476.8127 | 3248.724 | 4074.2971 | 4911.9644 | 5727.5295 | 6494.1982 | 7191.7466 | 7782.6222 | 8279.5476 | 8691.1283 | 9024.8322 | 9285.6989 | 9494.9826 | 9647.594 | 9753.1322 | 0 | 0 | 0 | 0.014323 | 0.04143 | 0.1002391373950542 | 0.20954450559277737 | 0.38749441415859265 | 0.556885236555762 | 0.7731020881271531 | 1.0381792577615958 | 1.3322819935022525 | 1.6433692765748036 | 2.2283954707374587 | 2.529704644113456 | 2.6224727332485185 | 2.611991176916733 | 2.4767817005704735 | 2.245890469321089 | 1.9490004719883336 | 1.5728439829613508 | 0.9639189455315829 | 0.6137489010833347 | 0.4020687881757534 | 0.27877184311827147 | 0.3358220334719681 | 0.3011619550555345 | 0.23911399408186157 | 0 | 0
Griddle_Healthcare_New_ENERGY STAR (1.2) | Griddle_Healthcare_New | Griddle_Healthcare_Commercial_New_Standard_ENERGY STAR (1.2) | Commercial | Healthcare | New | Food Preparation | Natural Gas | Griddle | EQ | Standard | 10 | 6 | 8 | 165.0642 | 0 | 0 | 0.030586 | 1 | LO3Slow | 0.996 | n/a | A | WCE164 | 0.0923831095292024 | 0.05542986571752143 | 1 units | 0.0321 | 5543.545013474859 | 5543.545 | 776.3735975945627 | 776.3736 | RTF Wkbk - ComCookingGriddle_v3_1 | RTF Wkbk - ComCookingGriddle_v3_1 ¦ AEG Adjusted, Weighted by ENERGY STAR QPL | RTF Wkbk - ComCookingGriddle_v3_1 ¦ AEG Adjusted, Weighted by ENERGY STAR QPL | 0 | 0 | 7997.8623 | Standard | Standard | Standard | Standard | Standard | Standard | Standard | Standard | Standard | Standard | Standard | Standard | Standard | Standard | Standard | Standard | Standard | Standard | Standard | Standard | Standard | Standard | Standard | Standard | Standard | Standard | Standard | Standard | 0 | 0 | 0 | 0 | 0 | 0 | 0 | 0 | 0 | 0 | 0 | 0 | 0 | 0 | 0 | 0 | 0 | 0 | 0 | 0 | 0 | 0 | 0 | 0 | 0 | 0 | 0 | 0 | 0 | 0 | 0 | 0 | 0 | 0 | 0 | 0 | 0 | 0 | 0 | 0 | 0 | 0 | 0 | 0 | 0 | 0 | 0 | 0 | 0 | 0 | 0 | 0 | 0 | 0 | 0 | 0 | 0 | 0 | 0 | 0 | 0 | 0 | 0 | 0 | 0 | 0 | 0 | 0 | 0 | 0 | 0 | 0 | 0 | 0 | 0 | 0 | 0 | 0 | 0 | 0 | 0 | 0 | 0 | 0 | 0 | 0 | 0 | 0 | 0 | 0 | 0 | 0 | 0 | 0 | 0 | 0 | 0 | 0 | 0 | 0 | 0 | 0 | 0 | 0 | 0 | 0 | 0 | 0 | 0 | 0 | 0 | 0 | High-Efficiency | High-Efficiency | High-Efficiency | High-Efficiency | High-Efficiency | High-Efficiency | High-Efficiency | High-Efficiency | High-Efficiency | High-Efficiency | High-Efficiency | High-Efficiency | High-Efficiency | High-Efficiency | High-Efficiency | High-Efficiency | High-Efficiency | High-Efficiency | High-Efficiency | High-Efficiency | High-Efficiency | High-Efficiency | High-Efficiency | High-Efficiency | High-Efficiency | High-Efficiency | High-Efficiency | High-Efficiency | 11355.6877 | 11355.6877 | 11355.6877 | 11355.6877 | 11355.6877 | 11355.6877 | 11355.6877 | 11355.6877 | 11355.6877 | 11355.6877 | 11355.6877 | 11355.6877 | 11355.6877 | 11355.6877 | 11355.6877 | 11355.6877 | 11355.6877 | 11355.6877 | 11355.6877 | 11355.6877 | 11355.6877 | 11355.6877 | 11355.6877 | 11355.6877 | 11355.6877 | 11355.6877 | 11355.6877 | 11355.6877 | 325.5686 | 325.5686 | 325.5686 | 325.5686 | 325.5686 | 325.5686 | 325.5686 | 325.5686 | 325.5686 | 325.5686 | 325.5686 | 325.5686 | 325.5686 | 325.5686 | 325.5686 | 325.5686 | 325.5686 | 325.5686 | 325.5686 | 325.5686 | 325.5686 | 325.5686 | 325.5686 | 325.5686 | 325.5686 | 325.5686 | 325.5686 | 325.5686 | 0 | 0 | 0 | 0 | 0 | 0 | 0 | 0 | 0 | 0 | 0 | 0 | 0 | 0 | 0 | 0 | 0 | 0 | 0 | 0 | 0 | 0 | 0 | 0 | 0 | 0 | 0 | 0 | 0 | 0 | 0 | 0 | 0 | 0 | 0 | 0 | 0 | 0 | 0 | 0 | 0 | 0 | 0 | 0 | 0 | 0 | 0 | 0 | 0 | 0 | 0 | 0 | 0 | 0 | 0 | 0 | 0 | 0 | 0 | 0 | 0 | 0 | 0 | 0 | 0 | 0 | 0 | 0 | 0 | 0 | 0 | 0 | 0 | 0 | 0 | 0 | 0 | 0 | 0 | 0 | 0 | 0 | 0 | 0 | 0 | 0 | 0 | 0 | 0 | 0 | 0 | 0 | 0 | 0 | 0 | 0 | 0 | 0 | 0 | 0 | 0 | 0 | 0 | 0 | 0 | 0 | 0 | 0 | 0 | 0 | 0 | 0 | ENERGY STAR (1.2) | ENERGY STAR (1.2) | ENERGY STAR (1.2) | ENERGY STAR (1.2) | ENERGY STAR (1.2) | ENERGY STAR (1.2) | ENERGY STAR (1.2) | ENERGY STAR (1.2) | ENERGY STAR (1.2) | ENERGY STAR (1.2) | ENERGY STAR (1.2) | ENERGY STAR (1.2) | ENERGY STAR (1.2) | ENERGY STAR (1.2) | ENERGY STAR (1.2) | ENERGY STAR (1.2) | ENERGY STAR (1.2) | ENERGY STAR (1.2) | ENERGY STAR (1.2) | ENERGY STAR (1.2) | ENERGY STAR (1.2) | ENERGY STAR (1.2) | ENERGY STAR (1.2) | ENERGY STAR (1.2) | ENERGY STAR (1.2) | ENERGY STAR (1.2) | ENERGY STAR (1.2) | ENERGY STAR (1.2) | 7997.8623 | 7997.8623 | 7997.8623 | 7997.8623 | 7997.8623 | 7997.8623 | 7997.8623 | 7997.8623 | 7997.8623 | 7997.8623 | 7997.8623 | 7997.8623 | 7997.8623 | 7997.8623 | 7997.8623 | 7997.8623 | 7997.8623 | 7997.8623 | 7997.8623 | 7997.8623 | 7997.8623 | 7997.8623 | 7997.8623 | 7997.8623 | 7997.8623 | 7997.8623 | 7997.8623 | 7997.8623 | 165.0642 | 165.0642 | 165.0642 | 165.0642 | 165.0642 | 165.0642 | 165.0642 | 165.0642 | 165.0642 | 165.0642 | 165.0642 | 165.0642 | 165.0642 | 165.0642 | 165.0642 | 165.0642 | 165.0642 | 165.0642 | 165.0642 | 165.0642 | 165.0642 | 165.0642 | 165.0642 | 165.0642 | 165.0642 | 165.0642 | 165.0642 | 165.0642 | 0 | 0 | 0 | 0 | 0 | 0 | 0 | 0 | 0 | 0 | 0 | 0 | 0 | 0 | 0 | 0 | 0 | 0 | 0 | 0 | 0 | 0 | 0 | 0 | 0 | 0 | 0 | 0 | 0 | 0 | 0 | 0 | 0 | 0 | 0 | 0 | 0 | 0 | 0 | 0 | 0 | 0 | 0 | 0 | 0 | 0 | 0 | 0 | 0 | 0 | 0 | 0 | 0 | 0 | 0 | 0 | 0 | 0 | 0 | 0 | 0 | 0 | 0 | 0 | 0 | 0 | 0 | 0 | 0 | 0 | 0 | 0 | 0 | 0 | 0 | 0 | 0 | 0 | 0 | 0 | 0 | 0 | 0 | 0 | 0 | 0
Griddle_Miscellaneous_Existing_ENERGY STAR (1.2) | Griddle_Miscellaneous_Existing | Griddle_Miscellaneous_Commercial_Existing_Standard_ENERGY STAR (1.2) | Commercial | Miscellaneous | Existing | Food Preparation | Natural Gas | Griddle | EQ | Standard | 10 | 6 | 8 | 162.921 | 0 | 0 | 0.041886 | 1 | LO3Slow | 0.996 | n/a | A | WCE234 | 0.0923831095292024 | 0.05542986571752143 | 1 units | 0.0321 | 5543.5450134748535 | 5543.545 | 776.3735975945625 | 776.3736 | RTF Wkbk - ComCookingGriddle_v3_1 | RTF Wkbk - ComCookingGriddle_v3_1 ¦ AEG Adjusted, Weighted by ENERGY STAR QPL | RTF Wkbk - ComCookingGriddle_v3_1 ¦ AEG Adjusted, Weighted by ENERGY STAR QPL | 0 | 0 | 7994.7656 | Standard | Standard | Standard | Standard | Standard | Standard | Standard | Standard | Standard | Standard | Standard | Standard | Standard | Standard | Standard | Standard | Standard | Standard | Standard | Standard | Standard | Standard | Standard | Standard | Standard | Standard | Standard | Standard | 0 | 0 | 0 | 1204.8974 | 1355.1184 | 1475.2951 | 1571.4366 | 1648.3497 | 1475.1599 | 1383.5522 | 1347.8212 | 144.3833 | 19.3652 | 143.6807 | 114.9446 | 45.0116 | 195.6191 | 254.1389 | 257.3907 | 229.9479 | 167.2938 | 0 | 0 | 0 | 0 | 30.9902 | 63.2487 | 65.7252 | 0 | 0 | 0 | 1204.8974 | 2560.0157 | 4035.3109 | 5606.7474 | 7255.0971 | 8730.2571 | 10113.8093 | 11220.651 | 12106.1244 | 12814.5031 | 13586.3078 | 14265.2821 | 14541.8293 | 14763.067 | 14940.0572 | 15081.6494 | 15194.9231 | 15285.5421 | 15358.0373 | 15416.0334 | 15462.4303 | 15499.5479 | 15529.2419 | 15552.9971 | 15572.0013 | 0 | 0 | 0 | 4.073984012437546 | 4.581909291910279 | 4.988249515488466 | 5.313321694351014 | 5.573379437441055 | 4.98779238273694 | 4.678049388808878 | 4.557236313534612 | 0.48818689677219795 | 0.06547733855520946 | 0.4858114426609004 | 0.38864915412872075 | 0.15219267346774568 | 0.6614247482139755 | 0.8592912302284579 | 0.8702860847929488 | 0.7774969125499968 | 0.5656516857038217 | 0 | 0 | 0 | 0 | 0.10478356149738698 | 0.21385572074292938 | 0.22222926606871748 | 0 | 0 | 0 | 4.073984012437546 | 8.655893304347824 | 13.64414281983629 | 18.957464514187304 | 24.530843951628356 | 29.518636334365294 | 34.19668572317417 | 38.753922036708786 | 39.242108933480985 | 39.30758627203619 | 39.793397714697086 | 40.18204686882581 | 40.33423954229355 | 40.99566429050753 | 41.854955520735984 | 42.725241605528936 | 43.502738518078935 | 44.068390203782755 | 44.068390203782755 | 44.068390203782755 | 44.068390203782755 | 44.068390203782755 | 44.17317376528014 | 44.387029486023074 | 44.60925875209179 | High-Efficiency | High-Efficiency | High-Efficiency | High-Efficiency | High-Efficiency | High-Efficiency | High-Efficiency | High-Efficiency | High-Efficiency | High-Efficiency | High-Efficiency | High-Efficiency | High-Efficiency | High-Efficiency | High-Efficiency | High-Efficiency | High-Efficiency | High-Efficiency | High-Efficiency | High-Efficiency | High-Efficiency | High-Efficiency | High-Efficiency | High-Efficiency | High-Efficiency | High-Efficiency | High-Efficiency | High-Efficiency | 11352.1017 | 11352.1017 | 11352.1017 | 11352.1017 | 11352.1017 | 11352.1017 | 11352.1017 | 11352.1017 | 11352.1017 | 11352.1017 | 11352.1017 | 11352.1017 | 11352.1017 | 11352.1017 | 11352.1017 | 11352.1017 | 11352.1017 | 11352.1017 | 11352.1017 | 11352.1017 | 11352.1017 | 11352.1017 | 11352.1017 | 11352.1017 | 11352.1017 | 11352.1017 | 11352.1017 | 11352.1017 | 325.842 | 325.842 | 325.842 | 325.842 | 325.842 | 325.842 | 325.842 | 325.842 | 325.842 | 325.842 | 325.842 | 325.842 | 325.842 | 325.842 | 325.842 | 325.842 | 325.842 | 325.842 | 325.842 | 325.842 | 325.842 | 325.842 | 325.842 | 325.842 | 325.842 | 325.842 | 325.842 | 325.842 | 0 | 0 | 0 | 0 | 0 | 0 | 0 | 0 | 0 | 0 | 0 | 0 | 0 | 0 | 0 | 0 | 0 | 0 | 0 | 0 | 0 | 0 | 0 | 0 | 0 | 0 | 0 | 0 | 0 | 0 | 0 | 0 | 0 | 0 | 0 | 0 | 0 | 0 | 0 | 0 | 0 | 0 | 0 | 0 | 0 | 7.276e-12 | 0 | 0 | 0 | 0 | 0 | 7.276e-12 | 7.276e-12 | 7.276e-12 | 7.276e-12 | 7.276e-12 | 0 | 0 | 0 | 0 | 0 | 0 | 0 | 0 | 0 | 7.502783362769318E-16 | 1.1254175044153978E-15 | 0 | 0 | 0 | 0 | 0 | 0 | 5.001855575179545E-16 | 0 | 0 | 0 | 0 | 0 | 0 | 0 | 0 | 0 | 0 | 0 | 0 | 0 | 0 | 0 | 0 | 0 | 0 | 0 | 7.502783362769318E-16 | 1.8756958406923296E-15 | 1.8756958406923296E-15 | 1.8756958406923296E-15 | 1.8756958406923296E-15 | 1.8756958406923296E-15 | 1.8756958406923296E-15 | 1.8756958406923296E-15 | 2.375881398210284E-15 | 2.375881398210284E-15 | 2.375881398210284E-15 | 2.375881398210284E-15 | 2.375881398210284E-15 | 2.375881398210284E-15 | 2.375881398210284E-15 | 2.375881398210284E-15 | 2.375881398210284E-15 | 2.375881398210284E-15 | 2.375881398210284E-15 | ENERGY STAR (1.2) | ENERGY STAR (1.2) | ENERGY STAR (1.2) | ENERGY STAR (1.2) | ENERGY STAR (1.2) | ENERGY STAR (1.2) | ENERGY STAR (1.2) | ENERGY STAR (1.2) | ENERGY STAR (1.2) | ENERGY STAR (1.2) | ENERGY STAR (1.2) | ENERGY STAR (1.2) | ENERGY STAR (1.2) | ENERGY STAR (1.2) | ENERGY STAR (1.2) | ENERGY STAR (1.2) | ENERGY STAR (1.2) | ENERGY STAR (1.2) | ENERGY STAR (1.2) | ENERGY STAR (1.2) | ENERGY STAR (1.2) | ENERGY STAR (1.2) | ENERGY STAR (1.2) | ENERGY STAR (1.2) | ENERGY STAR (1.2) | ENERGY STAR (1.2) | ENERGY STAR (1.2) | ENERGY STAR (1.2) | 7994.7656 | 7994.7656 | 7994.7656 | 7994.7656 | 7994.7656 | 7994.7656 | 7994.7656 | 7994.7656 | 7994.7656 | 7994.7656 | 7994.7656 | 7994.7656 | 7994.7656 | 7994.7656 | 7994.7656 | 7994.7656 | 7994.7656 | 7994.7656 | 7994.7656 | 7994.7656 | 7994.7656 | 7994.7656 | 7994.7656 | 7994.7656 | 7994.7656 | 7994.7656 | 7994.7656 | 7994.7656 | 162.921 | 162.921 | 162.921 | 162.921 | 162.921 | 162.921 | 162.921 | 162.921 | 162.921 | 162.921 | 162.921 | 162.921 | 162.921 | 162.921 | 162.921 | 162.921 | 162.921 | 162.921 | 162.921 | 162.921 | 162.921 | 162.921 | 162.921 | 162.921 | 162.921 | 162.921 | 162.921 | 162.921 | 0 | 0 | 0 | 5.6657 | 16.3884 | 39.6511 | 82.8884 | 153.2792 | 220.2842 | 305.812 | 410.6672 | 527.0039 | 650.0591 | 881.4748 | 1000.6621 | 1037.3579 | 1033.2118 | 979.7277 | 888.3952 | 770.956 | 622.1617 | 381.2924 | 242.7775 | 159.0443 | 110.2723 | 132.8394 | 119.1291 | 94.5851 | 0 | 0 | 0 | 5.6657 | 22.0542 | 61.7052 | 144.5937 | 297.8728 | 518.157 | 823.969 | 1233.503 | 1761.9884 | 2417.1584 | 3312.6845 | 4345.0995 | 5449.286 | 6569.6482 | 7660.4493 | 8685.8525 | 9618.8087 | 10409.0923 | 11073.7194 | 11624.1999 | 12070.5218 | 12419.4256 | 12699.338 | 12903.4525 | 13044.6077 | 0 | 0 | 0 | 0.019157 | 0.055412 | 0.13406772212613313 | 0.2802613358308543 | 0.5182655676504873 | 0.744822203092777 | 1.034007660278194 | 1.3885427574874987 | 1.781898934291145 | 2.1979715832363684 | 2.98043172080114 | 3.383426355232433 | 3.5075017086277374 | 3.4934828491457277 | 3.3126430397191107 | 3.0038309106750853 | 2.6067468305560926 | 2.1036454975103083 | 1.289221163509531 | 0.8208761494162666 | 0.5377584840569227 | 0.37285143279389943 | 0.44915485345720885 | 0.4027977330473347 | 0.31980990008617965 | 0 | 0
Griddle_Miscellaneous_New_ENERGY STAR (1.2) | Griddle_Miscellaneous_New | Griddle_Miscellaneous_Commercial_New_Standard_ENERGY STAR (1.2) | Commercial | Miscellaneous | New | Food Preparation | Natural Gas | Griddle | EQ | Standard | 10 | 6 | 8 | 162.921 | 0 | 0 | 0.041886 | 1 | LO3Slow | 0.996 | n/a | A | WCE248 | 0.0923831095292024 | 0.05542986571752143 | 1 units | 0.0321 | 5543.5450134748535 | 5543.545 | 776.3735975945625 | 776.3736 | RTF Wkbk - ComCookingGriddle_v3_1 | RTF Wkbk - ComCookingGriddle_v3_1 ¦ AEG Adjusted, Weighted by ENERGY STAR QPL | RTF Wkbk - ComCookingGriddle_v3_1 ¦ AEG Adjusted, Weighted by ENERGY STAR QPL | 0 | 0 | 7994.7656 | Standard | Standard | Standard | Standard | Standard | Standard | Standard | Standard | Standard | Standard | Standard | Standard | Standard | Standard | Standard | Standard | Standard | Standard | Standard | Standard | Standard | Standard | Standard | Standard | Standard | Standard | Standard | Standard | 0 | 0 | 0 | 0 | 0 | 0 | 0 | 0 | 0 | 0 | 0 | 0 | 0 | 0 | 0 | 0 | 0 | 0 | 0 | 0 | 0 | 0 | 0 | 0 | 0 | 0 | 0 | 0 | 0 | 0 | 0 | 0 | 0 | 0 | 0 | 0 | 0 | 0 | 0 | 0 | 0 | 0 | 0 | 0 | 0 | 0 | 0 | 0 | 0 | 0 | 0 | 0 | 0 | 0 | 0 | 0 | 0 | 0 | 0 | 0 | 0 | 0 | 0 | 0 | 0 | 0 | 0 | 0 | 0 | 0 | 0 | 0 | 0 | 0 | 0 | 0 | 0 | 0 | 0 | 0 | 0 | 0 | 0 | 0 | 0 | 0 | 0 | 0 | 0 | 0 | 0 | 0 | 0 | 0 | 0 | 0 | 0 | 0 | 0 | 0 | 0 | 0 | 0 | 0 | 0 | 0 | 0 | 0 | 0 | 0 | 0 | 0 | High-Efficiency | High-Efficiency | High-Efficiency | High-Efficiency | High-Efficiency | High-Efficiency | High-Efficiency | High-Efficiency | High-Efficiency | High-Efficiency | High-Efficiency | High-Efficiency | High-Efficiency | High-Efficiency | High-Efficiency | High-Efficiency | High-Efficiency | High-Efficiency | High-Efficiency | High-Efficiency | High-Efficiency | High-Efficiency | High-Efficiency | High-Efficiency | High-Efficiency | High-Efficiency | High-Efficiency | High-Efficiency | 11352.1017 | 11352.1017 | 11352.1017 | 11352.1017 | 11352.1017 | 11352.1017 | 11352.1017 | 11352.1017 | 11352.1017 | 11352.1017 | 11352.1017 | 11352.1017 | 11352.1017 | 11352.1017 | 11352.1017 | 11352.1017 | 11352.1017 | 11352.1017 | 11352.1017 | 11352.1017 | 11352.1017 | 11352.1017 | 11352.1017 | 11352.1017 | 11352.1017 | 11352.1017 | 11352.1017 | 11352.1017 | 325.842 | 325.842 | 325.842 | 325.842 | 325.842 | 325.842 | 325.842 | 325.842 | 325.842 | 325.842 | 325.842 | 325.842 | 325.842 | 325.842 | 325.842 | 325.842 | 325.842 | 325.842 | 325.842 | 325.842 | 325.842 | 325.842 | 325.842 | 325.842 | 325.842 | 325.842 | 325.842 | 325.842 | 0 | 0 | 0 | 0 | 0 | 0 | 0 | 0 | 0 | 0 | 0 | 0 | 0 | 0 | 0 | 0 | 0 | 0 | 0 | 0 | 0 | 0 | 0 | 0 | 0 | 0 | 0 | 0 | 0 | 0 | 0 | 0 | 0 | 0 | 0 | 0 | 0 | 0 | 0 | 0 | 0 | 0 | 0 | 0 | 0 | 0 | 0 | 0 | 0 | 0 | 0 | 0 | 0 | 0 | 0 | 0 | 0 | 0 | 0 | 0 | 0 | 0 | 0 | 0 | 0 | 0 | 0 | 0 | 0 | 0 | 0 | 0 | 0 | 0 | 0 | 0 | 0 | 0 | 0 | 0 | 0 | 0 | 0 | 0 | 0 | 0 | 0 | 0 | 0 | 0 | 0 | 0 | 0 | 0 | 0 | 0 | 0 | 0 | 0 | 0 | 0 | 0 | 0 | 0 | 0 | 0 | 0 | 0 | 0 | 0 | 0 | 0 | ENERGY STAR (1.2) | ENERGY STAR (1.2) | ENERGY STAR (1.2) | ENERGY STAR (1.2) | ENERGY STAR (1.2) | ENERGY STAR (1.2) | ENERGY STAR (1.2) | ENERGY STAR (1.2) | ENERGY STAR (1.2) | ENERGY STAR (1.2) | ENERGY STAR (1.2) | ENERGY STAR (1.2) | ENERGY STAR (1.2) | ENERGY STAR (1.2) | ENERGY STAR (1.2) | ENERGY STAR (1.2) | ENERGY STAR (1.2) | ENERGY STAR (1.2) | ENERGY STAR (1.2) | ENERGY STAR (1.2) | ENERGY STAR (1.2) | ENERGY STAR (1.2) | ENERGY STAR (1.2) | ENERGY STAR (1.2) | ENERGY STAR (1.2) | ENERGY STAR (1.2) | ENERGY STAR (1.2) | ENERGY STAR (1.2) | 7994.7656 | 7994.7656 | 7994.7656 | 7994.7656 | 7994.7656 | 7994.7656 | 7994.7656 | 7994.7656 | 7994.7656 | 7994.7656 | 7994.7656 | 7994.7656 | 7994.7656 | 7994.7656 | 7994.7656 | 7994.7656 | 7994.7656 | 7994.7656 | 7994.7656 | 7994.7656 | 7994.7656 | 7994.7656 | 7994.7656 | 7994.7656 | 7994.7656 | 7994.7656 | 7994.7656 | 7994.7656 | 162.921 | 162.921 | 162.921 | 162.921 | 162.921 | 162.921 | 162.921 | 162.921 | 162.921 | 162.921 | 162.921 | 162.921 | 162.921 | 162.921 | 162.921 | 162.921 | 162.921 | 162.921 | 162.921 | 162.921 | 162.921 | 162.921 | 162.921 | 162.921 | 162.921 | 162.921 | 162.921 | 162.921 | 0 | 0 | 0 | 0 | 0 | 0 | 0 | 0 | 0 | 0 | 0 | 0 | 0 | 0 | 0 | 0 | 0 | 0 | 0 | 0 | 0 | 0 | 0 | 0 | 0 | 0 | 0 | 0 | 0 | 0 | 0 | 0 | 0 | 0 | 0 | 0 | 0 | 0 | 0 | 0 | 0 | 0 | 0 | 0 | 0 | 0 | 0 | 0 | 0 | 0 | 0 | 0 | 0 | 0 | 0 | 0 | 0 | 0 | 0 | 0 | 0 | 0 | 0 | 0 | 0 | 0 | 0 | 0 | 0 | 0 | 0 | 0 | 0 | 0 | 0 | 0 | 0 | 0 | 0 | 0 | 0 | 0 | 0 | 0 | 0 | 0
Griddle_Office_Existing_ENERGY STAR (1.2) | Griddle_Office_Existing | Griddle_Office_Commercial_Existing_Standard_ENERGY STAR (1.2) | Commercial | Office | Existing | Food Preparation | Natural Gas | Griddle | EQ | Standard | 10 | 6 | 8 | 162.5242 | 0 | 0 | 0.022359 | 1 | LO3Slow | 0.996 | n/a | A | WCE10 | 0.0923831095292024 | 0.05542986571752143 | 1 units | 0.0321 | 5543.545013474854 | 5543.545 | 776.3735975945629 | 776.3736 | RTF Wkbk - ComCookingGriddle_v3_1 | RTF Wkbk - ComCookingGriddle_v3_1 ¦ AEG Adjusted, Weighted by ENERGY STAR QPL | RTF Wkbk - ComCookingGriddle_v3_1 ¦ AEG Adjusted, Weighted by ENERGY STAR QPL | 0 | 0 | 7997.545 | Standard | Standard | Standard | Standard | Standard | Standard | Standard | Standard | Standard | Standard | Standard | Standard | Standard | Standard | Standard | Standard | Standard | Standard | Standard | Standard | Standard | Standard | Standard | Standard | Standard | Standard | Standard | Standard | 0 | 0 | 0 | 559.6851 | 629.4641 | 685.2872 | 729.9457 | 765.6725 | 685.2244 | 642.6718 | 626.0745 | 67.0673 | 8.9953 | 66.7409 | 53.3927 | 20.9083 | 90.8667 | 118.0497 | 119.5602 | 106.8128 | 77.7094 | 0 | 0 | 0 | 0 | 14.3952 | 29.3796 | 30.5299 | 0 | 0 | 0 | 559.6851 | 1189.1492 | 1874.4364 | 2604.3821 | 3370.0546 | 4055.279 | 4697.9508 | 5212.0882 | 5623.3982 | 5952.4462 | 6310.956 | 6626.3454 | 6754.8039 | 6857.5707 | 6939.7842 | 7005.5549 | 7058.1716 | 7100.2649 | 7133.9395 | 7160.8792 | 7182.431 | 7199.6724 | 7213.4655 | 7224.5 | 7233.3276 | 0 | 0 | 0 | 1.8924003708939345 | 2.128336001550841 | 2.3170845060763656 | 2.4680833096967856 | 2.5888823525931213 | 2.3168721640087746 | 2.17299389772158 | 2.116875192356051 | 0.22676698330107453 | 0.030414783020439495 | 0.22566356457691142 | 0.18053085166152982 | 0.0706947967489407 | 0.3072374449721149 | 0.39914811590468036 | 0.40425531976023116 | 0.3611539567132896 | 0.26275003940975916 | 0 | 0 | 0 | 0 | 0.0486728593032954 | 0.09933780889080408 | 0.10322739221558924 | 0 | 0 | 0 | 1.8924003708939345 | 4.020736372444775 | 6.33782087852114 | 8.805904188217927 | 11.394786540811047 | 13.711658704819822 | 15.8846526025414 | 18.001527794897452 | 18.228294778198528 | 18.258709561218964 | 18.484373125795877 | 18.664903977457406 | 18.73559877420635 | 19.04283621917846 | 19.44198433508314 | 19.846239654843377 | 20.207393611556665 | 20.470143650966424 | 20.470143650966424 | 20.470143650966424 | 20.470143650966424 | 20.470143650966424 | 20.518816510269723 | 20.618154319160524 | 20.721381711376118 | High-Efficiency | High-Efficiency | High-Efficiency | High-Efficiency | High-Efficiency | High-Efficiency | High-Efficiency | High-Efficiency | High-Efficiency | High-Efficiency | High-Efficiency | High-Efficiency | High-Efficiency | High-Efficiency | High-Efficiency | High-Efficiency | High-Efficiency | High-Efficiency | High-Efficiency | High-Efficiency | High-Efficiency | High-Efficiency | High-Efficiency | High-Efficiency | High-Efficiency | High-Efficiency | High-Efficiency | High-Efficiency | 11356.3785 | 11356.3785 | 11356.3785 | 11356.3785 | 11356.3785 | 11356.3785 | 11356.3785 | 11356.3785 | 11356.3785 | 11356.3785 | 11356.3785 | 11356.3785 | 11356.3785 | 11356.3785 | 11356.3785 | 11356.3785 | 11356.3785 | 11356.3785 | 11356.3785 | 11356.3785 | 11356.3785 | 11356.3785 | 11356.3785 | 11356.3785 | 11356.3785 | 11356.3785 | 11356.3785 | 11356.3785 | 325.0484 | 325.0484 | 325.0484 | 325.0484 | 325.0484 | 325.0484 | 325.0484 | 325.0484 | 325.0484 | 325.0484 | 325.0484 | 325.0484 | 325.0484 | 325.0484 | 325.0484 | 325.0484 | 325.0484 | 325.0484 | 325.0484 | 325.0484 | 325.0484 | 325.0484 | 325.0484 | 325.0484 | 325.0484 | 325.0484 | 325.0484 | 325.0484 | 0 | 0 | 0 | 0 | 0 | 0 | 0 | 0 | 0 | 0 | 0 | 0 | 0 | 0 | 0 | 0 | 0 | 0 | 0 | 0 | 0 | 0 | 0 | 0 | 0 | 0 | 0 | 0 | 0 | 0 | 0 | 0 | 0 | 0 | 0 | 0 | 0 | 0 | 0 | 0 | 0 | 0 | 0 | -3.638e-12 | 0 | 3.638e-12 | 7.276e-12 | 0 | 0 | 0 | -7.276e-12 | 0 | 0 | 3.638e-12 | 0 | 0 | 0 | 0 | 0 | 0 | 0 | 0 | 0 | 0 | 0 | 0 | 5.372214802497533E-16 | 0 | 0 | 0 | 0 | 4.83499332224778E-16 | 4.83499332224778E-16 | 5.909436282747286E-16 | 0 | 0 | 4.83499332224778E-16 | 0 | 0 | 0 | 0 | 0 | 0 | 0 | 0 | 0 | 0 | 0 | 0 | 0 | 0 | 0 | 0 | 0 | 5.372214802497533E-16 | 5.372214802497533E-16 | 5.372214802497533E-16 | 5.372214802497533E-16 | 5.372214802497533E-16 | 1.0207208124745312E-15 | 1.5042201446993093E-15 | 2.095163772974038E-15 | 2.095163772974038E-15 | 2.095163772974038E-15 | 2.578663105198816E-15 | 2.578663105198816E-15 | 2.578663105198816E-15 | 2.578663105198816E-15 | 2.578663105198816E-15 | 2.578663105198816E-15 | 2.578663105198816E-15 | 2.578663105198816E-15 | ENERGY STAR (1.2) | ENERGY STAR (1.2) | ENERGY STAR (1.2) | ENERGY STAR (1.2) | ENERGY STAR (1.2) | ENERGY STAR (1.2) | ENERGY STAR (1.2) | ENERGY STAR (1.2) | ENERGY STAR (1.2) | ENERGY STAR (1.2) | ENERGY STAR (1.2) | ENERGY STAR (1.2) | ENERGY STAR (1.2) | ENERGY STAR (1.2) | ENERGY STAR (1.2) | ENERGY STAR (1.2) | ENERGY STAR (1.2) | ENERGY STAR (1.2) | ENERGY STAR (1.2) | ENERGY STAR (1.2) | ENERGY STAR (1.2) | ENERGY STAR (1.2) | ENERGY STAR (1.2) | ENERGY STAR (1.2) | ENERGY STAR (1.2) | ENERGY STAR (1.2) | ENERGY STAR (1.2) | ENERGY STAR (1.2) | 7997.545 | 7997.545 | 7997.545 | 7997.545 | 7997.545 | 7997.545 | 7997.545 | 7997.545 | 7997.545 | 7997.545 | 7997.545 | 7997.545 | 7997.545 | 7997.545 | 7997.545 | 7997.545 | 7997.545 | 7997.545 | 7997.545 | 7997.545 | 7997.545 | 7997.545 | 7997.545 | 7997.545 | 7997.545 | 7997.545 | 7997.545 | 7997.545 | 162.5242 | 162.5242 | 162.5242 | 162.5242 | 162.5242 | 162.5242 | 162.5242 | 162.5242 | 162.5242 | 162.5242 | 162.5242 | 162.5242 | 162.5242 | 162.5242 | 162.5242 | 162.5242 | 162.5242 | 162.5242 | 162.5242 | 162.5242 | 162.5242 | 162.5242 | 162.5242 | 162.5242 | 162.5242 | 162.5242 | 162.5242 | 162.5242 | 0 | 0 | 0 | 2.6318 | 7.6126 | 18.4183 | 38.5024 | 71.1995 | 102.3239 | 142.0523 | 190.7584 | 244.7978 | 301.958 | 409.4526 | 464.8161 | 481.8616 | 479.9357 | 455.0919 | 412.6672 | 358.1156 | 288.9994 | 177.1136 | 112.7722 | 73.8774 | 51.2224 | 61.705 | 55.3365 | 43.9356 | 0 | 0 | 0 | 2.6318 | 10.2443 | 28.6626 | 67.165 | 138.3645 | 240.6884 | 382.7406 | 572.9727 | 818.4587 | 1122.7907 | 1538.7703 | 2018.3358 | 2531.2399 | 3051.6577 | 3558.3441 | 4034.6527 | 4468.0188 | 4835.1123 | 5143.8372 | 5399.5401 | 5606.8605 | 5768.9292 | 5898.951 | 5993.7639 | 6059.3317 | 0 | 0 | 0 | 0.0088985 | 0.02574 | 0.06227560204012673 | 0.13018378428937655 | 0.24073878283496886 | 0.3459762750859387 | 0.4803053899681011 | 0.6449899708121918 | 0.8277072747103136 | 1.020976573946385 | 1.3844359910714272 | 1.5716304408625414 | 1.6292645022793877 | 1.6227526223107194 | 1.5387509862251216 | 1.395305114627358 | 1.2108561677981204 | 0.9771613014593024 | 0.5988542420739681 | 0.38130398275271643 | 0.2497934090005923 | 0.17319267516843878 | 0.20863626579689915 | 0.18710298741647216 | 0.14855443018209866 | 0 | 0
Griddle_Office_New_ENERGY STAR (1.2) | Griddle_Office_New | Griddle_Office_Commercial_New_Standard_ENERGY STAR (1.2) | Commercial | Office | New | Food Preparation | Natural Gas | Griddle | EQ | Standard | 10 | 6 | 8 | 162.5242 | 0 | 0 | 0.022359 | 1 | LO3Slow | 0.996 | n/a | A | WCE24 | 0.0923831095292024 | 0.05542986571752143 | 1 units | 0.0321 | 5543.545013474854 | 5543.545 | 776.3735975945629 | 776.3736 | RTF Wkbk - ComCookingGriddle_v3_1 | RTF Wkbk - ComCookingGriddle_v3_1 ¦ AEG Adjusted, Weighted by ENERGY STAR QPL | RTF Wkbk - ComCookingGriddle_v3_1 ¦ AEG Adjusted, Weighted by ENERGY STAR QPL | 0 | 0 | 7997.545 | Standard | Standard | Standard | Standard | Standard | Standard | Standard | Standard | Standard | Standard | Standard | Standard | Standard | Standard | Standard | Standard | Standard | Standard | Standard | Standard | Standard | Standard | Standard | Standard | Standard | Standard | Standard | Standard | 0 | 0 | 0 | 0 | 0 | 0 | 0 | 0 | 0 | 0 | 0 | 0 | 0 | 0 | 0 | 0 | 0 | 0 | 0 | 0 | 0 | 0 | 0 | 0 | 0 | 0 | 0 | 0 | 0 | 0 | 0 | 0 | 0 | 0 | 0 | 0 | 0 | 0 | 0 | 0 | 0 | 0 | 0 | 0 | 0 | 0 | 0 | 0 | 0 | 0 | 0 | 0 | 0 | 0 | 0 | 0 | 0 | 0 | 0 | 0 | 0 | 0 | 0 | 0 | 0 | 0 | 0 | 0 | 0 | 0 | 0 | 0 | 0 | 0 | 0 | 0 | 0 | 0 | 0 | 0 | 0 | 0 | 0 | 0 | 0 | 0 | 0 | 0 | 0 | 0 | 0 | 0 | 0 | 0 | 0 | 0 | 0 | 0 | 0 | 0 | 0 | 0 | 0 | 0 | 0 | 0 | 0 | 0 | 0 | 0 | 0 | 0 | High-Efficiency | High-Efficiency | High-Efficiency | High-Efficiency | High-Efficiency | High-Efficiency | High-Efficiency | High-Efficiency | High-Efficiency | High-Efficiency | High-Efficiency | High-Efficiency | High-Efficiency | High-Efficiency | High-Efficiency | High-Efficiency | High-Efficiency | High-Efficiency | High-Efficiency | High-Efficiency | High-Efficiency | High-Efficiency | High-Efficiency | High-Efficiency | High-Efficiency | High-Efficiency | High-Efficiency | High-Efficiency | 11356.3785 | 11356.3785 | 11356.3785 | 11356.3785 | 11356.3785 | 11356.3785 | 11356.3785 | 11356.3785 | 11356.3785 | 11356.3785 | 11356.3785 | 11356.3785 | 11356.3785 | 11356.3785 | 11356.3785 | 11356.3785 | 11356.3785 | 11356.3785 | 11356.3785 | 11356.3785 | 11356.3785 | 11356.3785 | 11356.3785 | 11356.3785 | 11356.3785 | 11356.3785 | 11356.3785 | 11356.3785 | 325.0484 | 325.0484 | 325.0484 | 325.0484 | 325.0484 | 325.0484 | 325.0484 | 325.0484 | 325.0484 | 325.0484 | 325.0484 | 325.0484 | 325.0484 | 325.0484 | 325.0484 | 325.0484 | 325.0484 | 325.0484 | 325.0484 | 325.0484 | 325.0484 | 325.0484 | 325.0484 | 325.0484 | 325.0484 | 325.0484 | 325.0484 | 325.0484 | 0 | 0 | 0 | 0 | 0 | 0 | 0 | 0 | 0 | 0 | 0 | 0 | 0 | 0 | 0 | 0 | 0 | 0 | 0 | 0 | 0 | 0 | 0 | 0 | 0 | 0 | 0 | 0 | 0 | 0 | 0 | 0 | 0 | 0 | 0 | 0 | 0 | 0 | 0 | 0 | 0 | 0 | 0 | 0 | 0 | 0 | 0 | 0 | 0 | 0 | 0 | 0 | 0 | 0 | 0 | 0 | 0 | 0 | 0 | 0 | 0 | 0 | 0 | 0 | 0 | 0 | 0 | 0 | 0 | 0 | 0 | 0 | 0 | 0 | 0 | 0 | 0 | 0 | 0 | 0 | 0 | 0 | 0 | 0 | 0 | 0 | 0 | 0 | 0 | 0 | 0 | 0 | 0 | 0 | 0 | 0 | 0 | 0 | 0 | 0 | 0 | 0 | 0 | 0 | 0 | 0 | 0 | 0 | 0 | 0 | 0 | 0 | ENERGY STAR (1.2) | ENERGY STAR (1.2) | ENERGY STAR (1.2) | ENERGY STAR (1.2) | ENERGY STAR (1.2) | ENERGY STAR (1.2) | ENERGY STAR (1.2) | ENERGY STAR (1.2) | ENERGY STAR (1.2) | ENERGY STAR (1.2) | ENERGY STAR (1.2) | ENERGY STAR (1.2) | ENERGY STAR (1.2) | ENERGY STAR (1.2) | ENERGY STAR (1.2) | ENERGY STAR (1.2) | ENERGY STAR (1.2) | ENERGY STAR (1.2) | ENERGY STAR (1.2) | ENERGY STAR (1.2) | ENERGY STAR (1.2) | ENERGY STAR (1.2) | ENERGY STAR (1.2) | ENERGY STAR (1.2) | ENERGY STAR (1.2) | ENERGY STAR (1.2) | ENERGY STAR (1.2) | ENERGY STAR (1.2) | 7997.545 | 7997.545 | 7997.545 | 7997.545 | 7997.545 | 7997.545 | 7997.545 | 7997.545 | 7997.545 | 7997.545 | 7997.545 | 7997.545 | 7997.545 | 7997.545 | 7997.545 | 7997.545 | 7997.545 | 7997.545 | 7997.545 | 7997.545 | 7997.545 | 7997.545 | 7997.545 | 7997.545 | 7997.545 | 7997.545 | 7997.545 | 7997.545 | 162.5242 | 162.5242 | 162.5242 | 162.5242 | 162.5242 | 162.5242 | 162.5242 | 162.5242 | 162.5242 | 162.5242 | 162.5242 | 162.5242 | 162.5242 | 162.5242 | 162.5242 | 162.5242 | 162.5242 | 162.5242 | 162.5242 | 162.5242 | 162.5242 | 162.5242 | 162.5242 | 162.5242 | 162.5242 | 162.5242 | 162.5242 | 162.5242 | 0 | 0 | 0 | 0 | 0 | 0 | 0 | 0 | 0 | 0 | 0 | 0 | 0 | 0 | 0 | 0 | 0 | 0 | 0 | 0 | 0 | 0 | 0 | 0 | 0 | 0 | 0 | 0 | 0 | 0 | 0 | 0 | 0 | 0 | 0 | 0 | 0 | 0 | 0 | 0 | 0 | 0 | 0 | 0 | 0 | 0 | 0 | 0 | 0 | 0 | 0 | 0 | 0 | 0 | 0 | 0 | 0 | 0 | 0 | 0 | 0 | 0 | 0 | 0 | 0 | 0 | 0 | 0 | 0 | 0 | 0 | 0 | 0 | 0 | 0 | 0 | 0 | 0 | 0 | 0 | 0 | 0 | 0 | 0 | 0 | 0
Griddle_Warehouse_Existing_ENERGY STAR (1.2) | Griddle_Warehouse_Existing | Griddle_Warehouse_Commercial_Existing_Standard_ENERGY STAR (1.2) | Commercial | Warehouse | Existing | Food Preparation | Natural Gas | Griddle | EQ | Standard | 10 | 6 | 8 | 179.2795 | 0 | 0 | 0 | 1 | LO3Slow | 0.996 | n/a | A | WCE206 | 0.0923831095292024 | 0.05542986571752143 | 1 units | 0.0321 | 5543.545013474852 | 5543.545 | 776.3735975945622 | 776.3736 | RTF Wkbk - ComCookingGriddle_v3_1 | RTF Wkbk - ComCookingGriddle_v3_1 ¦ AEG Adjusted, Weighted by ENERGY STAR QPL | RTF Wkbk - ComCookingGriddle_v3_1 ¦ AEG Adjusted, Weighted by ENERGY STAR QPL | 0 | 0 | 7995.8643 | Standard | Standard | Standard | Standard | Standard | Standard | Standard | Standard | Standard | Standard | Standard | Standard | Standard | Standard | Standard | Standard | Standard | Standard | Standard | Standard | Standard | Standard | Standard | Standard | Standard | Standard | Standard | Standard | 0 | 0 | 0 | 0 | 0 | 0 | 0 | 0 | 0 | 0 | 0 | 0 | 0 | 0 | 0 | 0 | 0 | 0 | 0 | 0 | 0 | 0 | 0 | 0 | 0 | 0 | 0 | 0 | 0 | 0 | 0 | 0 | 0 | 0 | 0 | 0 | 0 | 0 | 0 | 0 | 0 | 0 | 0 | 0 | 0 | 0 | 0 | 0 | 0 | 0 | 0 | 0 | 0 | 0 | 0 | 0 | 0 | 0 | 0 | 0 | 0 | 0 | 0 | 0 | 0 | 0 | 0 | 0 | 0 | 0 | 0 | 0 | 0 | 0 | 0 | 0 | 0 | 0 | 0 | 0 | 0 | 0 | 0 | 0 | 0 | 0 | 0 | 0 | 0 | 0 | 0 | 0 | 0 | 0 | 0 | 0 | 0 | 0 | 0 | 0 | 0 | 0 | 0 | 0 | 0 | 0 | 0 | 0 | 0 | 0 | 0 | 0 | High-Efficiency | High-Efficiency | High-Efficiency | High-Efficiency | High-Efficiency | High-Efficiency | High-Efficiency | High-Efficiency | High-Efficiency | High-Efficiency | High-Efficiency | High-Efficiency | High-Efficiency | High-Efficiency | High-Efficiency | High-Efficiency | High-Efficiency | High-Efficiency | High-Efficiency | High-Efficiency | High-Efficiency | High-Efficiency | High-Efficiency | High-Efficiency | High-Efficiency | High-Efficiency | High-Efficiency | High-Efficiency | 11366.3183 | 11366.3183 | 11366.3183 | 11366.3183 | 11366.3183 | 11366.3183 | 11366.3183 | 11366.3183 | 11366.3183 | 11366.3183 | 11366.3183 | 11366.3183 | 11366.3183 | 11366.3183 | 11366.3183 | 11366.3183 | 11366.3183 | 11366.3183 | 11366.3183 | 11366.3183 | 11366.3183 | 11366.3183 | 11366.3183 | 11366.3183 | 11366.3183 | 11366.3183 | 11366.3183 | 11366.3183 | 322.703 | 322.703 | 322.703 | 322.703 | 322.703 | 322.703 | 322.703 | 322.703 | 322.703 | 322.703 | 322.703 | 322.703 | 322.703 | 322.703 | 322.703 | 322.703 | 322.703 | 322.703 | 322.703 | 322.703 | 322.703 | 322.703 | 322.703 | 322.703 | 322.703 | 322.703 | 322.703 | 322.703 | 0 | 0 | 0 | 0 | 0 | 0 | 0 | 0 | 0 | 0 | 0 | 0 | 0 | 0 | 0 | 0 | 0 | 0 | 0 | 0 | 0 | 0 | 0 | 0 | 0 | 0 | 0 | 0 | 0 | 0 | 0 | 0 | 0 | 0 | 0 | 0 | 0 | 0 | 0 | 0 | 0 | 0 | 0 | 0 | 0 | 0 | 0 | 0 | 0 | 0 | 0 | 0 | 0 | 0 | 0 | 0 | 0 | 0 | 0 | 0 | 0 | 0 | 0 | 0 | 0 | 0 | 0 | 0 | 0 | 0 | 0 | 0 | 0 | 0 | 0 | 0 | 0 | 0 | 0 | 0 | 0 | 0 | 0 | 0 | 0 | 0 | 0 | 0 | 0 | 0 | 0 | 0 | 0 | 0 | 0 | 0 | 0 | 0 | 0 | 0 | 0 | 0 | 0 | 0 | 0 | 0 | 0 | 0 | 0 | 0 | 0 | 0 | ENERGY STAR (1.2) | ENERGY STAR (1.2) | ENERGY STAR (1.2) | ENERGY STAR (1.2) | ENERGY STAR (1.2) | ENERGY STAR (1.2) | ENERGY STAR (1.2) | ENERGY STAR (1.2) | ENERGY STAR (1.2) | ENERGY STAR (1.2) | ENERGY STAR (1.2) | ENERGY STAR (1.2) | ENERGY STAR (1.2) | ENERGY STAR (1.2) | ENERGY STAR (1.2) | ENERGY STAR (1.2) | ENERGY STAR (1.2) | ENERGY STAR (1.2) | ENERGY STAR (1.2) | ENERGY STAR (1.2) | ENERGY STAR (1.2) | ENERGY STAR (1.2) | ENERGY STAR (1.2) | ENERGY STAR (1.2) | ENERGY STAR (1.2) | ENERGY STAR (1.2) | ENERGY STAR (1.2) | ENERGY STAR (1.2) | 7995.8643 | 7995.8643 | 7995.8643 | 7995.8643 | 7995.8643 | 7995.8643 | 7995.8643 | 7995.8643 | 7995.8643 | 7995.8643 | 7995.8643 | 7995.8643 | 7995.8643 | 7995.8643 | 7995.8643 | 7995.8643 | 7995.8643 | 7995.8643 | 7995.8643 | 7995.8643 | 7995.8643 | 7995.8643 | 7995.8643 | 7995.8643 | 7995.8643 | 7995.8643 | 7995.8643 | 7995.8643 | 179.2795 | 179.2795 | 179.2795 | 179.2795 | 179.2795 | 179.2795 | 179.2795 | 179.2795 | 179.2795 | 179.2795 | 179.2795 | 179.2795 | 179.2795 | 179.2795 | 179.2795 | 179.2795 | 179.2795 | 179.2795 | 179.2795 | 179.2795 | 179.2795 | 179.2795 | 179.2795 | 179.2795 | 179.2795 | 179.2795 | 179.2795 | 179.2795 | 0 | 0 | 0 | 0 | 0 | 0 | 0 | 0 | 0 | 0 | 0 | 0 | 0 | 0 | 0 | 0 | 0 | 0 | 0 | 0 | 0 | 0 | 0 | 0 | 0 | 0 | 0 | 0 | 0 | 0 | 0 | 0 | 0 | 0 | 0 | 0 | 0 | 0 | 0 | 0 | 0 | 0 | 0 | 0 | 0 | 0 | 0 | 0 | 0 | 0 | 0 | 0 | 0 | 0 | 0 | 0 | 0 | 0 | 0 | 0 | 0 | 0 | 0 | 0 | 0 | 0 | 0 | 0 | 0 | 0 | 0 | 0 | 0 | 0 | 0 | 0 | 0 | 0 | 0 | 0 | 0 | 0 | 0 | 0 | 0 | 0
Griddle_Warehouse_New_ENERGY STAR (1.2) | Griddle_Warehouse_New | Griddle_Warehouse_Commercial_New_Standard_ENERGY STAR (1.2) | Commercial | Warehouse | New | Food Preparation | Natural Gas | Griddle | EQ | Standard | 10 | 6 | 8 | 179.2795 | 0 | 0 | 0 | 1 | LO3Slow | 0.996 | n/a | A | WCE220 | 0.0923831095292024 | 0.05542986571752143 | 1 units | 0.0321 | 5543.545013474852 | 5543.545 | 776.3735975945622 | 776.3736 | RTF Wkbk - ComCookingGriddle_v3_1 | RTF Wkbk - ComCookingGriddle_v3_1 ¦ AEG Adjusted, Weighted by ENERGY STAR QPL | RTF Wkbk - ComCookingGriddle_v3_1 ¦ AEG Adjusted, Weighted by ENERGY STAR QPL | 0 | 0 | 7995.8643 | Standard | Standard | Standard | Standard | Standard | Standard | Standard | Standard | Standard | Standard | Standard | Standard | Standard | Standard | Standard | Standard | Standard | Standard | Standard | Standard | Standard | Standard | Standard | Standard | Standard | Standard | Standard | Standard | 0 | 0 | 0 | 0 | 0 | 0 | 0 | 0 | 0 | 0 | 0 | 0 | 0 | 0 | 0 | 0 | 0 | 0 | 0 | 0 | 0 | 0 | 0 | 0 | 0 | 0 | 0 | 0 | 0 | 0 | 0 | 0 | 0 | 0 | 0 | 0 | 0 | 0 | 0 | 0 | 0 | 0 | 0 | 0 | 0 | 0 | 0 | 0 | 0 | 0 | 0 | 0 | 0 | 0 | 0 | 0 | 0 | 0 | 0 | 0 | 0 | 0 | 0 | 0 | 0 | 0 | 0 | 0 | 0 | 0 | 0 | 0 | 0 | 0 | 0 | 0 | 0 | 0 | 0 | 0 | 0 | 0 | 0 | 0 | 0 | 0 | 0 | 0 | 0 | 0 | 0 | 0 | 0 | 0 | 0 | 0 | 0 | 0 | 0 | 0 | 0 | 0 | 0 | 0 | 0 | 0 | 0 | 0 | 0 | 0 | 0 | 0 | High-Efficiency | High-Efficiency | High-Efficiency | High-Efficiency | High-Efficiency | High-Efficiency | High-Efficiency | High-Efficiency | High-Efficiency | High-Efficiency | High-Efficiency | High-Efficiency | High-Efficiency | High-Efficiency | High-Efficiency | High-Efficiency | High-Efficiency | High-Efficiency | High-Efficiency | High-Efficiency | High-Efficiency | High-Efficiency | High-Efficiency | High-Efficiency | High-Efficiency | High-Efficiency | High-Efficiency | High-Efficiency | 11366.3183 | 11366.3183 | 11366.3183 | 11366.3183 | 11366.3183 | 11366.3183 | 11366.3183 | 11366.3183 | 11366.3183 | 11366.3183 | 11366.3183 | 11366.3183 | 11366.3183 | 11366.3183 | 11366.3183 | 11366.3183 | 11366.3183 | 11366.3183 | 11366.3183 | 11366.3183 | 11366.3183 | 11366.3183 | 11366.3183 | 11366.3183 | 11366.3183 | 11366.3183 | 11366.3183 | 11366.3183 | 322.703 | 322.703 | 322.703 | 322.703 | 322.703 | 322.703 | 322.703 | 322.703 | 322.703 | 322.703 | 322.703 | 322.703 | 322.703 | 322.703 | 322.703 | 322.703 | 322.703 | 322.703 | 322.703 | 322.703 | 322.703 | 322.703 | 322.703 | 322.703 | 322.703 | 322.703 | 322.703 | 322.703 | 0 | 0 | 0 | 0 | 0 | 0 | 0 | 0 | 0 | 0 | 0 | 0 | 0 | 0 | 0 | 0 | 0 | 0 | 0 | 0 | 0 | 0 | 0 | 0 | 0 | 0 | 0 | 0 | 0 | 0 | 0 | 0 | 0 | 0 | 0 | 0 | 0 | 0 | 0 | 0 | 0 | 0 | 0 | 0 | 0 | 0 | 0 | 0 | 0 | 0 | 0 | 0 | 0 | 0 | 0 | 0 | 0 | 0 | 0 | 0 | 0 | 0 | 0 | 0 | 0 | 0 | 0 | 0 | 0 | 0 | 0 | 0 | 0 | 0 | 0 | 0 | 0 | 0 | 0 | 0 | 0 | 0 | 0 | 0 | 0 | 0 | 0 | 0 | 0 | 0 | 0 | 0 | 0 | 0 | 0 | 0 | 0 | 0 | 0 | 0 | 0 | 0 | 0 | 0 | 0 | 0 | 0 | 0 | 0 | 0 | 0 | 0 | ENERGY STAR (1.2) | ENERGY STAR (1.2) | ENERGY STAR (1.2) | ENERGY STAR (1.2) | ENERGY STAR (1.2) | ENERGY STAR (1.2) | ENERGY STAR (1.2) | ENERGY STAR (1.2) | ENERGY STAR (1.2) | ENERGY STAR (1.2) | ENERGY STAR (1.2) | ENERGY STAR (1.2) | ENERGY STAR (1.2) | ENERGY STAR (1.2) | ENERGY STAR (1.2) | ENERGY STAR (1.2) | ENERGY STAR (1.2) | ENERGY STAR (1.2) | ENERGY STAR (1.2) | ENERGY STAR (1.2) | ENERGY STAR (1.2) | ENERGY STAR (1.2) | ENERGY STAR (1.2) | ENERGY STAR (1.2) | ENERGY STAR (1.2) | ENERGY STAR (1.2) | ENERGY STAR (1.2) | ENERGY STAR (1.2) | 7995.8643 | 7995.8643 | 7995.8643 | 7995.8643 | 7995.8643 | 7995.8643 | 7995.8643 | 7995.8643 | 7995.8643 | 7995.8643 | 7995.8643 | 7995.8643 | 7995.8643 | 7995.8643 | 7995.8643 | 7995.8643 | 7995.8643 | 7995.8643 | 7995.8643 | 7995.8643 | 7995.8643 | 7995.8643 | 7995.8643 | 7995.8643 | 7995.8643 | 7995.8643 | 7995.8643 | 7995.8643 | 179.2795 | 179.2795 | 179.2795 | 179.2795 | 179.2795 | 179.2795 | 179.2795 | 179.2795 | 179.2795 | 179.2795 | 179.2795 | 179.2795 | 179.2795 | 179.2795 | 179.2795 | 179.2795 | 179.2795 | 179.2795 | 179.2795 | 179.2795 | 179.2795 | 179.2795 | 179.2795 | 179.2795 | 179.2795 | 179.2795 | 179.2795 | 179.2795 | 0 | 0 | 0 | 0 | 0 | 0 | 0 | 0 | 0 | 0 | 0 | 0 | 0 | 0 | 0 | 0 | 0 | 0 | 0 | 0 | 0 | 0 | 0 | 0 | 0 | 0 | 0 | 0 | 0 | 0 | 0 | 0 | 0 | 0 | 0 | 0 | 0 | 0 | 0 | 0 | 0 | 0 | 0 | 0 | 0 | 0 | 0 | 0 | 0 | 0 | 0 | 0 | 0 | 0 | 0 | 0 | 0 | 0 | 0 | 0 | 0 | 0 | 0 | 0 | 0 | 0 | 0 | 0 | 0 | 0 | 0 | 0 | 0 | 0 | 0 | 0 | 0 | 0 | 0 | 0 | 0 | 0 | 0 | 0 | 0 | 0
Gas Boiler - High Turndown Burner_Miscellaneous_Existing_10:1 Turndown or greater | Gas Boiler - High Turndown Burner_Miscellaneous_Existing | Gas Boiler - High Turndown Burner_Commercial_Existing_6:1 turndown or less_10:1 Turndown or greater | Commercial | Miscellaneous | Existing | Space Heating | Natural Gas | Gas Boiler - High Turndown Burner | NEQ | 6:1 turndown or less | 21 | 21 | 21 | 0.26247 | 0 | 0 | 0.25 | 0.5 | Retro5Med | 8.35569166605469E-06 | TBD | A | WCM820 | 0.7 | 0.42 | kBtuh heat | 0.0321 | 1160.1620320695163 | 1160.162 | 915.0573774069425 | 915.0574 | IL TRM v13 - 4.4.20 - High Turndown Burner for Space Heating Boilers - CI-HVC-HTBC-V07-250101_x000D_ | IL TRM v13 - 4.4.20 - High Turndown Burner for Space Heating Boilers - CI-HVC-HTBC-V07-250101_x000D_ | IL TRM v13 - 4.4.20 - High Turndown Burner for Space Heating Boilers - CI-HVC-HTBC-V07-250101_x000D_ | 0 | 0 | 3.2523 | 6:1 turndown or less | 6:1 turndown or less | 6:1 turndown or less | 6:1 turndown or less | 6:1 turndown or less | 6:1 turndown or less | 6:1 turndown or less | 6:1 turndown or less | 6:1 turndown or less | 6:1 turndown or less | 6:1 turndown or less | 6:1 turndown or less | 6:1 turndown or less | 6:1 turndown or less | 6:1 turndown or less | 6:1 turndown or less | 6:1 turndown or less | 6:1 turndown or less | 6:1 turndown or less | 6:1 turndown or less | 6:1 turndown or less | 6:1 turndown or less | 6:1 turndown or less | 6:1 turndown or less | 6:1 turndown or less | 6:1 turndown or less | 6:1 turndown or less | 6:1 turndown or less | 0 | 0 | 0 | 931.8686 | 1128.2176 | 1359.922 | 1553.4508 | 1741.8895 | 1999.8602 | 2152.3597 | 2155.4426 | 1990.1982 | 1675.6655 | 1270.094 | 823.4652 | 468.5193 | 221.1088 | 91.7199 | 32.7072 | 10.0271 | 2.1472 | 0.19446 | 0.12769 | 0 | 0 | 0 | 0 | 0 | 0 | 0 | 0 | 931.8686 | 2047.0809 | 3376.3307 | 4875.8759 | 6535.1634 | 8417.5145 | 10410.5771 | 12360.7949 | 14101.2046 | 15487.7279 | 16440.0326 | 16928.8599 | 17056.715 | 16939.4953 | 16700.5264 | 16410.036 | 16116.222 | 15836.3348 | 15580.7684 | 15346.1991 | 15134.8748 | 14940.1256 | 14760.6308 | 14595.1779 | 14442.653 | 0 | 0 | 0 | 117.70078728847045 | 144.51779565046857 | 176.84748983845705 | 205.2920708519833 | 234.16160354472206 | 273.7630614426796 | 300.32232980826325 | 306.800473751936 | 289.1226271097915 | 248.52538753634843 | 192.3194376826444 | 127.28108392822963 | 73.90514550671398 | 35.583958947677104 | 15.05475186247877 | 5.474455222719552 | 1.7099735148475719 | 0.3726965837222053 | 0.0343071449105005 | 0.022871429940333657 | 0 | 0 | 0 | 0 | 0 | 0 | 0 | 0 | 117.70078728847045 | 262.21858293893905 | 439.06607277739613 | 644.3581436293794 | 878.5197471741014 | 1152.282808616781 | 1452.6051384250445 | 1759.4056121769804 | 2048.5282392867716 | 2297.05362682312 | 2489.373064505765 | 2616.654148433994 | 2690.5592939407084 | 2726.1432528883856 | 2741.198004750864 | 2746.672459973584 | 2748.3824334884316 | 2748.755130072154 | 2748.7894372170645 | 2748.812308647005 | 2748.812308647005 | 2748.812308647005 | 2748.812308647005 | 2748.812308647005 | 2748.812308647005 | 10:1 Turndown or greater | 10:1 Turndown or greater | 10:1 Turndown or greater | 10:1 Turndown or greater | 10:1 Turndown or greater | 10:1 Turndown or greater | 10:1 Turndown or greater | 10:1 Turndown or greater | 10:1 Turndown or greater | 10:1 Turndown or greater | 10:1 Turndown or greater | 10:1 Turndown or greater | 10:1 Turndown or greater | 10:1 Turndown or greater | 10:1 Turndown or greater | 10:1 Turndown or greater | 10:1 Turndown or greater | 10:1 Turndown or greater | 10:1 Turndown or greater | 10:1 Turndown or greater | 10:1 Turndown or greater | 10:1 Turndown or greater | 10:1 Turndown or greater | 10:1 Turndown or greater | 10:1 Turndown or greater | 10:1 Turndown or greater | 10:1 Turndown or greater | 10:1 Turndown or greater | 3.2523 | 3.2523 | 3.2523 | 3.2523 | 3.2523 | 3.2523 | 3.2523 | 3.2523 | 3.2523 | 3.2523 | 3.2523 | 3.2523 | 3.2523 | 3.2523 | 3.2523 | 3.2523 | 3.2523 | 3.2523 | 3.2523 | 3.2523 | 3.2523 | 3.2523 | 3.2523 | 3.2523 | 3.2523 | 3.2523 | 3.2523 | 3.2523 | 0.2625 | 0.2625 | 0.2625 | 0.2625 | 0.2625 | 0.2625 | 0.2625 | 0.2625 | 0.2625 | 0.2625 | 0.2625 | 0.2625 | 0.2625 | 0.2625 | 0.2625 | 0.2625 | 0.2625 | 0.2625 | 0.2625 | 0.2625 | 0.2625 | 0.2625 | 0.2625 | 0.2625 | 0.2625 | 0.2625 | 0.2625 | 0.2625 | 0 | 0 | 0 | 797.2035 | 971.7528 | 1179.7439 | 1357.8425 | 1534.6943 | 1776.791 | 1929.1985 | 1949.8923 | 1817.8053 | 1545.874 | 1183.7781 | 775.5934 | 446.0456 | 212.8291 | 89.2844 | 32.2091 | 9.987 | 2.1622 | 0.19785 | 0.13118 | 0 | 0 | 0 | 0 | 0 | 0 | 0 | 0 | 797.2035 | 1763.1852 | 2928.9957 | 4261.9125 | 5757.8154 | 7478.6047 | 9331.1863 | 11182.028 | 12879.7444 | 14288.0995 | 15322.7635 | 15944.7079 | 16238.5455 | 16305.1764 | 16257.0739 | 16160.1168 | 16051.7689 | 15946.863 | 15852.0908 | 15765.9491 | 15690.533 | 15621.1239 | 15557.3696 | 15498.8567 | 15445.1827 | 0 | 0 | 0 | 100.04566919519989 | 122.84012630289828 | 150.32036636268853 | 174.49826022418583 | 199.03736301301373 | 232.69860222627764 | 255.27398033702383 | 260.7804026891456 | 245.7542330433227 | 211.2465794058961 | 163.4715220302477 | 108.18892133899517 | 62.81937368070685 | 30.246365105525534 | 12.796539083106957 | 4.653286939311619 | 1.4534774876204362 | 0.31679209616387466 | 0.029161073173925415 | 0.01944071544928361 | 0 | 0 | 0 | 0 | 0 | 0 | 0 | 0 | 100.04566919519989 | 222.8857954980982 | 373.2061618607867 | 547.7044220849726 | 746.7417850979864 | 979.4403873242641 | 1234.714367661288 | 1495.4947703504336 | 1741.249003393756 | 1952.4955827996523 | 2115.9671048299 | 2224.1560261688956 | 2286.9753998496026 | 2317.221764955128 | 2330.018304038235 | 2334.671590977546 | 2336.125068465167 | 2336.441860561331 | 2336.471021634505 | 2336.490462349954 | 2336.490462349954 | 2336.490462349954 | 2336.490462349954 | 2336.490462349954 | 2336.490462349954 | 10:1 Turndown or greater | 10:1 Turndown or greater | 10:1 Turndown or greater | 10:1 Turndown or greater | 10:1 Turndown or greater | 10:1 Turndown or greater | 10:1 Turndown or greater | 10:1 Turndown or greater | 10:1 Turndown or greater | 10:1 Turndown or greater | 10:1 Turndown or greater | 10:1 Turndown or greater | 10:1 Turndown or greater | 10:1 Turndown or greater | 10:1 Turndown or greater | 10:1 Turndown or greater | 10:1 Turndown or greater | 10:1 Turndown or greater | 10:1 Turndown or greater | 10:1 Turndown or greater | 10:1 Turndown or greater | 10:1 Turndown or greater | 10:1 Turndown or greater | 10:1 Turndown or greater | 10:1 Turndown or greater | 10:1 Turndown or greater | 10:1 Turndown or greater | 10:1 Turndown or greater | 3.2523 | 3.2523 | 3.2523 | 3.2523 | 3.2523 | 3.2523 | 3.2523 | 3.2523 | 3.2523 | 3.2523 | 3.2523 | 3.2523 | 3.2523 | 3.2523 | 3.2523 | 3.2523 | 3.2523 | 3.2523 | 3.2523 | 3.2523 | 3.2523 | 3.2523 | 3.2523 | 3.2523 | 3.2523 | 3.2523 | 3.2523 | 3.2523 | 0.2625 | 0.2625 | 0.2625 | 0.2625 | 0.2625 | 0.2625 | 0.2625 | 0.2625 | 0.2625 | 0.2625 | 0.2625 | 0.2625 | 0.2625 | 0.2625 | 0.2625 | 0.2625 | 0.2625 | 0.2625 | 0.2625 | 0.2625 | 0.2625 | 0.2625 | 0.2625 | 0.2625 | 0.2625 | 0.2625 | 0.2625 | 0.2625 | 0 | 0 | 0 | 797.2017 | 971.7445 | 1179.7163 | 1357.7688 | 1534.5233 | 1776.4222 | 1928.5117 | 1948.7834 | 1816.2522 | 1544.5443 | 1182.753 | 774.9174 | 445.6543 | 212.6413 | 89.2051 | 32.1803 | 9.978 | 2.1602 | 0.19767 | 0.13106 | 0 | 0 | 0 | 0 | 0 | 0 | 0 | 0 | 797.2017 | 1763.1701 | 2928.9271 | 4261.6813 | 5757.1737 | 7477.0523 | 9327.8643 | 11175.6686 | 12868.74 | 14275.8093 | 15309.4954 | 15930.811 | 16224.3023 | 16290.7863 | 16242.6409 | 16145.6863 | 16037.3555 | 15932.4684 | 15837.7145 | 15751.5968 | 15676.2189 | 15606.8862 | 15543.2776 | 15485.025 | 15431.7833 | 0 | 0 | 0 | 100.0457 | 122.8401 | 150.32036636268853 | 174.49826022418583 | 199.03736301301373 | 232.69860222627764 | 255.27398033702383 | 260.7804026891456 | 245.7542330433227 | 211.2465794058961 | 163.4715220302477 | 108.18892133899517 | 62.81937368070685 | 30.246365105525534 | 12.796539083106957 | 4.653286939311619 | 1.4534774876204362 | 0.31679209616387466 | 0.029161073173925415 | 0.01944071544928361 | 0 | 0 | 0 | 0 | 0 | 0 | 0
Building Shell - Air Sealing (Infiltration Control)_Lodging_Existing_Sealed building envelope | Building Shell - Air Sealing (Infiltration Control)_Lodging_Existing | Building Shell - Air Sealing (Infiltration Control)_Commercial_Existing_Building envelope with leakage_Sealed building envelope | Commercial | Lodging | Existing | Space Heating | Natural Gas | Building Shell - Air Sealing (Infiltration Control) | NEQ | Building envelope with leakage | 20 | 20 | 20 | 1.5758 | 0 | 0 | 0.7 | 0.8 | Retro1Slow | 0.012666666666666666 | TBD | A | WCM608 | 0.7 | 0.42 | BldgPerim | 0.0321 | 1184.0729184761597 | 1184.0729 | 933.9166680938717 | 933.9167 | IL TRM v13 - 4.8.4 - C&I Air Sealing - CI-SHL-CAIR-V04-250101 | IL TRM v13 - 4.8.4 - C&I Air Sealing - CI-SHL-CAIR-V04-250101 | AEG BEST | 0 | 0 | 19.2827 | Building envelope with leakage | Building envelope with leakage | Building envelope with leakage | Building envelope with leakage | Building envelope with leakage | Building envelope with leakage | Building envelope with leakage | Building envelope with leakage | Building envelope with leakage | Building envelope with leakage | Building envelope with leakage | Building envelope with leakage | Building envelope with leakage | Building envelope with leakage | Building envelope with leakage | Building envelope with leakage | Building envelope with leakage | Building envelope with leakage | Building envelope with leakage | Building envelope with leakage | Building envelope with leakage | Building envelope with leakage | Building envelope with leakage | Building envelope with leakage | Building envelope with leakage | Building envelope with leakage | Building envelope with leakage | Building envelope with leakage | 0 | 0 | 0 | 11.1672 | 21.9801 | 38.3841 | 61.3427 | 91.3812 | 128.3061 | 170.9366 | 216.8636 | 262.3698 | 302.5685 | 331.9656 | 345.3887 | 339.2388 | 312.7984 | 268.9916 | 217.5305 | 162.76 | 110.3186 | 57.0748 | 37.3426 | 0 | 0 | 0 | 0 | 0 | 0 | 0 | 0 | 11.1672 | 32.976 | 70.8172 | 130.9188 | 219.8696 | 343.8559 | 507.7099 | 713.7318 | 960.527 | 1241.8983 | 1546.4379 | 1857.845 | 2156.4169 | 2422.071 | 2637.9731 | 2797.1284 | 2899.5753 | 2949.13 | 2948.0075 | 2930.5533 | 2879.6914 | 2832.7612 | 2789.4578 | 2749.4997 | 2712.6277 | 0 | 0 | 0 | 0.016226288244765352 | 0.03243528588831334 | 0.05759031890576293 | 0.09367854709703854 | 0.1421909501971004 | 0.20364782371234874 | 0.27701696636965234 | 0.3591140398820892 | 0.4441621747376049 | 0.5237727153838165 | 0.5876389478625381 | 0.625137200974493 | 0.6277470661889711 | 0.5917574772674846 | 0.5202871729194365 | 0.43027174325304623 | 0.32903133307585875 | 0.22779092289867148 | 0.12022298708540995 | 0.08014865805693996 | 0 | 0 | 0 | 0 | 0 | 0 | 0 | 0 | 0.016226288244765352 | 0.04866157413307869 | 0.10625189303884162 | 0.19993044013588018 | 0.3421213903329806 | 0.5457692140453293 | 0.8227861804149816 | 1.1819002202970708 | 1.6260623950346755 | 2.149835110418492 | 2.7374740582810304 | 3.3626112592555235 | 3.9903583254444945 | 4.5821158027119795 | 5.102402975631416 | 5.532674718884462 | 5.861706051960321 | 6.089496974858992 | 6.209719961944403 | 6.289868620001343 | 6.289868620001343 | 6.289868620001343 | 6.289868620001343 | 6.289868620001343 | 6.289868620001343 | Sealed building envelope | Sealed building envelope | Sealed building envelope | Sealed building envelope | Sealed building envelope | Sealed building envelope | Sealed building envelope | Sealed building envelope | Sealed building envelope | Sealed building envelope | Sealed building envelope | Sealed building envelope | Sealed building envelope | Sealed building envelope | Sealed building envelope | Sealed building envelope | Sealed building envelope | Sealed building envelope | Sealed building envelope | Sealed building envelope | Sealed building envelope | Sealed building envelope | Sealed building envelope | Sealed building envelope | Sealed building envelope | Sealed building envelope | Sealed building envelope | Sealed building envelope | 19.2827 | 19.2827 | 19.2827 | 19.2827 | 19.2827 | 19.2827 | 19.2827 | 19.2827 | 19.2827 | 19.2827 | 19.2827 | 19.2827 | 19.2827 | 19.2827 | 19.2827 | 19.2827 | 19.2827 | 19.2827 | 19.2827 | 19.2827 | 19.2827 | 19.2827 | 19.2827 | 19.2827 | 19.2827 | 19.2827 | 19.2827 | 19.2827 | 1.5758 | 1.5758 | 1.5758 | 1.5758 | 1.5758 | 1.5758 | 1.5758 | 1.5758 | 1.5758 | 1.5758 | 1.5758 | 1.5758 | 1.5758 | 1.5758 | 1.5758 | 1.5758 | 1.5758 | 1.5758 | 1.5758 | 1.5758 | 1.5758 | 1.5758 | 1.5758 | 1.5758 | 1.5758 | 1.5758 | 1.5758 | 1.5758 | 0 | 0 | 0 | 9.5722 | 19.013 | 33.525 | 54.1341 | 81.5351 | 115.8272 | 156.2295 | 200.7986 | 246.2584 | 288.0398 | 320.6935 | 338.7555 | 337.9741 | 316.7147 | 277.018 | 227.9865 | 173.5729 | 119.682 | 62.9345 | 41.8166 | 6.0772e-16 | 6.0608e-16 | 6.0458e-16 | 6.0322e-16 | 6.0199e-16 | 0 | 0 | 0 | 9.5722 | 28.5246 | 61.8523 | 115.5339 | 196.1792 | 310.4129 | 464.0275 | 660.8594 | 901.5436 | 1182.2649 | 1493.9278 | 1822.165 | 2148.3775 | 2452.3953 | 2716.6867 | 2931.5785 | 3092.2074 | 3199.4392 | 3250.671 | 3281.6646 | 3271.9746 | 3263.1334 | 3255.0833 | 3247.7569 | 3241.0925 | 0 | 0 | 0 | 0.013792345008050549 | 0.027569993005066337 | 0.04895177106989849 | 0.07962676503248277 | 0.12086230766753535 | 0.17310065015549647 | 0.23546442141420446 | 0.3052469338997758 | 0.37753784852696404 | 0.445206808076244 | 0.49949310568315747 | 0.531366620828319 | 0.5335850062606254 | 0.502993855677362 | 0.4422440969815208 | 0.3657309817650892 | 0.27967663311448 | 0.19362228446387078 | 0.10218953902259847 | 0.06812635934839897 | 9.930136612989093E-19 | 9.930136612989093E-19 | 9.930136612989093E-19 | 9.930136612989093E-19 | 9.930136612989093E-19 | 0 | 0 | 0 | 0.013792345008050549 | 0.04136233801311689 | 0.09031410908301539 | 0.16994087411549813 | 0.2908031817830335 | 0.46390383193852996 | 0.6993682533527344 | 1.0046151872525102 | 1.3821530357794742 | 1.8273598438557184 | 2.326852949538876 | 2.858219570367195 | 3.3918045766278206 | 3.8947984323051825 | 4.337042529286703 | 4.7027735110517925 | 4.982450144166273 | 5.1760724286301425 | 5.278261967652741 | 5.34638832700114 | 5.34638832700114 | 5.34638832700114 | 5.34638832700114 | 5.34638832700114 | 5.34638832700114 | Sealed building envelope | Sealed building envelope | Sealed building envelope | Sealed building envelope | Sealed building envelope | Sealed building envelope | Sealed building envelope | Sealed building envelope | Sealed building envelope | Sealed building envelope | Sealed building envelope | Sealed building envelope | Sealed building envelope | Sealed building envelope | Sealed building envelope | Sealed building envelope | Sealed building envelope | Sealed building envelope | Sealed building envelope | Sealed building envelope | Sealed building envelope | Sealed building envelope | Sealed building envelope | Sealed building envelope | Sealed building envelope | Sealed building envelope | Sealed building envelope | Sealed building envelope | 19.2827 | 19.2827 | 19.2827 | 19.2827 | 19.2827 | 19.2827 | 19.2827 | 19.2827 | 19.2827 | 19.2827 | 19.2827 | 19.2827 | 19.2827 | 19.2827 | 19.2827 | 19.2827 | 19.2827 | 19.2827 | 19.2827 | 19.2827 | 19.2827 | 19.2827 | 19.2827 | 19.2827 | 19.2827 | 19.2827 | 19.2827 | 19.2827 | 1.5758 | 1.5758 | 1.5758 | 1.5758 | 1.5758 | 1.5758 | 1.5758 | 1.5758 | 1.5758 | 1.5758 | 1.5758 | 1.5758 | 1.5758 | 1.5758 | 1.5758 | 1.5758 | 1.5758 | 1.5758 | 1.5758 | 1.5758 | 1.5758 | 1.5758 | 1.5758 | 1.5758 | 1.5758 | 1.5758 | 1.5758 | 1.5758 | 0 | 0 | 0 | 9.5697 | 19.0004 | 33.485 | 54.0359 | 81.3303 | 115.4486 | 155.5937 | 199.8128 | 244.8345 | 286.114 | 318.3874 | 336.1438 | 335.1889 | 313.9328 | 274.4321 | 225.849 | 171.9388 | 118.551 | 62.3376 | 41.4188 | 6.0194e-16 | 6.0033e-16 | 5.9889e-16 | 5.9761e-16 | 5.9649e-16 | 0 | 0 | 0 | 9.5697 | 28.5056 | 61.7786 | 115.3244 | 195.6864 | 309.3983 | 462.1389 | 657.6151 | 896.3306 | 1174.3604 | 1483.185 | 1808.1168 | 2130.673 | 2430.8544 | 2691.3278 | 2904.0927 | 3063.0961 | 3169.2036 | 3219.8433 | 3250.4422 | 3240.8241 | 3232.1616 | 3224.4207 | 3217.5479 | 3211.4894 | 0 | 0 | 0 | 0.013792 | 0.02757 | 0.04895177106989849 | 0.07962676503248277 | 0.12086230766753535 | 0.17310065015549647 | 0.23546442141420446 | 0.3052469338997758 | 0.37753784852696404 | 0.445206808076244 | 0.49949310568315747 | 0.531366620828319 | 0.5335850062606254 | 0.502993855677362 | 0.4422440969815208 | 0.3657309817650892 | 0.27967663311448 | 0.19362228446387078 | 0.10218953902259847 | 0.06812635934839897 | 9.930136612989093E-19 | 9.930136612989093E-19 | 9.930136612989093E-19 | 9.930136612989093E-19 | 9.930136612989093E-19 | 0 | 0
Insulation - Ceiling_Lodging_Existing_Existing (R-15)_Upgrade to R-38 | Insulation - Ceiling_Lodging_Existing | Insulation - Ceiling_Commercial_Existing_Existing (R-15)_Upgrade to R-38 | Commercial | Lodging | Existing | Space Heating | Natural Gas | Insulation - Ceiling | NEQ | Existing (R-15) | 45 | 45 | 45 | 0.067984 | 0 | 0 | 0.15 | 0.5 | Retro5Med | 8.35569166605469E-06 | TBD | A | WCM601 | 0.4626771198791263 | 0.2776062719274758 | sqft roof | 0.0321 | 3299.4586608024156 | 3299.4587 | 1911.8053051348306 | 1911.8053 | Regional Technical Forum. ComWeatherizationSchool - UES Workbook, Version 4.1. Northwest Power and Conservation Council. July 18, 2023. | Regional Technical Forum. ComWeatherizationSchool - UES Workbook, Version 4.1. Northwest Power and Conservation Council. July 18, 2023. | AEG BEST | 0 | 0 | 4.3227 | Existing (R-15) | Existing (R-15) | Existing (R-15) | Existing (R-15) | Existing (R-15) | Existing (R-15) | Existing (R-15) | Existing (R-15) | Existing (R-15) | Existing (R-15) | Existing (R-15) | Existing (R-15) | Existing (R-15) | Existing (R-15) | Existing (R-15) | Existing (R-15) | Existing (R-15) | Existing (R-15) | Existing (R-15) | Existing (R-15) | Existing (R-15) | Existing (R-15) | Existing (R-15) | Existing (R-15) | Existing (R-15) | Existing (R-15) | Existing (R-15) | Existing (R-15) | 0 | 0 | 0 | 1264.0775 | 1527.5385 | 1837.1274 | 2092.9641 | 2339.3751 | 2675.6546 | 2866.9786 | 2856.7197 | 2623.0772 | 2195.3536 | 1653.5682 | 1065.2143 | 602.1695 | 282.3859 | 116.4213 | 41.2733 | 12.585 | 2.6812 | 0.24174 | 0.15808 | 0 | 0 | 0 | 0 | 0 | 0 | 0 | 0 | 1264.0775 | 2771.624 | 4561.107 | 6569.2671 | 8776.79 | 11261.9678 | 13867.0604 | 16382.4019 | 18585.3589 | 20291.0658 | 21403.7037 | 21898.7567 | 21922.3256 | 21634.0314 | 21198.2209 | 20707.8673 | 20227.5108 | 19774.9933 | 19368.8524 | 18998.4343 | 18668.7289 | 18364.5101 | 18083.8012 | 17824.7788 | 17585.7622 | 0 | 0 | 0 | 1904.5852164583343 | 2338.526899029427 | 2861.672572236777 | 3321.950958938955 | 3789.1057370789736 | 4429.920068063788 | 4859.691109144965 | 4964.517741739774 | 4678.462175340485 | 4021.534519189019 | 3112.033201190193 | 2059.6095945421525 | 1195.9023452180243 | 575.8048328827522 | 243.6097369888567 | 88.58535890503883 | 27.670080650624563 | 6.030821202938307 | 0.5551439588529725 | 0.37009597256864823 | 0 | 0 | 0 | 0 | 0 | 0 | 0 | 0 | 1904.5852164583343 | 4243.112115487761 | 7104.784687724538 | 10426.735646663494 | 14215.841383742467 | 18645.761451806255 | 23505.45256095122 | 28469.970302690992 | 33148.43247803148 | 37169.966997220494 | 40282.00019841069 | 42341.60979295285 | 43537.512138170874 | 44113.31697105363 | 44356.92670804248 | 44445.51206694753 | 44473.182147598156 | 44479.21296880109 | 44479.76811275995 | 44480.13820873252 | 44480.13820873252 | 44480.13820873252 | 44480.13820873252 | 44480.13820873252 | 44480.13820873252 | Upgrade to R-38 | Upgrade to R-38 | Upgrade to R-38 | Upgrade to R-38 | Upgrade to R-38 | Upgrade to R-38 | Upgrade to R-38 | Upgrade to R-38 | Upgrade to R-38 | Upgrade to R-38 | Upgrade to R-38 | Upgrade to R-38 | Upgrade to R-38 | Upgrade to R-38 | Upgrade to R-38 | Upgrade to R-38 | Upgrade to R-38 | Upgrade to R-38 | Upgrade to R-38 | Upgrade to R-38 | Upgrade to R-38 | Upgrade to R-38 | Upgrade to R-38 | Upgrade to R-38 | Upgrade to R-38 | Upgrade to R-38 | Upgrade to R-38 | Upgrade to R-38 | 4.3227 | 4.3227 | 4.3227 | 4.3227 | 4.3227 | 4.3227 | 4.3227 | 4.3227 | 4.3227 | 4.3227 | 4.3227 | 4.3227 | 4.3227 | 4.3227 | 4.3227 | 4.3227 | 4.3227 | 4.3227 | 4.3227 | 4.3227 | 4.3227 | 4.3227 | 4.3227 | 4.3227 | 4.3227 | 4.3227 | 4.3227 | 4.3227 | 0.068 | 0.068 | 0.068 | 0.068 | 0.068 | 0.068 | 0.068 | 0.068 | 0.068 | 0.068 | 0.068 | 0.068 | 0.068 | 0.068 | 0.068 | 0.068 | 0.068 | 0.068 | 0.068 | 0.068 | 0.068 | 0.068 | 0.068 | 0.068 | 0.068 | 0.068 | 0.068 | 0.068 | 0 | 0 | 0 | 0 | 0 | 0 | 0 | 0 | 0 | 0 | 0 | 0 | 0 | 0 | 0 | 0 | 0 | 0 | 0 | 0 | 0 | 0 | 0 | 0 | 0 | 0 | 0 | 0 | 0 | 0 | 0 | 0 | 0 | 0 | 0 | 0 | 0 | 0 | 0 | 0 | 0 | 0 | 0 | 0 | 0 | 0 | 0 | 0 | 0 | 0 | 0 | 0 | 0 | 0 | 0 | 0 | 0 | 0 | 0 | 0 | 0 | 0 | 0 | 0 | 0 | 0 | 0 | 0 | 0 | 0 | 0 | 0 | 0 | 0 | 0 | 0 | 0 | 0 | 0 | 0 | 0 | 0 | 0 | 0 | 0 | 0 | 0 | 0 | 0 | 0 | 0 | 0 | 0 | 0 | 0 | 0 | 0 | 0 | 0 | 0 | 0 | 0 | 0 | 0 | 0 | 0 | 0 | 0 | 0 | 0 | 0 | 0 | Upgrade to R-38 | Upgrade to R-38 | Upgrade to R-38 | Upgrade to R-38 | Upgrade to R-38 | Upgrade to R-38 | Upgrade to R-38 | Upgrade to R-38 | Upgrade to R-38 | Upgrade to R-38 | Upgrade to R-38 | Upgrade to R-38 | Upgrade to R-38 | Upgrade to R-38 | Upgrade to R-38 | Upgrade to R-38 | Upgrade to R-38 | Upgrade to R-38 | Upgrade to R-38 | Upgrade to R-38 | Upgrade to R-38 | Upgrade to R-38 | Upgrade to R-38 | Upgrade to R-38 | Upgrade to R-38 | Upgrade to R-38 | Upgrade to R-38 | Upgrade to R-38 | 4.3227 | 4.3227 | 4.3227 | 4.3227 | 4.3227 | 4.3227 | 4.3227 | 4.3227 | 4.3227 | 4.3227 | 4.3227 | 4.3227 | 4.3227 | 4.3227 | 4.3227 | 4.3227 | 4.3227 | 4.3227 | 4.3227 | 4.3227 | 4.3227 | 4.3227 | 4.3227 | 4.3227 | 4.3227 | 4.3227 | 4.3227 | 4.3227 | 0.068 | 0.068 | 0.068 | 0.068 | 0.068 | 0.068 | 0.068 | 0.068 | 0.068 | 0.068 | 0.068 | 0.068 | 0.068 | 0.068 | 0.068 | 0.068 | 0.068 | 0.068 | 0.068 | 0.068 | 0.068 | 0.068 | 0.068 | 0.068 | 0.068 | 0.068 | 0.068 | 0.068 | 0 | 0 | 0 | 0 | 0 | 0 | 0 | 0 | 0 | 0 | 0 | 0 | 0 | 0 | 0 | 0 | 0 | 0 | 0 | 0 | 0 | 0 | 0 | 0 | 0 | 0 | 0 | 0 | 0 | 0 | 0 | 0 | 0 | 0 | 0 | 0 | 0 | 0 | 0 | 0 | 0 | 0 | 0 | 0 | 0 | 0 | 0 | 0 | 0 | 0 | 0 | 0 | 0 | 0 | 0 | 0 | 0 | 0 | 0 | 0 | 0 | 0 | 0 | 0 | 0 | 0 | 0 | 0 | 0 | 0 | 0 | 0 | 0 | 0 | 0 | 0 | 0 | 0 | 0 | 0 | 0 | 0 | 0 | 0 | 0 | 0
Water Heater - Solar System_Miscellaneous_Existing_Solar water heating system | Water Heater - Solar System_Miscellaneous_Existing | Water Heater - Solar System_Commercial_Existing_Central storage gas water heater_Solar water heating system | Commercial | Miscellaneous | Existing | Water Heating | Natural Gas | Water Heater - Solar System | NEQ | Central storage gas water heater | 15 | 15 | 15 | 0.073715 | 0 | 0 | 0 | 0.1 | Retro1Slow | 0.012666666666666666 | TBD | A | WCM835 | 0.7 | 0.42 | sqft cond | 0.0321 | 1294.567864000834 | 1294.5679 | 1021.0676110429116 | 1021.0676 | CA eTRM - Solar Thermal Water Heating System, Multifamily - SWWH034-03 | CA eTRM - Solar Thermal Water Heating System, Multifamily - SWWH034-03 and Applied Energy Group Research - AEG Measure Research v1.3 SEP23 | CA eTRM - Solar Thermal Water Heating System, Multifamily - SWWH034-03 | 0 | 0 | 0.84889 | Central storage gas water heater | Central storage gas water heater | Central storage gas water heater | Central storage gas water heater | Central storage gas water heater | Central storage gas water heater | Central storage gas water heater | Central storage gas water heater | Central storage gas water heater | Central storage gas water heater | Central storage gas water heater | Central storage gas water heater | Central storage gas water heater | Central storage gas water heater | Central storage gas water heater | Central storage gas water heater | Central storage gas water heater | Central storage gas water heater | Central storage gas water heater | Central storage gas water heater | Central storage gas water heater | Central storage gas water heater | Central storage gas water heater | Central storage gas water heater | Central storage gas water heater | Central storage gas water heater | Central storage gas water heater | Central storage gas water heater | 0 | 0 | 0 | 814.9329 | 1610.6693 | 2824.1737 | 4531.6597 | 6778.4071 | 9558.5331 | 12791.7958 | 16339.772 | 19929.1966 | 23236.5668 | 25831.9889 | 27277.4679 | 27171.486 | 25431.5356 | 22292.2688 | 18390.3163 | 14035.8872 | 9701.8593 | 5113.8753 | 3405.7992 | 5.6236e-14 | 5.6202e-14 | 5.6174e-14 | 5.6153e-14 | 5.6135e-14 | 0 | 0 | 0 | 814.9329 | 2416.4332 | 5210.4904 | 9671.5496 | 16309.3226 | 25616.5424 | 37993.7478 | 53776.7339 | 72960.1011 | 95374.932 | 120336.475 | 146725.4237 | 172719.1906 | 196922.296 | 218617.995 | 236472.9725 | 250049.8793 | 259358.1971 | 264140.2794 | 267278.7034 | 267075.2545 | 266912.4955 | 266782.2882 | 266678.1224 | 266594.7897 | 0 | 0 | 0 | 11142.833206873545 | 22273.792701009752 | 39548.127595021186 | 64330.450046164784 | 97644.63798948523 | 139847.98607910497 | 190231.66636565383 | 246608.94643872514 | 305012.7641791391 | 359682.50519128586 | 403540.3958762603 | 429291.0033887602 | 431083.23660554213 | 406368.6512064174 | 357288.9313973166 | 295473.9985126366 | 225950.70474495736 | 156427.41097727817 | 82558.91134911902 | 55039.274232746015 | 9.094947017729282E-13 | 9.094947017729282E-13 | 9.094947017729282E-13 | 9.094947017729282E-13 | 9.094947017729282E-13 | 0 | 0 | 0 | 11142.833206873545 | 33416.625907883295 | 72964.75350290448 | 137295.20354906927 | 234939.8415385545 | 374787.82761765947 | 565019.4939833133 | 811628.4404220384 | 1116641.2046011775 | 1476323.7097924633 | 1879864.1056687236 | 2309155.1090574837 | 2740238.345663026 | 3146606.9968694435 | 3503895.92826676 | 3799369.9267793964 | 4025320.6315243538 | 4181748.042501632 | 4264306.953850751 | 4319346.228083497 | 4319346.228083497 | 4319346.228083497 | 4319346.228083497 | 4319346.228083497 | 4319346.228083497 | Solar water heating system | Solar water heating system | Solar water heating system | Solar water heating system | Solar water heating system | Solar water heating system | Solar water heating system | Solar water heating system | Solar water heating system | Solar water heating system | Solar water heating system | Solar water heating system | Solar water heating system | Solar water heating system | Solar water heating system | Solar water heating system | Solar water heating system | Solar water heating system | Solar water heating system | Solar water heating system | Solar water heating system | Solar water heating system | Solar water heating system | Solar water heating system | Solar water heating system | Solar water heating system | Solar water heating system | Solar water heating system | 0.8489 | 0.8489 | 0.8489 | 0.8489 | 0.8489 | 0.8489 | 0.8489 | 0.8489 | 0.8489 | 0.8489 | 0.8489 | 0.8489 | 0.8489 | 0.8489 | 0.8489 | 0.8489 | 0.8489 | 0.8489 | 0.8489 | 0.8489 | 0.8489 | 0.8489 | 0.8489 | 0.8489 | 0.8489 | 0.8489 | 0.8489 | 0.8489 | 0.0737 | 0.0737 | 0.0737 | 0.0737 | 0.0737 | 0.0737 | 0.0737 | 0.0737 | 0.0737 | 0.0737 | 0.0737 | 0.0737 | 0.0737 | 0.0737 | 0.0737 | 0.0737 | 0.0737 | 0.0737 | 0.0737 | 0.0737 | 0.0737 | 0.0737 | 0.0737 | 0.0737 | 0.0737 | 0.0737 | 0.0737 | 0.0737 | 0 | 0 | 0 | 700.0444 | 1400.1344 | 2486.8235 | 4044.6567 | 6133.9989 | 8769.0559 | 11891.4972 | 15355.0971 | 18899.4199 | 22156.4292 | 24686.5536 | 26053.4383 | 25895.8215 | 24136.8093 | 20967.934 | 17126.7171 | 12939.4489 | 8856.319 | 4625.4219 | 3054.8896 | 5.8908e-14 | 5.8518e-14 | 5.8199e-14 | 5.7937e-14 | 5.7721e-14 | 0 | 0 | 0 | 700.0444 | 2100.5747 | 4588.0925 | 8632.1791 | 14758.8312 | 23500.7704 | 35319.7122 | 50536.0153 | 69190.1242 | 90941.4865 | 115000.5463 | 140141.3721 | 164610.2585 | 186896.9292 | 205630.3799 | 220224.9073 | 230516.7882 | 236754.5079 | 238910.8402 | 239740.1891 | 237800.9047 | 236226.8549 | 234937.3647 | 233878.1391 | 233009.8584 | 0 | 0 | 0 | 9471.408225842513 | 18932.72379585829 | 33615.90845576801 | 54680.88253924007 | 82997.94229106244 | 118870.78816723924 | 161696.91641080574 | 209617.60447291634 | 259260.84955226825 | 305730.12941259297 | 343009.33649482124 | 364897.3528804462 | 366420.75111471076 | 345413.35352545476 | 303695.5916877191 | 251152.8987357411 | 192058.09903321377 | 132963.29933068645 | 70175.07464675115 | 46783.38309783412 | 9.094947017729282E-13 | 9.094947017729282E-13 | 9.094947017729282E-13 | 9.094947017729282E-13 | 9.094947017729282E-13 | 0 | 0 | 0 | 9471.408225842513 | 28404.132021700803 | 62020.040477468814 | 116700.92301670888 | 199698.8653077713 | 318569.65347501053 | 480266.5698858163 | 689884.1743587326 | 949145.0239110009 | 1254875.153323594 | 1597884.4898184151 | 1962781.8426988614 | 2329202.593813572 | 2674615.9473390267 | 2978311.5390267456 | 3229464.4377624867 | 3421522.5367957004 | 3554485.836126387 | 3624660.910773138 | 3671444.293870972 | 3671444.293870972 | 3671444.293870972 | 3671444.293870972 | 3671444.293870972 | 3671444.293870972 | Solar water heating system | Solar water heating system | Solar water heating system | Solar water heating system | Solar water heating system | Solar water heating system | Solar water heating system | Solar water heating system | Solar water heating system | Solar water heating system | Solar water heating system | Solar water heating system | Solar water heating system | Solar water heating system | Solar water heating system | Solar water heating system | Solar water heating system | Solar water heating system | Solar water heating system | Solar water heating system | Solar water heating system | Solar water heating system | Solar water heating system | Solar water heating system | Solar water heating system | Solar water heating system | Solar water heating system | Solar water heating system | 0.8489 | 0.8489 | 0.8489 | 0.8489 | 0.8489 | 0.8489 | 0.8489 | 0.8489 | 0.8489 | 0.8489 | 0.8489 | 0.8489 | 0.8489 | 0.8489 | 0.8489 | 0.8489 | 0.8489 | 0.8489 | 0.8489 | 0.8489 | 0.8489 | 0.8489 | 0.8489 | 0.8489 | 0.8489 | 0.8489 | 0.8489 | 0.8489 | 0.0737 | 0.0737 | 0.0737 | 0.0737 | 0.0737 | 0.0737 | 0.0737 | 0.0737 | 0.0737 | 0.0737 | 0.0737 | 0.0737 | 0.0737 | 0.0737 | 0.0737 | 0.0737 | 0.0737 | 0.0737 | 0.0737 | 0.0737 | 0.0737 | 0.0737 | 0.0737 | 0.0737 | 0.0737 | 0.0737 | 0.0737 | 0.0737 | 0 | 0 | 0 | 700.0444 | 1400.1344 | 2486.8235 | 4044.6567 | 6133.9989 | 8769.0559 | 11891.4972 | 15355.0971 | 18899.4199 | 22156.4292 | 24686.5536 | 26053.4383 | 25895.8215 | 24136.8093 | 20967.934 | 17126.7171 | 12939.4489 | 8856.319 | 4625.4219 | 3054.8896 | 5.8908e-14 | 5.8518e-14 | 5.8199e-14 | 5.7937e-14 | 5.7721e-14 | 0 | 0 | 0 | 700.0444 | 2100.5747 | 4588.0925 | 8632.1791 | 14758.8312 | 23500.7704 | 35319.7122 | 50536.0153 | 69190.1242 | 90941.4865 | 115000.5463 | 140141.3721 | 164610.2585 | 186896.9292 | 205630.3799 | 220224.9073 | 230516.7882 | 236754.5079 | 238910.8402 | 239740.1891 | 237800.9047 | 236226.8549 | 234937.3647 | 233878.1391 | 233009.8584 | 0 | 0 | 0 | 9471.4082 | 18932.7238 | 33615.90845576801 | 54680.88253924007 | 82997.94229106244 | 118870.78816723924 | 161696.91641080574 | 209617.60447291634 | 259260.84955226825 | 305730.12941259297 | 343009.33649482124 | 364897.3528804462 | 366420.75111471076 | 345413.35352545476 | 303695.5916877191 | 251152.8987357411 | 192058.09903321377 | 132963.29933068645 | 70175.07464675115 | 46783.38309783412 | 9.094947017729282E-13 | 9.094947017729282E-13 | 9.094947017729282E-13 | 9.094947017729282E-13 | 9.094947017729282E-13 | 0 | 0
Gas Boiler - Maintenance_Miscellaneous_Existing_Boiler with a tune-up performed adhering to program requirements | Gas Boiler - Maintenance_Miscellaneous_Existing | Gas Boiler - Maintenance_Commercial_Existing_The baseline condition of this measure is a boiler that has not had a tune-up within the past 36 months_Boiler with a tune-up performed adhering to program requirements | Commercial | Miscellaneous | Existing | Space Heating | Natural Gas | Gas Boiler - Maintenance | NEQ | The baseline condition of this measure is a boiler that has not had a tune-up within the past 36 months | 3 | 3 | 3 | 0.4312 | 0 | 0 | 0.2 | 0.3 | Retro5Med | 8.35569166605469E-06 | TBD | A | WCM816 | 0.7 | 0.42 | kBtuh heat | 0.0321 | 1466.285338620623 | 1466.2853 | 1156.5067459542945 | 1156.5067 | IL TRM v13 - 4.4.2 - Space Heating Boiler Tune-up - CI-HVC-BLRT-V07-250101 | IL TRM v13 - 4.4.2 - Space Heating Boiler Tune-up - CI-HVC-BLRT-V07-250101 | IL TRM v13 - 4.4.2 - Space Heating Boiler Tune-up - CI-HVC-BLRT-V07-250101 | 0 | 0 | 1.2191 | The baseline condition of this measure is a boiler that has not had a tune-up within the past 36 months | The baseline condition of this measure is a boiler that has not had a tune-up within the past 36 months | The baseline condition of this measure is a boiler that has not had a tune-up within the past 36 months | The baseline condition of this measure is a boiler that has not had a tune-up within the past 36 months | The baseline condition of this measure is a boiler that has not had a tune-up within the past 36 months | The baseline condition of this measure is a boiler that has not had a tune-up within the past 36 months | The baseline condition of this measure is a boiler that has not had a tune-up within the past 36 months | The baseline condition of this measure is a boiler that has not had a tune-up within the past 36 months | The baseline condition of this measure is a boiler that has not had a tune-up within the past 36 months | The baseline condition of this measure is a boiler that has not had a tune-up within the past 36 months | The baseline condition of this measure is a boiler that has not had a tune-up within the past 36 months | The baseline condition of this measure is a boiler that has not had a tune-up within the past 36 months | The baseline condition of this measure is a boiler that has not had a tune-up within the past 36 months | The baseline condition of this measure is a boiler that has not had a tune-up within the past 36 months | The baseline condition of this measure is a boiler that has not had a tune-up within the past 36 months | The baseline condition of this measure is a boiler that has not had a tune-up within the past 36 months | The baseline condition of this measure is a boiler that has not had a tune-up within the past 36 months | The baseline condition of this measure is a boiler that has not had a tune-up within the past 36 months | The baseline condition of this measure is a boiler that has not had a tune-up within the past 36 months | The baseline condition of this measure is a boiler that has not had a tune-up within the past 36 months | The baseline condition of this measure is a boiler that has not had a tune-up within the past 36 months | The baseline condition of this measure is a boiler that has not had a tune-up within the past 36 months | The baseline condition of this measure is a boiler that has not had a tune-up within the past 36 months | The baseline condition of this measure is a boiler that has not had a tune-up within the past 36 months | The baseline condition of this measure is a boiler that has not had a tune-up within the past 36 months | The baseline condition of this measure is a boiler that has not had a tune-up within the past 36 months | The baseline condition of this measure is a boiler that has not had a tune-up within the past 36 months | The baseline condition of this measure is a boiler that has not had a tune-up within the past 36 months | 0 | 0 | 0 | 612.3179 | 741.2577 | 893.3757 | 1020.3578 | 1143.9351 | 1313.0878 | 1412.9084 | 1414.6165 | 1305.8926 | 1099.3103 | 833.122 | 540.1052 | 307.2826 | 145.0127 | 60.1533 | 21.4505 | 6.5761 | 1.4082 | 0.12753 | 0.083742 | 0 | 0 | 0 | 0 | 0 | 0 | 0 | 0 | 612.3179 | 1344.9661 | 2218.0183 | 3202.6366 | 4291.7779 | 5526.854 | 6833.9838 | 8112.3869 | 9252.6754 | 10160.6309 | 10783.8888 | 11103.5244 | 11186.7998 | 11109.6505 | 10952.8221 | 10762.2817 | 10569.5906 | 10386.0422 | 10218.4453 | 10064.6178 | 9926.0343 | 9798.3203 | 9680.6098 | 9572.1076 | 9472.0833 | 0 | 0 | 0 | 47.08031491538817 | 57.807118260187416 | 70.73899593538282 | 82.1168283407933 | 93.66464141788879 | 109.5052245770718 | 120.12893192330532 | 122.7201895007744 | 115.64905084391656 | 99.41015501453934 | 76.92777507305775 | 50.91243357129185 | 29.562058202685588 | 14.23358357907084 | 6.02190074499151 | 2.1897820890878217 | 0.683989405939029 | 0.14907863348888226 | 0.01372285796420019 | 0.009148571976133458 | 0 | 0 | 0 | 0 | 0 | 0 | 0 | 0 | 47.08031491538817 | 104.88743317557558 | 175.62642911095838 | 257.7432574517517 | 351.40789886964046 | 460.91312344671223 | 581.0420553700176 | 703.762244870792 | 819.4112957147086 | 918.821450729248 | 995.7492258023057 | 1046.6616593735976 | 1076.2237175762832 | 1090.457301155354 | 1096.4792019003455 | 1098.6689839894334 | 1099.3529733953724 | 1099.502052028861 | 1099.5157748868253 | 1099.5249234588014 | 1099.5249234588014 | 1099.5249234588014 | 1099.5249234588014 | 1099.5249234588014 | 1099.5249234588014 | Boiler with a tune-up performed adhering to program requirements | Boiler with a tune-up performed adhering to program requirements | Boiler with a tune-up performed adhering to program requirements | Boiler with a tune-up performed adhering to program requirements | Boiler with a tune-up performed adhering to program requirements | Boiler with a tune-up performed adhering to program requirements | Boiler with a tune-up performed adhering to program requirements | Boiler with a tune-up performed adhering to program requirements | Boiler with a tune-up performed adhering to program requirements | Boiler with a tune-up performed adhering to program requirements | Boiler with a tune-up performed adhering to program requirements | Boiler with a tune-up performed adhering to program requirements | Boiler with a tune-up performed adhering to program requirements | Boiler with a tune-up performed adhering to program requirements | Boiler with a tune-up performed adhering to program requirements | Boiler with a tune-up performed adhering to program requirements | Boiler with a tune-up performed adhering to program requirements | Boiler with a tune-up performed adhering to program requirements | Boiler with a tune-up performed adhering to program requirements | Boiler with a tune-up performed adhering to program requirements | Boiler with a tune-up performed adhering to program requirements | Boiler with a tune-up performed adhering to program requirements | Boiler with a tune-up performed adhering to program requirements | Boiler with a tune-up performed adhering to program requirements | Boiler with a tune-up performed adhering to program requirements | Boiler with a tune-up performed adhering to program requirements | Boiler with a tune-up performed adhering to program requirements | Boiler with a tune-up performed adhering to program requirements | 1.2191 | 1.2191 | 1.2191 | 1.2191 | 1.2191 | 1.2191 | 1.2191 | 1.2191 | 1.2191 | 1.2191 | 1.2191 | 1.2191 | 1.2191 | 1.2191 | 1.2191 | 1.2191 | 1.2191 | 1.2191 | 1.2191 | 1.2191 | 1.2191 | 1.2191 | 1.2191 | 1.2191 | 1.2191 | 1.2191 | 1.2191 | 1.2191 | 0.4312 | 0.4312 | 0.4312 | 0.4312 | 0.4312 | 0.4312 | 0.4312 | 0.4312 | 0.4312 | 0.4312 | 0.4312 | 0.4312 | 0.4312 | 0.4312 | 0.4312 | 0.4312 | 0.4312 | 0.4312 | 0.4312 | 0.4312 | 0.4312 | 0.4312 | 0.4312 | 0.4312 | 0.4312 | 0.4312 | 0.4312 | 0.4312 | 0 | 0 | 0 | 523.8382 | 638.4761 | 775.0485 | 891.9389 | 1007.9629 | 1166.7702 | 1266.6166 | 1279.9605 | 1193.0423 | 1014.4162 | 776.7141 | 508.8518 | 292.6289 | 139.624 | 58.5735 | 21.1302 | 6.5518 | 1.4185 | 0.12979 | 0.086059 | 0 | 0 | 0 | 0 | 0 | 0 | 0 | 0 | 523.8382 | 1158.4754 | 1924.2427 | 2799.5631 | 3781.6418 | 4910.9958 | 6126.3969 | 7340.1765 | 8453.0945 | 9375.9771 | 10053.7475 | 10461.0145 | 10653.3232 | 10696.8159 | 10665.1741 | 10601.5453 | 10530.4678 | 10461.656 | 10399.4935 | 10342.992 | 10293.5262 | 10248.0004 | 10206.1835 | 10167.8047 | 10132.5996 | 0 | 0 | 0 | 40.018267678079944 | 49.1360505211593 | 60.128146545075396 | 69.7993040896743 | 79.61494520520547 | 93.07944089051104 | 102.1095921348095 | 104.31216107565824 | 98.30169321732907 | 84.49863176235841 | 65.38860881209906 | 43.27556853559806 | 25.12774947228274 | 12.09854604221021 | 5.118615633242779 | 1.8613147757246473 | 0.5813909950481742 | 0.12671683846554985 | 0.01166442926957017 | 0.007776286179713447 | 0 | 0 | 0 | 0 | 0 | 0 | 0 | 0 | 40.018267678079944 | 89.15431819923926 | 149.28246474431467 | 219.08176883398897 | 298.69671403919443 | 391.7761549297055 | 493.885747064515 | 598.1979081401732 | 696.4996013575023 | 780.9982331198606 | 846.3868419319598 | 889.6624104675578 | 914.7901599398406 | 926.8887059820509 | 932.0073216152937 | 933.8686363910183 | 934.4500273860665 | 934.576744224532 | 934.5884086538016 | 934.5961849399814 | 934.5961849399814 | 934.5961849399814 | 934.5961849399814 | 934.5961849399814 | 934.5961849399814 | Boiler with a tune-up performed adhering to program requirements | Boiler with a tune-up performed adhering to program requirements | Boiler with a tune-up performed adhering to program requirements | Boiler with a tune-up performed adhering to program requirements | Boiler with a tune-up performed adhering to program requirements | Boiler with a tune-up performed adhering to program requirements | Boiler with a tune-up performed adhering to program requirements | Boiler with a tune-up performed adhering to program requirements | Boiler with a tune-up performed adhering to program requirements | Boiler with a tune-up performed adhering to program requirements | Boiler with a tune-up performed adhering to program requirements | Boiler with a tune-up performed adhering to program requirements | Boiler with a tune-up performed adhering to program requirements | Boiler with a tune-up performed adhering to program requirements | Boiler with a tune-up performed adhering to program requirements | Boiler with a tune-up performed adhering to program requirements | Boiler with a tune-up performed adhering to program requirements | Boiler with a tune-up performed adhering to program requirements | Boiler with a tune-up performed adhering to program requirements | Boiler with a tune-up performed adhering to program requirements | Boiler with a tune-up performed adhering to program requirements | Boiler with a tune-up performed adhering to program requirements | Boiler with a tune-up performed adhering to program requirements | Boiler with a tune-up performed adhering to program requirements | Boiler with a tune-up performed adhering to program requirements | Boiler with a tune-up performed adhering to program requirements | Boiler with a tune-up performed adhering to program requirements | Boiler with a tune-up performed adhering to program requirements | 1.2191 | 1.2191 | 1.2191 | 1.2191 | 1.2191 | 1.2191 | 1.2191 | 1.2191 | 1.2191 | 1.2191 | 1.2191 | 1.2191 | 1.2191 | 1.2191 | 1.2191 | 1.2191 | 1.2191 | 1.2191 | 1.2191 | 1.2191 | 1.2191 | 1.2191 | 1.2191 | 1.2191 | 1.2191 | 1.2191 | 1.2191 | 1.2191 | 0.4312 | 0.4312 | 0.4312 | 0.4312 | 0.4312 | 0.4312 | 0.4312 | 0.4312 | 0.4312 | 0.4312 | 0.4312 | 0.4312 | 0.4312 | 0.4312 | 0.4312 | 0.4312 | 0.4312 | 0.4312 | 0.4312 | 0.4312 | 0.4312 | 0.4312 | 0.4312 | 0.4312 | 0.4312 | 0.4312 | 0.4312 | 0.4312 | 0 | 0 | 0 | 523.837 | 638.4707 | 775.0303 | 891.8905 | 1007.8506 | 1166.528 | 1266.1657 | 1279.2325 | 1192.023 | 1013.5436 | 776.0415 | 508.4083 | 292.3722 | 139.5008 | 58.5215 | 21.1113 | 6.5459 | 1.4172 | 0.12968 | 0.08598 | 0 | 0 | 0 | 0 | 0 | 0 | 0 | 0 | 523.837 | 1158.4654 | 1924.1976 | 2799.4112 | 3781.2204 | 4909.9764 | 6124.2158 | 7336.0021 | 8445.8722 | 9367.9121 | 10045.0419 | 10451.897 | 10643.9789 | 10687.3755 | 10655.7056 | 10592.0784 | 10521.0121 | 10452.2127 | 10390.0622 | 10333.5764 | 10284.1357 | 10238.6599 | 10196.9387 | 10158.7305 | 10123.8091 | 0 | 0 | 0 | 40.0183 | 49.1361 | 60.128146545075396 | 69.7993040896743 | 79.61494520520547 | 93.07944089051104 | 102.1095921348095 | 104.31216107565824 | 98.30169321732907 | 84.49863176235841 | 65.38860881209906 | 43.27556853559806 | 25.12774947228274 | 12.09854604221021 | 5.118615633242779 | 1.8613147757246473 | 0.5813909950481742 | 0.12671683846554985 | 0.01166442926957017 | 0.007776286179713447 | 0 | 0 | 0 | 0 | 0 | 0 | 0
Insulation - Wall Cavity_Healthcare_Existing_R-13+10ci | Insulation - Wall Cavity_Healthcare_Existing | Insulation - Wall Cavity_Commercial_Existing_Existing/Assumed R-13_R-13+10ci | Commercial | Healthcare | Existing | Space Heating | Natural Gas | Insulation - Wall Cavity | NEQ | Existing/Assumed R-13 | 45 | 45 | 45 | 0.1351 | 0 | 0 | 0.15 | 0.5 | Retro3Slow | 0.004128203794943829 | TBD | A | WCM502 | 0.707202044049935 | 0.424321226429961 | sqft wall | 0.0321 | 1217.8267374762543 | 1217.8267 | 967.4778886227273 | 967.4779 | Regional Technical Forum. ComWeatherizationSchool - UES Workbook, Version 4.1. Northwest Power and Conservation Council. July 18, 2023. | Regional Technical Forum. ComWeatherizationSchool_v4_1 ¦ ResMFWeatherization_v6_1 - AEG Adjusted | AEG BEST | 0 | 0 | 2.828 | Existing/Assumed R-13 | Existing/Assumed R-13 | Existing/Assumed R-13 | Existing/Assumed R-13 | Existing/Assumed R-13 | Existing/Assumed R-13 | Existing/Assumed R-13 | Existing/Assumed R-13 | Existing/Assumed R-13 | Existing/Assumed R-13 | Existing/Assumed R-13 | Existing/Assumed R-13 | Existing/Assumed R-13 | Existing/Assumed R-13 | Existing/Assumed R-13 | Existing/Assumed R-13 | Existing/Assumed R-13 | Existing/Assumed R-13 | Existing/Assumed R-13 | Existing/Assumed R-13 | Existing/Assumed R-13 | Existing/Assumed R-13 | Existing/Assumed R-13 | Existing/Assumed R-13 | Existing/Assumed R-13 | Existing/Assumed R-13 | Existing/Assumed R-13 | Existing/Assumed R-13 | 0 | 0 | 0 | 339.1319 | 524.7149 | 1031.6146 | 1772.4317 | 2703.3766 | 3705.6136 | 4611.5478 | 5254.8965 | 5523.2058 | 5388.2049 | 4905.6917 | 4188.1308 | 3366.3031 | 2556.4984 | 1840.1822 | 1258.8425 | 821.0782 | 511.8089 | 256.3328 | 167.9149 | 2.4466e-15 | 2.4107e-15 | 2.3776e-15 | 2.347e-15 | 2.3188e-15 | 0 | 0 | 0 | 339.1319 | 858.5227 | 1875.563 | 3613.821 | 6246.7602 | 9821.7953 | 14215.3257 | 19139.3079 | 24202.8502 | 28999.4771 | 33194.1671 | 36575.3538 | 39064.1815 | 40699.5555 | 41598.7324 | 41911.8448 | 41826.4896 | 41482.1255 | 40959.9042 | 40415.0745 | 39782.571 | 39198.9822 | 38660.4983 | 38163.6194 | 37705.1184 | 0 | 0 | 0 | 337.55471687088493 | 530.6046834967415 | 1061.2093669934825 | 1857.1163922385956 | 2888.847721260038 | 4044.3868097640484 | 5147.401394245157 | 6005.301626619349 | 6467.247905590068 | 6467.247905590064 | 6036.098045217399 | 5281.58578956522 | 4349.541238465472 | 3382.976518806482 | 2492.719540173204 | 1744.9036781212362 | 1163.269118747491 | 740.2621664756774 | 377.8422300960709 | 251.89482006404728 | 3.728598585439613E-15 | 3.728598585439613E-15 | 3.728598585439613E-15 | 3.728598585439613E-15 | 3.728598585439613E-15 | 0 | 0 | 0 | 337.55471687088493 | 868.1594003676264 | 1929.3687673611087 | 3786.4851595997043 | 6675.332880859742 | 10719.71969062379 | 15867.121084868948 | 21872.422711488296 | 28339.670617078365 | 34806.91852266843 | 40843.016567885825 | 46124.60235745105 | 50474.14359591652 | 53857.120114723 | 56349.839654896205 | 58094.74333301744 | 59258.01245176493 | 59998.27461824061 | 60376.116848336686 | 60628.01166840073 | 60628.01166840073 | 60628.01166840073 | 60628.01166840073 | 60628.01166840073 | 60628.01166840073 | R-13+10ci | R-13+10ci | R-13+10ci | R-13+10ci | R-13+10ci | R-13+10ci | R-13+10ci | R-13+10ci | R-13+10ci | R-13+10ci | R-13+10ci | R-13+10ci | R-13+10ci | R-13+10ci | R-13+10ci | R-13+10ci | R-13+10ci | R-13+10ci | R-13+10ci | R-13+10ci | R-13+10ci | R-13+10ci | R-13+10ci | R-13+10ci | R-13+10ci | R-13+10ci | R-13+10ci | R-13+10ci | 2.828 | 2.828 | 2.828 | 2.828 | 2.828 | 2.828 | 2.828 | 2.828 | 2.828 | 2.828 | 2.828 | 2.828 | 2.828 | 2.828 | 2.828 | 2.828 | 2.828 | 2.828 | 2.828 | 2.828 | 2.828 | 2.828 | 2.828 | 2.828 | 2.828 | 2.828 | 2.828 | 2.828 | 0.1351 | 0.1351 | 0.1351 | 0.1351 | 0.1351 | 0.1351 | 0.1351 | 0.1351 | 0.1351 | 0.1351 | 0.1351 | 0.1351 | 0.1351 | 0.1351 | 0.1351 | 0.1351 | 0.1351 | 0.1351 | 0.1351 | 0.1351 | 0.1351 | 0.1351 | 0.1351 | 0.1351 | 0.1351 | 0.1351 | 0.1351 | 0.1351 | 0 | 0 | 0 | 290.3773 | 452.808 | 897.5743 | 1555.6786 | 2394.9522 | 3315.5211 | 4169.6657 | 4804.347 | 5108.6605 | 5044.5188 | 4650.6202 | 4021.8619 | 3275.7632 | 2521.8331 | 1840.7563 | 1277.4344 | 845.0189 | 534.0263 | 270.9391 | 179.6554 | 3.1148e-15 | 3.102e-15 | 3.0903e-15 | 3.0794e-15 | 3.0695e-15 | 0 | 0 | 0 | 290.3773 | 740.8709 | 1631.8663 | 3171.882 | 5534.0761 | 8787.8479 | 12853.2022 | 17498.3232 | 22386.3007 | 27149.7486 | 31468.2358 | 35123.3114 | 38013.5127 | 40147.6823 | 41611.7103 | 42530.8433 | 43046.0521 | 43282.8484 | 43293.8622 | 43240.8715 | 43049.8414 | 42873.5188 | 42711.1041 | 42561.6149 | 42424.0988 | 0 | 0 | 0 | 286.92150934025216 | 451.0139809722301 | 902.0279619444599 | 1578.5489334028064 | 2455.5205630710316 | 3437.728788299441 | 4375.291185108384 | 5104.506382626446 | 5497.160719751558 | 5497.160719751555 | 5130.683338434788 | 4489.3479211304375 | 3697.110052695651 | 2875.5300409855104 | 2118.8116091472243 | 1483.1681264030512 | 988.7787509353674 | 629.222841504326 | 321.1658955816603 | 214.11059705444032 | 3.728598585439613E-15 | 3.728598585439613E-15 | 3.728598585439613E-15 | 3.728598585439613E-15 | 3.728598585439613E-15 | 0 | 0 | 0 | 286.92150934025216 | 737.9354903124822 | 1639.9634522569422 | 3218.5123856597484 | 5674.03294873078 | 9111.76173703022 | 13487.052922138602 | 18591.55930476505 | 24088.720024516606 | 29585.88074426816 | 34716.56408270295 | 39205.91200383339 | 42903.022056529044 | 45778.552097514555 | 47897.363706661774 | 49380.53183306483 | 50369.310584000195 | 50998.53342550452 | 51319.699321086184 | 51533.80991814062 | 51533.80991814062 | 51533.80991814062 | 51533.80991814062 | 51533.80991814062 | 51533.80991814062 | R-13+10ci | R-13+10ci | R-13+10ci | R-13+10ci | R-13+10ci | R-13+10ci | R-13+10ci | R-13+10ci | R-13+10ci | R-13+10ci | R-13+10ci | R-13+10ci | R-13+10ci | R-13+10ci | R-13+10ci | R-13+10ci | R-13+10ci | R-13+10ci | R-13+10ci | R-13+10ci | R-13+10ci | R-13+10ci | R-13+10ci | R-13+10ci | R-13+10ci | R-13+10ci | R-13+10ci | R-13+10ci | 2.828 | 2.828 | 2.828 | 2.828 | 2.828 | 2.828 | 2.828 | 2.828 | 2.828 | 2.828 | 2.828 | 2.828 | 2.828 | 2.828 | 2.828 | 2.828 | 2.828 | 2.828 | 2.828 | 2.828 | 2.828 | 2.828 | 2.828 | 2.828 | 2.828 | 2.828 | 2.828 | 2.828 | 0.1351 | 0.1351 | 0.1351 | 0.1351 | 0.1351 | 0.1351 | 0.1351 | 0.1351 | 0.1351 | 0.1351 | 0.1351 | 0.1351 | 0.1351 | 0.1351 | 0.1351 | 0.1351 | 0.1351 | 0.1351 | 0.1351 | 0.1351 | 0.1351 | 0.1351 | 0.1351 | 0.1351 | 0.1351 | 0.1351 | 0.1351 | 0.1351 | 0 | 0 | 0 | 290.2623 | 452.3881 | 896.0781 | 1551.4806 | 2385.0006 | 3294.8626 | 4131.9152 | 4743.2723 | 5020.5748 | 4930.3873 | 4516.6637 | 3878.3099 | 3134.1574 | 2392.3586 | 1730.3743 | 1189.2521 | 779.0847 | 487.5996 | 244.9959 | 160.8836 | 2.7623e-15 | 2.7244e-15 | 2.688e-15 | 2.6529e-15 | 2.6192e-15 | 0 | 0 | 0 | 290.2623 | 740.1838 | 1629.146 | 3163.3226 | 5511.0806 | 8733.0924 | 12736.8344 | 17275.8777 | 22000.3065 | 26535.4894 | 30561.8244 | 33869.6578 | 36370.2524 | 38086.4439 | 39116.4393 | 39594.9061 | 39687.3025 | 39519.9679 | 39148.3501 | 38722.7255 | 38178.7398 | 37655.2013 | 37151.1699 | 36666.2066 | 36200.5035 | 0 | 0 | 0 | 286.9215 | 451.014 | 902.0279619444599 | 1578.5489334028064 | 2455.5205630710316 | 3437.728788299441 | 4375.291185108384 | 5104.506382626446 | 5497.160719751558 | 5497.160719751555 | 5130.683338434788 | 4489.3479211304375 | 3697.110052695651 | 2875.5300409855104 | 2118.8116091472243 | 1483.1681264030512 | 988.7787509353674 | 629.222841504326 | 321.1658955816603 | 214.11059705444032 | 3.728598585439613E-15 | 3.728598585439613E-15 | 3.728598585439613E-15 | 3.728598585439613E-15 | 3.728598585439613E-15 | 0 | 0
Gas Boiler - Insulate Hot Water Lines_Grocery_Existing_Installing pipe wrap insulation to a length of pipe | Gas Boiler - Insulate Hot Water Lines_Grocery_Existing | Gas Boiler - Insulate Hot Water Lines_Commercial_Existing_bare pipe_Installing pipe wrap insulation to a length of pipe | Commercial | Grocery | Existing | Space Heating | Natural Gas | Gas Boiler - Insulate Hot Water Lines | NEQ | bare pipe | 15 | 15 | 15 | 1.1867 | 0 | 0 | 0.3 | 0.4 | Retro5Med | 8.35569166605469E-06 | TBD | A | WCM328 | 0.7 | 0.42 | boiler pipe | 0.0321 | 2252.526250902391 | 2252.5263 | 1776.6404232469563 | 1776.6404 | IL TRM v13 - 4.4.14 - Pipe Insulation - CI-HVC-PINS-V09-250101 | IL TRM v13 - 4.4.14 - Pipe Insulation - CI-HVC-PINS-V09-250101 | IL TRM v13 - 4.4.14 - Pipe Insulation - CI-HVC-PINS-V09-250101 | 0 | 0 | 21.9977 | bare pipe | bare pipe | bare pipe | bare pipe | bare pipe | bare pipe | bare pipe | bare pipe | bare pipe | bare pipe | bare pipe | bare pipe | bare pipe | bare pipe | bare pipe | bare pipe | bare pipe | bare pipe | bare pipe | bare pipe | bare pipe | bare pipe | bare pipe | bare pipe | bare pipe | bare pipe | bare pipe | bare pipe | 0 | 0 | 0 | 113.3475 | 136.6075 | 163.8511 | 186.0608 | 207.2524 | 236.1534 | 252.014 | 250.0455 | 228.6461 | 190.6113 | 143.075 | 91.8876 | 51.804 | 24.2313 | 9.9637 | 3.5207 | 1.0697 | 0.22715 | 0.020406 | 0.013298 | 2.9619e-19 | 2.9046e-19 | 2.8518e-19 | 2.8031e-19 | 2.7583e-19 | 0 | 0 | 0 | 113.3475 | 247.8658 | 406.7994 | 583.9961 | 777.5626 | 993.9819 | 1218.9465 | 1433.9337 | 1620.0326 | 1761.7693 | 1851.955 | 1889.0325 | 1885.9561 | 1856.3984 | 1814.217 | 1766.4444 | 1719.3635 | 1675.2989 | 1634.993 | 1598.2699 | 1565.3204 | 1535.0081 | 1507.0903 | 1481.3732 | 1457.6799 | 0 | 0 | 0 | 2.775723874612745 | 3.408146240434758 | 4.170573630122399 | 4.841378851068742 | 5.522205657670722 | 6.456122198835608 | 7.082466312523784 | 7.2352396220476995 | 6.818345036150998 | 5.86094509241742 | 4.535446763150974 | 3.00165488766262 | 1.7428963863847473 | 0.8391723341852488 | 0.3550344490783745 | 0.12910343602849988 | 0.04032610502838008 | 0.008789259861863914 | 0.0008090613783617703 | 0.00053937425224118 | 1.2266347333466993E-20 | 1.2266347333466993E-20 | 1.2266347333466993E-20 | 1.2266347333466993E-20 | 1.2266347333466993E-20 | 0 | 0 | 0 | 2.775723874612745 | 6.183870115047502 | 10.354443745169903 | 15.195822596238646 | 20.718028253909367 | 27.174150452744975 | 34.25661676526876 | 41.49185638731646 | 48.31020142346746 | 54.17114651588487 | 58.70659327903584 | 61.70824816669846 | 63.4511445530832 | 64.29031688726846 | 64.64535133634682 | 64.77445477237532 | 64.8147808774037 | 64.82357013726556 | 64.82437919864392 | 64.82491857289617 | 64.82491857289617 | 64.82491857289617 | 64.82491857289617 | 64.82491857289617 | 64.82491857289617 | Installing pipe wrap insulation to a length of pipe | Installing pipe wrap insulation to a length of pipe | Installing pipe wrap insulation to a length of pipe | Installing pipe wrap insulation to a length of pipe | Installing pipe wrap insulation to a length of pipe | Installing pipe wrap insulation to a length of pipe | Installing pipe wrap insulation to a length of pipe | Installing pipe wrap insulation to a length of pipe | Installing pipe wrap insulation to a length of pipe | Installing pipe wrap insulation to a length of pipe | Installing pipe wrap insulation to a length of pipe | Installing pipe wrap insulation to a length of pipe | Installing pipe wrap insulation to a length of pipe | Installing pipe wrap insulation to a length of pipe | Installing pipe wrap insulation to a length of pipe | Installing pipe wrap insulation to a length of pipe | Installing pipe wrap insulation to a length of pipe | Installing pipe wrap insulation to a length of pipe | Installing pipe wrap insulation to a length of pipe | Installing pipe wrap insulation to a length of pipe | Installing pipe wrap insulation to a length of pipe | Installing pipe wrap insulation to a length of pipe | Installing pipe wrap insulation to a length of pipe | Installing pipe wrap insulation to a length of pipe | Installing pipe wrap insulation to a length of pipe | Installing pipe wrap insulation to a length of pipe | Installing pipe wrap insulation to a length of pipe | Installing pipe wrap insulation to a length of pipe | 21.9977 | 21.9977 | 21.9977 | 21.9977 | 21.9977 | 21.9977 | 21.9977 | 21.9977 | 21.9977 | 21.9977 | 21.9977 | 21.9977 | 21.9977 | 21.9977 | 21.9977 | 21.9977 | 21.9977 | 21.9977 | 21.9977 | 21.9977 | 21.9977 | 21.9977 | 21.9977 | 21.9977 | 21.9977 | 21.9977 | 21.9977 | 21.9977 | 1.1867 | 1.1867 | 1.1867 | 1.1867 | 1.1867 | 1.1867 | 1.1867 | 1.1867 | 1.1867 | 1.1867 | 1.1867 | 1.1867 | 1.1867 | 1.1867 | 1.1867 | 1.1867 | 1.1867 | 1.1867 | 1.1867 | 1.1867 | 1.1867 | 1.1867 | 1.1867 | 1.1867 | 1.1867 | 1.1867 | 1.1867 | 1.1867 | 0 | 0 | 0 | 0 | 0 | 0 | 0 | 0 | 0 | 0 | 0 | 0 | 0 | 0 | 0 | 0 | 0 | 0 | 0 | 0 | 0 | 0 | 0 | 0 | 0 | 0 | 0 | 0 | 0 | 0 | 0 | 0 | 0 | 0 | 0 | 0 | 0 | 0 | 0 | 0 | 0 | 0 | 0 | 0 | 0 | 0 | 0 | 0 | 0 | 0 | 0 | 0 | 0 | 0 | 0 | 0 | 0 | 0 | 0 | 0 | 0 | 0 | 0 | 0 | 0 | 0 | 0 | 0 | 0 | 0 | 0 | 0 | 0 | 0 | 0 | 0 | 0 | 0 | 0 | 0 | 0 | 0 | 0 | 0 | 0 | 0 | 0 | 0 | 0 | 0 | 0 | 0 | 0 | 0 | 0 | 0 | 0 | 0 | 0 | 0 | 0 | 0 | 0 | 0 | 0 | 0 | 0 | 0 | 0 | 0 | 0 | 0 | Installing pipe wrap insulation to a length of pipe | Installing pipe wrap insulation to a length of pipe | Installing pipe wrap insulation to a length of pipe | Installing pipe wrap insulation to a length of pipe | Installing pipe wrap insulation to a length of pipe | Installing pipe wrap insulation to a length of pipe | Installing pipe wrap insulation to a length of pipe | Installing pipe wrap insulation to a length of pipe | Installing pipe wrap insulation to a length of pipe | Installing pipe wrap insulation to a length of pipe | Installing pipe wrap insulation to a length of pipe | Installing pipe wrap insulation to a length of pipe | Installing pipe wrap insulation to a length of pipe | Installing pipe wrap insulation to a length of pipe | Installing pipe wrap insulation to a length of pipe | Installing pipe wrap insulation to a length of pipe | Installing pipe wrap insulation to a length of pipe | Installing pipe wrap insulation to a length of pipe | Installing pipe wrap insulation to a length of pipe | Installing pipe wrap insulation to a length of pipe | Installing pipe wrap insulation to a length of pipe | Installing pipe wrap insulation to a length of pipe | Installing pipe wrap insulation to a length of pipe | Installing pipe wrap insulation to a length of pipe | Installing pipe wrap insulation to a length of pipe | Installing pipe wrap insulation to a length of pipe | Installing pipe wrap insulation to a length of pipe | Installing pipe wrap insulation to a length of pipe | 21.9977 | 21.9977 | 21.9977 | 21.9977 | 21.9977 | 21.9977 | 21.9977 | 21.9977 | 21.9977 | 21.9977 | 21.9977 | 21.9977 | 21.9977 | 21.9977 | 21.9977 | 21.9977 | 21.9977 | 21.9977 | 21.9977 | 21.9977 | 21.9977 | 21.9977 | 21.9977 | 21.9977 | 21.9977 | 21.9977 | 21.9977 | 21.9977 | 1.1867 | 1.1867 | 1.1867 | 1.1867 | 1.1867 | 1.1867 | 1.1867 | 1.1867 | 1.1867 | 1.1867 | 1.1867 | 1.1867 | 1.1867 | 1.1867 | 1.1867 | 1.1867 | 1.1867 | 1.1867 | 1.1867 | 1.1867 | 1.1867 | 1.1867 | 1.1867 | 1.1867 | 1.1867 | 1.1867 | 1.1867 | 1.1867 | 0 | 0 | 0 | 0 | 0 | 0 | 0 | 0 | 0 | 0 | 0 | 0 | 0 | 0 | 0 | 0 | 0 | 0 | 0 | 0 | 0 | 0 | 0 | 0 | 0 | 0 | 0 | 0 | 0 | 0 | 0 | 0 | 0 | 0 | 0 | 0 | 0 | 0 | 0 | 0 | 0 | 0 | 0 | 0 | 0 | 0 | 0 | 0 | 0 | 0 | 0 | 0 | 0 | 0 | 0 | 0 | 0 | 0 | 0 | 0 | 0 | 0 | 0 | 0 | 0 | 0 | 0 | 0 | 0 | 0 | 0 | 0 | 0 | 0 | 0 | 0 | 0 | 0 | 0 | 0 | 0 | 0 | 0 | 0 | 0 | 0
Destratification Fans (HVLS)_Retail_Existing_High Volume, Low Speed (HVLS) fans with a minimum diameter of 14 ft with Variable Speed Drive (VSD) installed | Destratification Fans (HVLS)_Retail_Existing | Destratification Fans (HVLS)_Commercial_Existing_No destratification fans or other means to effectively mix indoor air_High Volume, Low Speed (HVLS) fans with a minimum diameter of 14 ft with Variable Speed Drive (VSD) installed | Commercial | Retail | Existing | Space Heating | Natural Gas | Destratification Fans (HVLS) | NEQ | No destratification fans or other means to effectively mix indoor air | 10 | 10 | 10 | 0.080719 | 0 | 0 | 0.15 | 0.2 | Retro1Slow | 0.012666666666666666 | TBD | A | WCM213 | 0.7 | 0.42 | sqft roof | 0.0321 | 1480.844543423568 | 1480.8445 | 1167.9900624185893 | 1167.9901 | IL TRM v12 - 4.4.34 - Destratification Fan - CI-HVC-DSFN-V07-240101 | IL TRM v12 - 4.4.34 - Destratification Fan - CI-HVC-DSFN-V07-240101 | IL TRM v12 - 4.4.34 - Destratification Fan - CI-HVC-DSFN-V07-240101 | 0 | 0 | 0.71324 | No destratification fans or other means to effectively mix indoor air | No destratification fans or other means to effectively mix indoor air | No destratification fans or other means to effectively mix indoor air | No destratification fans or other means to effectively mix indoor air | No destratification fans or other means to effectively mix indoor air | No destratification fans or other means to effectively mix indoor air | No destratification fans or other means to effectively mix indoor air | No destratification fans or other means to effectively mix indoor air | No destratification fans or other means to effectively mix indoor air | No destratification fans or other means to effectively mix indoor air | No destratification fans or other means to effectively mix indoor air | No destratification fans or other means to effectively mix indoor air | No destratification fans or other means to effectively mix indoor air | No destratification fans or other means to effectively mix indoor air | No destratification fans or other means to effectively mix indoor air | No destratification fans or other means to effectively mix indoor air | No destratification fans or other means to effectively mix indoor air | No destratification fans or other means to effectively mix indoor air | No destratification fans or other means to effectively mix indoor air | No destratification fans or other means to effectively mix indoor air | No destratification fans or other means to effectively mix indoor air | No destratification fans or other means to effectively mix indoor air | No destratification fans or other means to effectively mix indoor air | No destratification fans or other means to effectively mix indoor air | No destratification fans or other means to effectively mix indoor air | No destratification fans or other means to effectively mix indoor air | No destratification fans or other means to effectively mix indoor air | No destratification fans or other means to effectively mix indoor air | 0 | 0 | 0 | 144.1431 | 281.8231 | 488.2469 | 773.1937 | 1140.0026 | 1581.7554 | 2079.9909 | 2603.2509 | 3108.4175 | 3542.1025 | 3847.3737 | 3971.5759 | 3877.0394 | 3557.1849 | 3045.3745 | 2451.1602 | 1825.4952 | 1232.1121 | 634.8713 | 413.7931 | 0 | 0 | 0 | 0 | 0 | 0 | 0 | 0 | 144.1431 | 422.8097 | 900.7965 | 1650.1639 | 2742.9261 | 4239.0505 | 6177.9167 | 8567.7042 | 11379.8092 | 14538.6273 | 17922.7153 | 21363.0957 | 24644.9206 | 27544.1103 | 29865.6754 | 31518.3887 | 32521.2687 | 32937.8482 | 32792.1741 | 32473.4595 | 31794.0735 | 31167.8644 | 30590.6109 | 30058.4349 | 29567.7727 | 0 | 0 | 0 | 611.6850677550483 | 1222.718328860441 | 2170.991762904915 | 3531.41566104819 | 5360.195732596256 | 7676.945643181352 | 10442.75433094089 | 13537.58126957527 | 16743.654855031215 | 19744.74655355343 | 22152.322466893285 | 23565.90030733881 | 23664.28482735155 | 22307.579350051914 | 19613.351483631937 | 16220.0249653354 | 12403.54850290353 | 8587.072040471678 | 4532.065799137831 | 3021.3771994252206 | 0 | 0 | 0 | 0 | 0 | 0 | 0 | 0 | 611.6850677550483 | 1834.4033966154896 | 4005.3951595204053 | 7536.810820568595 | 12897.006553164852 | 20573.952196346203 | 31016.706527287097 | 44554.287796862365 | 61297.94265189357 | 81042.689205447 | 103195.01167234029 | 126760.91197967909 | 150425.19680703065 | 172732.77615708255 | 192346.12764071446 | 208566.15260604984 | 220969.7011089534 | 229556.77314942508 | 234088.83894856292 | 237110.21614798813 | 237110.21614798813 | 237110.21614798813 | 237110.21614798813 | 237110.21614798813 | 237110.21614798813 | High Volume, Low Speed (HVLS) fans with a minimum diameter of 14 ft with Variable Speed Drive (VSD) installed | High Volume, Low Speed (HVLS) fans with a minimum diameter of 14 ft with Variable Speed Drive (VSD) installed | High Volume, Low Speed (HVLS) fans with a minimum diameter of 14 ft with Variable Speed Drive (VSD) installed | High Volume, Low Speed (HVLS) fans with a minimum diameter of 14 ft with Variable Speed Drive (VSD) installed | High Volume, Low Speed (HVLS) fans with a minimum diameter of 14 ft with Variable Speed Drive (VSD) installed | High Volume, Low Speed (HVLS) fans with a minimum diameter of 14 ft with Variable Speed Drive (VSD) installed | High Volume, Low Speed (HVLS) fans with a minimum diameter of 14 ft with Variable Speed Drive (VSD) installed | High Volume, Low Speed (HVLS) fans with a minimum diameter of 14 ft with Variable Speed Drive (VSD) installed | High Volume, Low Speed (HVLS) fans with a minimum diameter of 14 ft with Variable Speed Drive (VSD) installed | High Volume, Low Speed (HVLS) fans with a minimum diameter of 14 ft with Variable Speed Drive (VSD) installed | High Volume, Low Speed (HVLS) fans with a minimum diameter of 14 ft with Variable Speed Drive (VSD) installed | High Volume, Low Speed (HVLS) fans with a minimum diameter of 14 ft with Variable Speed Drive (VSD) installed | High Volume, Low Speed (HVLS) fans with a minimum diameter of 14 ft with Variable Speed Drive (VSD) installed | High Volume, Low Speed (HVLS) fans with a minimum diameter of 14 ft with Variable Speed Drive (VSD) installed | High Volume, Low Speed (HVLS) fans with a minimum diameter of 14 ft with Variable Speed Drive (VSD) installed | High Volume, Low Speed (HVLS) fans with a minimum diameter of 14 ft with Variable Speed Drive (VSD) installed | High Volume, Low Speed (HVLS) fans with a minimum diameter of 14 ft with Variable Speed Drive (VSD) installed | High Volume, Low Speed (HVLS) fans with a minimum diameter of 14 ft with Variable Speed Drive (VSD) installed | High Volume, Low Speed (HVLS) fans with a minimum diameter of 14 ft with Variable Speed Drive (VSD) installed | High Volume, Low Speed (HVLS) fans with a minimum diameter of 14 ft with Variable Speed Drive (VSD) installed | High Volume, Low Speed (HVLS) fans with a minimum diameter of 14 ft with Variable Speed Drive (VSD) installed | High Volume, Low Speed (HVLS) fans with a minimum diameter of 14 ft with Variable Speed Drive (VSD) installed | High Volume, Low Speed (HVLS) fans with a minimum diameter of 14 ft with Variable Speed Drive (VSD) installed | High Volume, Low Speed (HVLS) fans with a minimum diameter of 14 ft with Variable Speed Drive (VSD) installed | High Volume, Low Speed (HVLS) fans with a minimum diameter of 14 ft with Variable Speed Drive (VSD) installed | High Volume, Low Speed (HVLS) fans with a minimum diameter of 14 ft with Variable Speed Drive (VSD) installed | High Volume, Low Speed (HVLS) fans with a minimum diameter of 14 ft with Variable Speed Drive (VSD) installed | High Volume, Low Speed (HVLS) fans with a minimum diameter of 14 ft with Variable Speed Drive (VSD) installed | 0.7132 | 0.7132 | 0.7132 | 0.7132 | 0.7132 | 0.7132 | 0.7132 | 0.7132 | 0.7132 | 0.7132 | 0.7132 | 0.7132 | 0.7132 | 0.7132 | 0.7132 | 0.7132 | 0.7132 | 0.7132 | 0.7132 | 0.7132 | 0.7132 | 0.7132 | 0.7132 | 0.7132 | 0.7132 | 0.7132 | 0.7132 | 0.7132 | 0.0807 | 0.0807 | 0.0807 | 0.0807 | 0.0807 | 0.0807 | 0.0807 | 0.0807 | 0.0807 | 0.0807 | 0.0807 | 0.0807 | 0.0807 | 0.0807 | 0.0807 | 0.0807 | 0.0807 | 0.0807 | 0.0807 | 0.0807 | 0.0807 | 0.0807 | 0.0807 | 0.0807 | 0.0807 | 0.0807 | 0.0807 | 0.0807 | 0 | 0 | 0 | 123.9432 | 245.373 | 430.8491 | 692.1582 | 1036.205 | 1461.2663 | 1954.8337 | 2491.0879 | 3030.4517 | 3520.023 | 3898.0831 | 4103.2181 | 4085.6283 | 3825.1224 | 3343.5977 | 2750.0891 | 2092.5106 | 1442.0108 | 757.8632 | 503.3228 | 7.4021e-15 | 7.3797e-15 | 7.3596e-15 | 7.3415e-15 | 7.3251e-15 | 0 | 0 | 0 | 123.9432 | 368.1249 | 794.8997 | 1477.2165 | 2493.1818 | 3916.1439 | 5806.1793 | 8198.5582 | 11094.3791 | 14448.0014 | 18158.9415 | 22071.1989 | 25970.8439 | 29618.8125 | 32790.3204 | 35362.1839 | 37278.1576 | 38549.035 | 39144.9139 | 39499.53 | 39367.3086 | 39248.1614 | 39141.0523 | 39044.7186 | 38958.0072 | 0 | 0 | 0 | 519.932307591791 | 1039.310579531375 | 1845.342998469178 | 3001.7033118909612 | 4556.166372706817 | 6525.4037967041495 | 8876.341181299756 | 11506.944079138979 | 14232.10662677653 | 16783.034570520416 | 18829.474096859292 | 20031.015261237982 | 20114.64210324882 | 18961.442447544134 | 16671.34876108715 | 13787.021220535087 | 10543.016227468004 | 7299.011234400925 | 3852.2559292671567 | 2568.1706195114366 | 3.789561257387201E-14 | 3.789561257387201E-14 | 3.789561257387201E-14 | 3.789561257387201E-14 | 3.789561257387201E-14 | 0 | 0 | 0 | 519.932307591791 | 1559.242887123166 | 3404.585885592344 | 6406.2891974833055 | 10962.455570190123 | 17487.85936689427 | 26364.20054819403 | 37871.14462733301 | 52103.251254109535 | 68886.28582462994 | 87715.75992148924 | 107746.77518272721 | 127861.41728597603 | 146822.85973352016 | 163494.2084946073 | 177281.2297151424 | 187824.24594261037 | 195123.25717701128 | 198975.51310627843 | 201543.6837257899 | 201543.6837257899 | 201543.6837257899 | 201543.6837257899 | 201543.6837257899 | 201543.6837257899 | High Volume, Low Speed (HVLS) fans with a minimum diameter of 14 ft with Variable Speed Drive (VSD) installed | High Volume, Low Speed (HVLS) fans with a minimum diameter of 14 ft with Variable Speed Drive (VSD) installed | High Volume, Low Speed (HVLS) fans with a minimum diameter of 14 ft with Variable Speed Drive (VSD) installed | High Volume, Low Speed (HVLS) fans with a minimum diameter of 14 ft with Variable Speed Drive (VSD) installed | High Volume, Low Speed (HVLS) fans with a minimum diameter of 14 ft with Variable Speed Drive (VSD) installed | High Volume, Low Speed (HVLS) fans with a minimum diameter of 14 ft with Variable Speed Drive (VSD) installed | High Volume, Low Speed (HVLS) fans with a minimum diameter of 14 ft with Variable Speed Drive (VSD) installed | High Volume, Low Speed (HVLS) fans with a minimum diameter of 14 ft with Variable Speed Drive (VSD) installed | High Volume, Low Speed (HVLS) fans with a minimum diameter of 14 ft with Variable Speed Drive (VSD) installed | High Volume, Low Speed (HVLS) fans with a minimum diameter of 14 ft with Variable Speed Drive (VSD) installed | High Volume, Low Speed (HVLS) fans with a minimum diameter of 14 ft with Variable Speed Drive (VSD) installed | High Volume, Low Speed (HVLS) fans with a minimum diameter of 14 ft with Variable Speed Drive (VSD) installed | High Volume, Low Speed (HVLS) fans with a minimum diameter of 14 ft with Variable Speed Drive (VSD) installed | High Volume, Low Speed (HVLS) fans with a minimum diameter of 14 ft with Variable Speed Drive (VSD) installed | High Volume, Low Speed (HVLS) fans with a minimum diameter of 14 ft with Variable Speed Drive (VSD) installed | High Volume, Low Speed (HVLS) fans with a minimum diameter of 14 ft with Variable Speed Drive (VSD) installed | High Volume, Low Speed (HVLS) fans with a minimum diameter of 14 ft with Variable Speed Drive (VSD) installed | High Volume, Low Speed (HVLS) fans with a minimum diameter of 14 ft with Variable Speed Drive (VSD) installed | High Volume, Low Speed (HVLS) fans with a minimum diameter of 14 ft with Variable Speed Drive (VSD) installed | High Volume, Low Speed (HVLS) fans with a minimum diameter of 14 ft with Variable Speed Drive (VSD) installed | High Volume, Low Speed (HVLS) fans with a minimum diameter of 14 ft with Variable Speed Drive (VSD) installed | High Volume, Low Speed (HVLS) fans with a minimum diameter of 14 ft with Variable Speed Drive (VSD) installed | High Volume, Low Speed (HVLS) fans with a minimum diameter of 14 ft with Variable Speed Drive (VSD) installed | High Volume, Low Speed (HVLS) fans with a minimum diameter of 14 ft with Variable Speed Drive (VSD) installed | High Volume, Low Speed (HVLS) fans with a minimum diameter of 14 ft with Variable Speed Drive (VSD) installed | High Volume, Low Speed (HVLS) fans with a minimum diameter of 14 ft with Variable Speed Drive (VSD) installed | High Volume, Low Speed (HVLS) fans with a minimum diameter of 14 ft with Variable Speed Drive (VSD) installed | High Volume, Low Speed (HVLS) fans with a minimum diameter of 14 ft with Variable Speed Drive (VSD) installed | 0.7132 | 0.7132 | 0.7132 | 0.7132 | 0.7132 | 0.7132 | 0.7132 | 0.7132 | 0.7132 | 0.7132 | 0.7132 | 0.7132 | 0.7132 | 0.7132 | 0.7132 | 0.7132 | 0.7132 | 0.7132 | 0.7132 | 0.7132 | 0.7132 | 0.7132 | 0.7132 | 0.7132 | 0.7132 | 0.7132 | 0.7132 | 0.7132 | 0.0807 | 0.0807 | 0.0807 | 0.0807 | 0.0807 | 0.0807 | 0.0807 | 0.0807 | 0.0807 | 0.0807 | 0.0807 | 0.0807 | 0.0807 | 0.0807 | 0.0807 | 0.0807 | 0.0807 | 0.0807 | 0.0807 | 0.0807 | 0.0807 | 0.0807 | 0.0807 | 0.0807 | 0.0807 | 0.0807 | 0.0807 | 0.0807 | 0 | 0 | 0 | 123.9133 | 245.2195 | 430.2467 | 690.2488 | 1031.1373 | 1449.7181 | 1931.8041 | 2451.2196 | 2968.1684 | 3431.6687 | 3783.6921 | 3967.5651 | 3938.0561 | 3677.8544 | 3209.0016 | 2636.004 | 2003.9879 | 1380.2531 | 725.2029 | 481.5423 | 7.0818e-15 | 7.0604e-15 | 7.0412e-15 | 7.0241e-15 | 7.0088e-15 | 0 | 0 | 0 | 123.9133 | 367.8946 | 793.7883 | 1473.1415 | 2480.9887 | 3885.1949 | 5737.7774 | 8067.3452 | 10866.3622 | 14085.3497 | 17626.0592 | 21341.5217 | 25032.7814 | 28478.4819 | 31470.3493 | 33895.2142 | 35701.1231 | 36898.0772 | 37457.9548 | 37790.2512 | 37663.7939 | 37550.0165 | 37448.0595 | 37356.9036 | 37275.6891 | 0 | 0 | 0 | 519.9323 | 1039.3106 | 1845.342998469178 | 3001.7033118909612 | 4556.166372706817 | 6525.4037967041495 | 8876.341181299756 | 11506.944079138979 | 14232.10662677653 | 16783.034570520416 | 18829.474096859292 | 20031.015261237982 | 20114.64210324882 | 18961.442447544134 | 16671.34876108715 | 13787.021220535087 | 10543.016227468004 | 7299.011234400925 | 3852.2559292671567 | 2568.1706195114366 | 3.789561257387201E-14 | 3.789561257387201E-14 | 3.789561257387201E-14 | 3.789561257387201E-14 | 3.789561257387201E-14 | 0 | 0
Gas Boiler - Insulate Hot Water Lines_Warehouse_Existing_Installing pipe wrap insulation to a length of pipe | Gas Boiler - Insulate Hot Water Lines_Warehouse_Existing | Gas Boiler - Insulate Hot Water Lines_Commercial_Existing_bare pipe_Installing pipe wrap insulation to a length of pipe | Commercial | Warehouse | Existing | Space Heating | Natural Gas | Gas Boiler - Insulate Hot Water Lines | NEQ | bare pipe | 15 | 15 | 15 | 1.1267 | 0 | 0 | 0.3 | 0.4 | Retro5Med | 8.35569166605469E-06 | TBD | A | WCM728 | 0.7 | 0.42 | boiler pipe | 0.0321 | 2372.510941175249 | 2372.5109 | 1871.2762352931538 | 1871.2762 | IL TRM v13 - 4.4.14 - Pipe Insulation - CI-HVC-PINS-V09-250101 | IL TRM v13 - 4.4.14 - Pipe Insulation - CI-HVC-PINS-V09-250101 | IL TRM v13 - 4.4.14 - Pipe Insulation - CI-HVC-PINS-V09-250101 | 0 | 0 | 21.9977 | bare pipe | bare pipe | bare pipe | bare pipe | bare pipe | bare pipe | bare pipe | bare pipe | bare pipe | bare pipe | bare pipe | bare pipe | bare pipe | bare pipe | bare pipe | bare pipe | bare pipe | bare pipe | bare pipe | bare pipe | bare pipe | bare pipe | bare pipe | bare pipe | bare pipe | bare pipe | bare pipe | bare pipe | 0 | 0 | 0 | 539.3281 | 652.796 | 786.2238 | 896.6387 | 1002.6651 | 1146.5902 | 1227.597 | 1221.6654 | 1120.2529 | 936.5441 | 705.0893 | 454.3981 | 257.2412 | 120.934 | 50.0334 | 17.8127 | 5.4569 | 1.1688 | 0.10594 | 0.069631 | 0 | 0 | 0 | 0 | 0 | 0 | 0 | 0 | 539.3281 | 1184.4578 | 1951.9881 | 2814.3146 | 3761.7659 | 4826.0571 | 5937.6662 | 7005.8721 | 7937.3578 | 8656.2268 | 9126.6406 | 9341.5506 | 9365.0125 | 9264.9416 | 9110.1751 | 8937.0964 | 8770.6565 | 8620.0464 | 8487.9342 | 8368.69 | 8265.6929 | 8170.8622 | 8083.5348 | 8003.1036 | 7929.0123 | 0 | 0 | 0 | 8.354400702531901 | 10.257871687396143 | 12.552633056959479 | 14.571629132323084 | 16.620788273619763 | 19.431699358463394 | 21.31687596096435 | 21.77669455318394 | 20.521921175632794 | 17.640329517439586 | 13.650831759931766 | 9.034410062040317 | 5.245786487636311 | 2.525749049602669 | 1.0685861363703595 | 0.3885767768619489 | 0.12137390295224383 | 0.026453999778683217 | 0.0024351208020358364 | 0.0016234138680238906 | 0 | 0 | 0 | 0 | 0 | 0 | 0 | 0 | 8.354400702531901 | 18.612272389928048 | 31.164905446887527 | 45.736534579210606 | 62.357322852830364 | 81.78902221129376 | 103.10589817225811 | 124.88259272544205 | 145.40451390107484 | 163.04484341851443 | 176.69567517844618 | 185.7300852404865 | 190.97587172812283 | 193.5016207777255 | 194.57020691409585 | 194.9587836909578 | 195.08015759391003 | 195.1066115936887 | 195.10904671449074 | 195.11067012835878 | 195.11067012835878 | 195.11067012835878 | 195.11067012835878 | 195.11067012835878 | 195.11067012835878 | Installing pipe wrap insulation to a length of pipe | Installing pipe wrap insulation to a length of pipe | Installing pipe wrap insulation to a length of pipe | Installing pipe wrap insulation to a length of pipe | Installing pipe wrap insulation to a length of pipe | Installing pipe wrap insulation to a length of pipe | Installing pipe wrap insulation to a length of pipe | Installing pipe wrap insulation to a length of pipe | Installing pipe wrap insulation to a length of pipe | Installing pipe wrap insulation to a length of pipe | Installing pipe wrap insulation to a length of pipe | Installing pipe wrap insulation to a length of pipe | Installing pipe wrap insulation to a length of pipe | Installing pipe wrap insulation to a length of pipe | Installing pipe wrap insulation to a length of pipe | Installing pipe wrap insulation to a length of pipe | Installing pipe wrap insulation to a length of pipe | Installing pipe wrap insulation to a length of pipe | Installing pipe wrap insulation to a length of pipe | Installing pipe wrap insulation to a length of pipe | Installing pipe wrap insulation to a length of pipe | Installing pipe wrap insulation to a length of pipe | Installing pipe wrap insulation to a length of pipe | Installing pipe wrap insulation to a length of pipe | Installing pipe wrap insulation to a length of pipe | Installing pipe wrap insulation to a length of pipe | Installing pipe wrap insulation to a length of pipe | Installing pipe wrap insulation to a length of pipe | 21.9977 | 21.9977 | 21.9977 | 21.9977 | 21.9977 | 21.9977 | 21.9977 | 21.9977 | 21.9977 | 21.9977 | 21.9977 | 21.9977 | 21.9977 | 21.9977 | 21.9977 | 21.9977 | 21.9977 | 21.9977 | 21.9977 | 21.9977 | 21.9977 | 21.9977 | 21.9977 | 21.9977 | 21.9977 | 21.9977 | 21.9977 | 21.9977 | 1.1267 | 1.1267 | 1.1267 | 1.1267 | 1.1267 | 1.1267 | 1.1267 | 1.1267 | 1.1267 | 1.1267 | 1.1267 | 1.1267 | 1.1267 | 1.1267 | 1.1267 | 1.1267 | 1.1267 | 1.1267 | 1.1267 | 1.1267 | 1.1267 | 1.1267 | 1.1267 | 1.1267 | 1.1267 | 1.1267 | 1.1267 | 1.1267 | 0 | 0 | 0 | 0 | 0 | 0 | 0 | 0 | 0 | 0 | 0 | 0 | 0 | 0 | 0 | 0 | 0 | 0 | 0 | 0 | 0 | 0 | 0 | 0 | 0 | 0 | 0 | 0 | 0 | 0 | 0 | 0 | 0 | 0 | 0 | 0 | 0 | 0 | 0 | 0 | 0 | 0 | 0 | 0 | 0 | 0 | 0 | 0 | 0 | 0 | 0 | 0 | 0 | 0 | 0 | 0 | 0 | 0 | 0 | 0 | 0 | 0 | 0 | 0 | 0 | 0 | 0 | 0 | 0 | 0 | 0 | 0 | 0 | 0 | 0 | 0 | 0 | 0 | 0 | 0 | 0 | 0 | 0 | 0 | 0 | 0 | 0 | 0 | 0 | 0 | 0 | 0 | 0 | 0 | 0 | 0 | 0 | 0 | 0 | 0 | 0 | 0 | 0 | 0 | 0 | 0 | 0 | 0 | 0 | 0 | 0 | 0 | Installing pipe wrap insulation to a length of pipe | Installing pipe wrap insulation to a length of pipe | Installing pipe wrap insulation to a length of pipe | Installing pipe wrap insulation to a length of pipe | Installing pipe wrap insulation to a length of pipe | Installing pipe wrap insulation to a length of pipe | Installing pipe wrap insulation to a length of pipe | Installing pipe wrap insulation to a length of pipe | Installing pipe wrap insulation to a length of pipe | Installing pipe wrap insulation to a length of pipe | Installing pipe wrap insulation to a length of pipe | Installing pipe wrap insulation to a length of pipe | Installing pipe wrap insulation to a length of pipe | Installing pipe wrap insulation to a length of pipe | Installing pipe wrap insulation to a length of pipe | Installing pipe wrap insulation to a length of pipe | Installing pipe wrap insulation to a length of pipe | Installing pipe wrap insulation to a length of pipe | Installing pipe wrap insulation to a length of pipe | Installing pipe wrap insulation to a length of pipe | Installing pipe wrap insulation to a length of pipe | Installing pipe wrap insulation to a length of pipe | Installing pipe wrap insulation to a length of pipe | Installing pipe wrap insulation to a length of pipe | Installing pipe wrap insulation to a length of pipe | Installing pipe wrap insulation to a length of pipe | Installing pipe wrap insulation to a length of pipe | Installing pipe wrap insulation to a length of pipe | 21.9977 | 21.9977 | 21.9977 | 21.9977 | 21.9977 | 21.9977 | 21.9977 | 21.9977 | 21.9977 | 21.9977 | 21.9977 | 21.9977 | 21.9977 | 21.9977 | 21.9977 | 21.9977 | 21.9977 | 21.9977 | 21.9977 | 21.9977 | 21.9977 | 21.9977 | 21.9977 | 21.9977 | 21.9977 | 21.9977 | 21.9977 | 21.9977 | 1.1267 | 1.1267 | 1.1267 | 1.1267 | 1.1267 | 1.1267 | 1.1267 | 1.1267 | 1.1267 | 1.1267 | 1.1267 | 1.1267 | 1.1267 | 1.1267 | 1.1267 | 1.1267 | 1.1267 | 1.1267 | 1.1267 | 1.1267 | 1.1267 | 1.1267 | 1.1267 | 1.1267 | 1.1267 | 1.1267 | 1.1267 | 1.1267 | 0 | 0 | 0 | 0 | 0 | 0 | 0 | 0 | 0 | 0 | 0 | 0 | 0 | 0 | 0 | 0 | 0 | 0 | 0 | 0 | 0 | 0 | 0 | 0 | 0 | 0 | 0 | 0 | 0 | 0 | 0 | 0 | 0 | 0 | 0 | 0 | 0 | 0 | 0 | 0 | 0 | 0 | 0 | 0 | 0 | 0 | 0 | 0 | 0 | 0 | 0 | 0 | 0 | 0 | 0 | 0 | 0 | 0 | 0 | 0 | 0 | 0 | 0 | 0 | 0 | 0 | 0 | 0 | 0 | 0 | 0 | 0 | 0 | 0 | 0 | 0 | 0 | 0 | 0 | 0 | 0 | 0 | 0 | 0 | 0 | 0
Destratification Fans (HVLS)_Lodging_Existing_High Volume, Low Speed (HVLS) fans with a minimum diameter of 14 ft with Variable Speed Drive (VSD) installed | Destratification Fans (HVLS)_Lodging_Existing | Destratification Fans (HVLS)_Commercial_Existing_No destratification fans or other means to effectively mix indoor air_High Volume, Low Speed (HVLS) fans with a minimum diameter of 14 ft with Variable Speed Drive (VSD) installed | Commercial | Lodging | Existing | Space Heating | Natural Gas | Destratification Fans (HVLS) | NEQ | No destratification fans or other means to effectively mix indoor air | 10 | 10 | 10 | 0.080719 | 0 | 0 | 0.15 | 0.2 | Retro1Slow | 0.012666666666666666 | TBD | A | WCM613 | 0.7 | 0.42 | sqft roof | 0.0321 | 1504.3658512541529 | 1504.3659 | 1186.542079862431 | 1186.5421 | IL TRM v12 - 4.4.34 - Destratification Fan - CI-HVC-DSFN-V07-240101 | IL TRM v12 - 4.4.34 - Destratification Fan - CI-HVC-DSFN-V07-240101 | IL TRM v12 - 4.4.34 - Destratification Fan - CI-HVC-DSFN-V07-240101 | 0 | 0 | 0.71324 | No destratification fans or other means to effectively mix indoor air | No destratification fans or other means to effectively mix indoor air | No destratification fans or other means to effectively mix indoor air | No destratification fans or other means to effectively mix indoor air | No destratification fans or other means to effectively mix indoor air | No destratification fans or other means to effectively mix indoor air | No destratification fans or other means to effectively mix indoor air | No destratification fans or other means to effectively mix indoor air | No destratification fans or other means to effectively mix indoor air | No destratification fans or other means to effectively mix indoor air | No destratification fans or other means to effectively mix indoor air | No destratification fans or other means to effectively mix indoor air | No destratification fans or other means to effectively mix indoor air | No destratification fans or other means to effectively mix indoor air | No destratification fans or other means to effectively mix indoor air | No destratification fans or other means to effectively mix indoor air | No destratification fans or other means to effectively mix indoor air | No destratification fans or other means to effectively mix indoor air | No destratification fans or other means to effectively mix indoor air | No destratification fans or other means to effectively mix indoor air | No destratification fans or other means to effectively mix indoor air | No destratification fans or other means to effectively mix indoor air | No destratification fans or other means to effectively mix indoor air | No destratification fans or other means to effectively mix indoor air | No destratification fans or other means to effectively mix indoor air | No destratification fans or other means to effectively mix indoor air | No destratification fans or other means to effectively mix indoor air | No destratification fans or other means to effectively mix indoor air | 0 | 0 | 0 | 12.7904 | 25.1735 | 43.9558 | 70.2332 | 104.5935 | 146.7944 | 195.46 | 247.8126 | 299.5928 | 345.2285 | 378.4815 | 393.5036 | 386.2498 | 355.952 | 305.9677 | 247.3497 | 185.0265 | 125.3905 | 64.8669 | 42.4384 | 3.697e-16 | 3.6367e-16 | 3.5812e-16 | 3.5299e-16 | 3.4825e-16 | 0 | 0 | 0 | 12.7904 | 37.7669 | 81.0967 | 149.893 | 251.6592 | 393.404 | 580.5486 | 815.5898 | 1096.799 | 1416.9969 | 1763.1291 | 2116.6547 | 2455.2484 | 2756.2189 | 3000.5942 | 3180.5611 | 3296.2535 | 3352.0441 | 3350.4851 | 3330.4603 | 3272.6578 | 3219.3235 | 3170.1107 | 3124.6999 | 3082.7964 | 0 | 0 | 0 | 16.226288244765342 | 32.435285888313324 | 57.5903189057629 | 93.67854709703849 | 142.19095019710034 | 203.64782371234864 | 277.01696636965215 | 359.11403988208895 | 444.1621747376046 | 523.7727153838161 | 587.6389478625377 | 625.1372009744927 | 627.7470661889707 | 591.7574772674843 | 520.2871729194362 | 430.271743253046 | 329.03133307585864 | 227.7909228986713 | 120.22298708540987 | 80.14865805693991 | 7.105427357601002E-16 | 7.105427357601002E-16 | 7.105427357601002E-16 | 7.105427357601002E-16 | 7.105427357601002E-16 | 0 | 0 | 0 | 16.226288244765342 | 48.66157413307867 | 106.25189303884159 | 199.93044013588008 | 342.12139033298035 | 545.769214045329 | 822.7861804149811 | 1181.90022029707 | 1626.0623950346744 | 2149.835110418491 | 2737.474058281028 | 3362.6112592555205 | 3990.358325444491 | 4582.115802711975 | 5102.402975631412 | 5532.674718884457 | 5861.7060519603165 | 6089.496974858987 | 6209.719961944397 | 6289.868620001337 | 6289.868620001337 | 6289.868620001337 | 6289.868620001337 | 6289.868620001337 | 6289.868620001337 | High Volume, Low Speed (HVLS) fans with a minimum diameter of 14 ft with Variable Speed Drive (VSD) installed | High Volume, Low Speed (HVLS) fans with a minimum diameter of 14 ft with Variable Speed Drive (VSD) installed | High Volume, Low Speed (HVLS) fans with a minimum diameter of 14 ft with Variable Speed Drive (VSD) installed | High Volume, Low Speed (HVLS) fans with a minimum diameter of 14 ft with Variable Speed Drive (VSD) installed | High Volume, Low Speed (HVLS) fans with a minimum diameter of 14 ft with Variable Speed Drive (VSD) installed | High Volume, Low Speed (HVLS) fans with a minimum diameter of 14 ft with Variable Speed Drive (VSD) installed | High Volume, Low Speed (HVLS) fans with a minimum diameter of 14 ft with Variable Speed Drive (VSD) installed | High Volume, Low Speed (HVLS) fans with a minimum diameter of 14 ft with Variable Speed Drive (VSD) installed | High Volume, Low Speed (HVLS) fans with a minimum diameter of 14 ft with Variable Speed Drive (VSD) installed | High Volume, Low Speed (HVLS) fans with a minimum diameter of 14 ft with Variable Speed Drive (VSD) installed | High Volume, Low Speed (HVLS) fans with a minimum diameter of 14 ft with Variable Speed Drive (VSD) installed | High Volume, Low Speed (HVLS) fans with a minimum diameter of 14 ft with Variable Speed Drive (VSD) installed | High Volume, Low Speed (HVLS) fans with a minimum diameter of 14 ft with Variable Speed Drive (VSD) installed | High Volume, Low Speed (HVLS) fans with a minimum diameter of 14 ft with Variable Speed Drive (VSD) installed | High Volume, Low Speed (HVLS) fans with a minimum diameter of 14 ft with Variable Speed Drive (VSD) installed | High Volume, Low Speed (HVLS) fans with a minimum diameter of 14 ft with Variable Speed Drive (VSD) installed | High Volume, Low Speed (HVLS) fans with a minimum diameter of 14 ft with Variable Speed Drive (VSD) installed | High Volume, Low Speed (HVLS) fans with a minimum diameter of 14 ft with Variable Speed Drive (VSD) installed | High Volume, Low Speed (HVLS) fans with a minimum diameter of 14 ft with Variable Speed Drive (VSD) installed | High Volume, Low Speed (HVLS) fans with a minimum diameter of 14 ft with Variable Speed Drive (VSD) installed | High Volume, Low Speed (HVLS) fans with a minimum diameter of 14 ft with Variable Speed Drive (VSD) installed | High Volume, Low Speed (HVLS) fans with a minimum diameter of 14 ft with Variable Speed Drive (VSD) installed | High Volume, Low Speed (HVLS) fans with a minimum diameter of 14 ft with Variable Speed Drive (VSD) installed | High Volume, Low Speed (HVLS) fans with a minimum diameter of 14 ft with Variable Speed Drive (VSD) installed | High Volume, Low Speed (HVLS) fans with a minimum diameter of 14 ft with Variable Speed Drive (VSD) installed | High Volume, Low Speed (HVLS) fans with a minimum diameter of 14 ft with Variable Speed Drive (VSD) installed | High Volume, Low Speed (HVLS) fans with a minimum diameter of 14 ft with Variable Speed Drive (VSD) installed | High Volume, Low Speed (HVLS) fans with a minimum diameter of 14 ft with Variable Speed Drive (VSD) installed | 0.7132 | 0.7132 | 0.7132 | 0.7132 | 0.7132 | 0.7132 | 0.7132 | 0.7132 | 0.7132 | 0.7132 | 0.7132 | 0.7132 | 0.7132 | 0.7132 | 0.7132 | 0.7132 | 0.7132 | 0.7132 | 0.7132 | 0.7132 | 0.7132 | 0.7132 | 0.7132 | 0.7132 | 0.7132 | 0.7132 | 0.7132 | 0.7132 | 0.0807 | 0.0807 | 0.0807 | 0.0807 | 0.0807 | 0.0807 | 0.0807 | 0.0807 | 0.0807 | 0.0807 | 0.0807 | 0.0807 | 0.0807 | 0.0807 | 0.0807 | 0.0807 | 0.0807 | 0.0807 | 0.0807 | 0.0807 | 0.0807 | 0.0807 | 0.0807 | 0.0807 | 0.0807 | 0.0807 | 0.0807 | 0.0807 | 0 | 0 | 0 | 10.9636 | 21.7757 | 38.3925 | 61.9835 | 93.3337 | 132.5399 | 178.6882 | 229.5357 | 281.3256 | 328.8413 | 365.8833 | 386.2553 | 385.1549 | 360.7612 | 315.4265 | 259.523 | 197.5419 | 136.1904 | 71.6102 | 47.5789 | 4.9477e-16 | 4.9344e-16 | 4.9222e-16 | 4.9111e-16 | 4.901e-16 | 0 | 0 | 0 | 10.9636 | 32.6693 | 70.8327 | 132.2864 | 224.5674 | 355.2024 | 530.7335 | 755.4376 | 1029.9235 | 1349.7356 | 1704.4412 | 2077.6664 | 2448.2889 | 2793.4579 | 3093.3558 | 3337.0919 | 3519.2162 | 3640.7544 | 3698.7873 | 3733.8748 | 3722.8495 | 3712.79 | 3703.6306 | 3695.2947 | 3687.7118 | 0 | 0 | 0 | 13.79234500805054 | 27.56999300506633 | 48.95177106989846 | 79.62676503248272 | 120.86230766753528 | 173.10065015549637 | 235.46442141420425 | 305.2469338997756 | 377.53784852696384 | 445.2068080762437 | 499.49310568315707 | 531.3666208283186 | 533.5850062606252 | 502.99385567736164 | 442.24409698152067 | 365.730981765089 | 279.6766331144798 | 193.62228446387064 | 102.1895390225984 | 68.1263593483989 | 7.105427357601002E-16 | 7.105427357601002E-16 | 7.105427357601002E-16 | 7.105427357601002E-16 | 7.105427357601002E-16 | 0 | 0 | 0 | 13.79234500805054 | 41.36233801311687 | 90.31410908301534 | 169.94087411549805 | 290.8031817830333 | 463.9038319385297 | 699.368253352734 | 1004.6151872525096 | 1382.1530357794736 | 1827.3598438557174 | 2326.8529495388743 | 2858.2195703671932 | 3391.804576627818 | 3894.7984323051796 | 4337.0425292867 | 4702.773511051789 | 4982.450144166269 | 5176.07242863014 | 5278.261967652738 | 5346.388327001137 | 5346.388327001137 | 5346.388327001137 | 5346.388327001137 | 5346.388327001137 | 5346.388327001137 | High Volume, Low Speed (HVLS) fans with a minimum diameter of 14 ft with Variable Speed Drive (VSD) installed | High Volume, Low Speed (HVLS) fans with a minimum diameter of 14 ft with Variable Speed Drive (VSD) installed | High Volume, Low Speed (HVLS) fans with a minimum diameter of 14 ft with Variable Speed Drive (VSD) installed | High Volume, Low Speed (HVLS) fans with a minimum diameter of 14 ft with Variable Speed Drive (VSD) installed | High Volume, Low Speed (HVLS) fans with a minimum diameter of 14 ft with Variable Speed Drive (VSD) installed | High Volume, Low Speed (HVLS) fans with a minimum diameter of 14 ft with Variable Speed Drive (VSD) installed | High Volume, Low Speed (HVLS) fans with a minimum diameter of 14 ft with Variable Speed Drive (VSD) installed | High Volume, Low Speed (HVLS) fans with a minimum diameter of 14 ft with Variable Speed Drive (VSD) installed | High Volume, Low Speed (HVLS) fans with a minimum diameter of 14 ft with Variable Speed Drive (VSD) installed | High Volume, Low Speed (HVLS) fans with a minimum diameter of 14 ft with Variable Speed Drive (VSD) installed | High Volume, Low Speed (HVLS) fans with a minimum diameter of 14 ft with Variable Speed Drive (VSD) installed | High Volume, Low Speed (HVLS) fans with a minimum diameter of 14 ft with Variable Speed Drive (VSD) installed | High Volume, Low Speed (HVLS) fans with a minimum diameter of 14 ft with Variable Speed Drive (VSD) installed | High Volume, Low Speed (HVLS) fans with a minimum diameter of 14 ft with Variable Speed Drive (VSD) installed | High Volume, Low Speed (HVLS) fans with a minimum diameter of 14 ft with Variable Speed Drive (VSD) installed | High Volume, Low Speed (HVLS) fans with a minimum diameter of 14 ft with Variable Speed Drive (VSD) installed | High Volume, Low Speed (HVLS) fans with a minimum diameter of 14 ft with Variable Speed Drive (VSD) installed | High Volume, Low Speed (HVLS) fans with a minimum diameter of 14 ft with Variable Speed Drive (VSD) installed | High Volume, Low Speed (HVLS) fans with a minimum diameter of 14 ft with Variable Speed Drive (VSD) installed | High Volume, Low Speed (HVLS) fans with a minimum diameter of 14 ft with Variable Speed Drive (VSD) installed | High Volume, Low Speed (HVLS) fans with a minimum diameter of 14 ft with Variable Speed Drive (VSD) installed | High Volume, Low Speed (HVLS) fans with a minimum diameter of 14 ft with Variable Speed Drive (VSD) installed | High Volume, Low Speed (HVLS) fans with a minimum diameter of 14 ft with Variable Speed Drive (VSD) installed | High Volume, Low Speed (HVLS) fans with a minimum diameter of 14 ft with Variable Speed Drive (VSD) installed | High Volume, Low Speed (HVLS) fans with a minimum diameter of 14 ft with Variable Speed Drive (VSD) installed | High Volume, Low Speed (HVLS) fans with a minimum diameter of 14 ft with Variable Speed Drive (VSD) installed | High Volume, Low Speed (HVLS) fans with a minimum diameter of 14 ft with Variable Speed Drive (VSD) installed | High Volume, Low Speed (HVLS) fans with a minimum diameter of 14 ft with Variable Speed Drive (VSD) installed | 0.7132 | 0.7132 | 0.7132 | 0.7132 | 0.7132 | 0.7132 | 0.7132 | 0.7132 | 0.7132 | 0.7132 | 0.7132 | 0.7132 | 0.7132 | 0.7132 | 0.7132 | 0.7132 | 0.7132 | 0.7132 | 0.7132 | 0.7132 | 0.7132 | 0.7132 | 0.7132 | 0.7132 | 0.7132 | 0.7132 | 0.7132 | 0.7132 | 0.0807 | 0.0807 | 0.0807 | 0.0807 | 0.0807 | 0.0807 | 0.0807 | 0.0807 | 0.0807 | 0.0807 | 0.0807 | 0.0807 | 0.0807 | 0.0807 | 0.0807 | 0.0807 | 0.0807 | 0.0807 | 0.0807 | 0.0807 | 0.0807 | 0.0807 | 0.0807 | 0.0807 | 0.0807 | 0.0807 | 0.0807 | 0.0807 | 0 | 0 | 0 | 10.9608 | 21.7612 | 38.3468 | 61.8711 | 93.0992 | 132.1067 | 177.9609 | 228.4088 | 279.6989 | 326.6427 | 363.2523 | 383.2775 | 381.9809 | 357.5924 | 312.4822 | 257.0898 | 195.6821 | 134.9033 | 70.9311 | 47.1262 | 4.9006e-16 | 4.8875e-16 | 4.8758e-16 | 4.8654e-16 | 4.8563e-16 | 0 | 0 | 0 | 10.9608 | 32.6476 | 70.7483 | 132.0465 | 224.0032 | 354.0414 | 528.5734 | 751.729 | 1023.9681 | 1340.7113 | 1692.1847 | 2061.6484 | 2428.1128 | 2768.9212 | 3064.4808 | 3305.8041 | 3486.0848 | 3606.3482 | 3663.7099 | 3698.3499 | 3687.4065 | 3677.5503 | 3668.7428 | 3660.9229 | 3654.0295 | 0 | 0 | 0 | 13.7923 | 27.57 | 48.95177106989846 | 79.62676503248272 | 120.86230766753528 | 173.10065015549637 | 235.46442141420425 | 305.2469338997756 | 377.53784852696384 | 445.2068080762437 | 499.49310568315707 | 531.3666208283186 | 533.5850062606252 | 502.99385567736164 | 442.24409698152067 | 365.730981765089 | 279.6766331144798 | 193.62228446387064 | 102.1895390225984 | 68.1263593483989 | 7.105427357601002E-16 | 7.105427357601002E-16 | 7.105427357601002E-16 | 7.105427357601002E-16 | 7.105427357601002E-16 | 0 | 0
Destratification Fans (HVLS)_Office_Existing_High Volume, Low Speed (HVLS) fans with a minimum diameter of 14 ft with Variable Speed Drive (VSD) installed | Destratification Fans (HVLS)_Office_Existing | Destratification Fans (HVLS)_Commercial_Existing_No destratification fans or other means to effectively mix indoor air_High Volume, Low Speed (HVLS) fans with a minimum diameter of 14 ft with Variable Speed Drive (VSD) installed | Commercial | Office | Existing | Space Heating | Natural Gas | Destratification Fans (HVLS) | NEQ | No destratification fans or other means to effectively mix indoor air | 10 | 10 | 10 | 0.080719 | 0 | 0 | 0.15 | 0.2 | Retro1Slow | 0.012666666666666666 | TBD | A | WCM13 | 0.7 | 0.42 | sqft roof | 0.0321 | 1498.3835095234872 | 1498.3835 | 1181.823613145286 | 1181.8236 | IL TRM v12 - 4.4.34 - Destratification Fan - CI-HVC-DSFN-V07-240101 | IL TRM v12 - 4.4.34 - Destratification Fan - CI-HVC-DSFN-V07-240101 | IL TRM v12 - 4.4.34 - Destratification Fan - CI-HVC-DSFN-V07-240101 | 0 | 0 | 0.71324 | No destratification fans or other means to effectively mix indoor air | No destratification fans or other means to effectively mix indoor air | No destratification fans or other means to effectively mix indoor air | No destratification fans or other means to effectively mix indoor air | No destratification fans or other means to effectively mix indoor air | No destratification fans or other means to effectively mix indoor air | No destratification fans or other means to effectively mix indoor air | No destratification fans or other means to effectively mix indoor air | No destratification fans or other means to effectively mix indoor air | No destratification fans or other means to effectively mix indoor air | No destratification fans or other means to effectively mix indoor air | No destratification fans or other means to effectively mix indoor air | No destratification fans or other means to effectively mix indoor air | No destratification fans or other means to effectively mix indoor air | No destratification fans or other means to effectively mix indoor air | No destratification fans or other means to effectively mix indoor air | No destratification fans or other means to effectively mix indoor air | No destratification fans or other means to effectively mix indoor air | No destratification fans or other means to effectively mix indoor air | No destratification fans or other means to effectively mix indoor air | No destratification fans or other means to effectively mix indoor air | No destratification fans or other means to effectively mix indoor air | No destratification fans or other means to effectively mix indoor air | No destratification fans or other means to effectively mix indoor air | No destratification fans or other means to effectively mix indoor air | No destratification fans or other means to effectively mix indoor air | No destratification fans or other means to effectively mix indoor air | No destratification fans or other means to effectively mix indoor air | 0 | 0 | 0 | 339.9359 | 669.7774 | 1170.4043 | 1870.5153 | 2784.2063 | 3902.1502 | 5184.4045 | 6554.9085 | 7901.3366 | 9080.7182 | 9935.7325 | 10319.9634 | 10131.2615 | 9348.579 | 8054.4487 | 6532.2947 | 4904.4493 | 3337.1718 | 1733.5075 | 1138.8456 | 1.2018e-14 | 1.1872e-14 | 1.1738e-14 | 1.1615e-14 | 1.15e-14 | 0 | 0 | 0 | 339.9359 | 1004.8446 | 2159.3503 | 3992.0873 | 6698.9954 | 10457.6294 | 15398.5382 | 21573.2246 | 28926.5208 | 37271.9813 | 46284.9003 | 55511.0544 | 64400.7209 | 72388.222 | 78989.1524 | 83995.8983 | 87372.9562 | 89212.0604 | 89538.5847 | 89373.7884 | 88217.8723 | 87151.3915 | 86167.3921 | 85259.4659 | 84421.7069 | 0 | 0 | 0 | 2152.9169319666667 | 4303.539733102968 | 7641.1296791535615 | 12429.344725360366 | 18866.00925818776 | 27020.15650251494 | 36754.83316596842 | 47647.53869194458 | 58931.79340261094 | 69494.58375459067 | 77968.40667763141 | 82943.70496064717 | 83289.983969478 | 78514.85646066006 | 69032.11918626442 | 57088.79981810612 | 43656.14103737523 | 30223.482256644395 | 15951.282302117883 | 10634.188201411918 | 1.1368683772161603E-13 | 1.1368683772161603E-13 | 1.1368683772161603E-13 | 1.1368683772161603E-13 | 1.1368683772161603E-13 | 0 | 0 | 0 | 2152.9169319666667 | 6456.456665069634 | 14097.586344223197 | 26526.931069583563 | 45392.94032777133 | 72413.09683028626 | 109167.92999625468 | 156815.46868819927 | 215747.26209081023 | 285241.8458454009 | 363210.2525230323 | 446153.95748367946 | 529443.9414531575 | 607958.7979138175 | 676990.9171000819 | 734079.716918188 | 777735.8579555632 | 807959.3402122076 | 823910.6225143255 | 834544.8107157375 | 834544.8107157375 | 834544.8107157375 | 834544.8107157375 | 834544.8107157375 | 834544.8107157375 | High Volume, Low Speed (HVLS) fans with a minimum diameter of 14 ft with Variable Speed Drive (VSD) installed | High Volume, Low Speed (HVLS) fans with a minimum diameter of 14 ft with Variable Speed Drive (VSD) installed | High Volume, Low Speed (HVLS) fans with a minimum diameter of 14 ft with Variable Speed Drive (VSD) installed | High Volume, Low Speed (HVLS) fans with a minimum diameter of 14 ft with Variable Speed Drive (VSD) installed | High Volume, Low Speed (HVLS) fans with a minimum diameter of 14 ft with Variable Speed Drive (VSD) installed | High Volume, Low Speed (HVLS) fans with a minimum diameter of 14 ft with Variable Speed Drive (VSD) installed | High Volume, Low Speed (HVLS) fans with a minimum diameter of 14 ft with Variable Speed Drive (VSD) installed | High Volume, Low Speed (HVLS) fans with a minimum diameter of 14 ft with Variable Speed Drive (VSD) installed | High Volume, Low Speed (HVLS) fans with a minimum diameter of 14 ft with Variable Speed Drive (VSD) installed | High Volume, Low Speed (HVLS) fans with a minimum diameter of 14 ft with Variable Speed Drive (VSD) installed | High Volume, Low Speed (HVLS) fans with a minimum diameter of 14 ft with Variable Speed Drive (VSD) installed | High Volume, Low Speed (HVLS) fans with a minimum diameter of 14 ft with Variable Speed Drive (VSD) installed | High Volume, Low Speed (HVLS) fans with a minimum diameter of 14 ft with Variable Speed Drive (VSD) installed | High Volume, Low Speed (HVLS) fans with a minimum diameter of 14 ft with Variable Speed Drive (VSD) installed | High Volume, Low Speed (HVLS) fans with a minimum diameter of 14 ft with Variable Speed Drive (VSD) installed | High Volume, Low Speed (HVLS) fans with a minimum diameter of 14 ft with Variable Speed Drive (VSD) installed | High Volume, Low Speed (HVLS) fans with a minimum diameter of 14 ft with Variable Speed Drive (VSD) installed | High Volume, Low Speed (HVLS) fans with a minimum diameter of 14 ft with Variable Speed Drive (VSD) installed | High Volume, Low Speed (HVLS) fans with a minimum diameter of 14 ft with Variable Speed Drive (VSD) installed | High Volume, Low Speed (HVLS) fans with a minimum diameter of 14 ft with Variable Speed Drive (VSD) installed | High Volume, Low Speed (HVLS) fans with a minimum diameter of 14 ft with Variable Speed Drive (VSD) installed | High Volume, Low Speed (HVLS) fans with a minimum diameter of 14 ft with Variable Speed Drive (VSD) installed | High Volume, Low Speed (HVLS) fans with a minimum diameter of 14 ft with Variable Speed Drive (VSD) installed | High Volume, Low Speed (HVLS) fans with a minimum diameter of 14 ft with Variable Speed Drive (VSD) installed | High Volume, Low Speed (HVLS) fans with a minimum diameter of 14 ft with Variable Speed Drive (VSD) installed | High Volume, Low Speed (HVLS) fans with a minimum diameter of 14 ft with Variable Speed Drive (VSD) installed | High Volume, Low Speed (HVLS) fans with a minimum diameter of 14 ft with Variable Speed Drive (VSD) installed | High Volume, Low Speed (HVLS) fans with a minimum diameter of 14 ft with Variable Speed Drive (VSD) installed | 0.7132 | 0.7132 | 0.7132 | 0.7132 | 0.7132 | 0.7132 | 0.7132 | 0.7132 | 0.7132 | 0.7132 | 0.7132 | 0.7132 | 0.7132 | 0.7132 | 0.7132 | 0.7132 | 0.7132 | 0.7132 | 0.7132 | 0.7132 | 0.7132 | 0.7132 | 0.7132 | 0.7132 | 0.7132 | 0.7132 | 0.7132 | 0.7132 | 0.0807 | 0.0807 | 0.0807 | 0.0807 | 0.0807 | 0.0807 | 0.0807 | 0.0807 | 0.0807 | 0.0807 | 0.0807 | 0.0807 | 0.0807 | 0.0807 | 0.0807 | 0.0807 | 0.0807 | 0.0807 | 0.0807 | 0.0807 | 0.0807 | 0.0807 | 0.0807 | 0.0807 | 0.0807 | 0.0807 | 0.0807 | 0.0807 | 0 | 0 | 0 | 290.8216 | 577.0232 | 1016.265 | 1638.8229 | 2464.7205 | 3495.6868 | 4706.9376 | 6038.9298 | 7392.7545 | 8631.5911 | 9599.1116 | 10128.9436 | 10095.3881 | 9451.1569 | 8262.4949 | 6796.8018 | 5172.1845 | 3564.7352 | 1873.7116 | 1244.6455 | 0 | 0 | 0 | 0 | 0 | 0 | 0 | 0 | 290.8216 | 865.6886 | 1874.9692 | 3497.6053 | 5930.2903 | 9368.3212 | 13980.3828 | 19875.0584 | 27064.6191 | 35428.5306 | 44716.7754 | 54483.5596 | 64172.6867 | 73182.5067 | 81029.4402 | 87397.0784 | 92142.6685 | 95295.4746 | 96780.3652 | 97676.7026 | 97393.5434 | 97138.8344 | 96911.6169 | 96710.5318 | 96534.1341 | 0 | 0 | 0 | 1829.9793921716664 | 3658.0087731375224 | 6494.960227280527 | 10564.943016556312 | 16036.107869459596 | 22967.1330271377 | 31241.608191073155 | 40500.40788815289 | 50092.0243922193 | 59070.39619140207 | 66273.1456759867 | 70502.1492165501 | 70796.48637405629 | 66737.62799156105 | 58677.301308324764 | 48525.47984539019 | 37107.71988176895 | 25689.959918147735 | 13558.589956800199 | 9039.059971200131 | 0 | 0 | 0 | 0 | 0 | 0 | 0 | 0 | 1829.9793921716664 | 5487.988165309189 | 11982.948392589715 | 22547.891409146025 | 38583.999278605625 | 61551.132305743326 | 92792.74049681648 | 133293.14838496936 | 183385.17277718865 | 242455.56896859073 | 308728.7146445774 | 379230.8638611275 | 450027.35023518384 | 516764.9782267449 | 575442.2795350697 | 623967.7593804599 | 661075.4792622288 | 686765.4391803766 | 700324.0291371768 | 709363.089108377 | 709363.089108377 | 709363.089108377 | 709363.089108377 | 709363.089108377 | 709363.089108377 | High Volume, Low Speed (HVLS) fans with a minimum diameter of 14 ft with Variable Speed Drive (VSD) installed | High Volume, Low Speed (HVLS) fans with a minimum diameter of 14 ft with Variable Speed Drive (VSD) installed | High Volume, Low Speed (HVLS) fans with a minimum diameter of 14 ft with Variable Speed Drive (VSD) installed | High Volume, Low Speed (HVLS) fans with a minimum diameter of 14 ft with Variable Speed Drive (VSD) installed | High Volume, Low Speed (HVLS) fans with a minimum diameter of 14 ft with Variable Speed Drive (VSD) installed | High Volume, Low Speed (HVLS) fans with a minimum diameter of 14 ft with Variable Speed Drive (VSD) installed | High Volume, Low Speed (HVLS) fans with a minimum diameter of 14 ft with Variable Speed Drive (VSD) installed | High Volume, Low Speed (HVLS) fans with a minimum diameter of 14 ft with Variable Speed Drive (VSD) installed | High Volume, Low Speed (HVLS) fans with a minimum diameter of 14 ft with Variable Speed Drive (VSD) installed | High Volume, Low Speed (HVLS) fans with a minimum diameter of 14 ft with Variable Speed Drive (VSD) installed | High Volume, Low Speed (HVLS) fans with a minimum diameter of 14 ft with Variable Speed Drive (VSD) installed | High Volume, Low Speed (HVLS) fans with a minimum diameter of 14 ft with Variable Speed Drive (VSD) installed | High Volume, Low Speed (HVLS) fans with a minimum diameter of 14 ft with Variable Speed Drive (VSD) installed | High Volume, Low Speed (HVLS) fans with a minimum diameter of 14 ft with Variable Speed Drive (VSD) installed | High Volume, Low Speed (HVLS) fans with a minimum diameter of 14 ft with Variable Speed Drive (VSD) installed | High Volume, Low Speed (HVLS) fans with a minimum diameter of 14 ft with Variable Speed Drive (VSD) installed | High Volume, Low Speed (HVLS) fans with a minimum diameter of 14 ft with Variable Speed Drive (VSD) installed | High Volume, Low Speed (HVLS) fans with a minimum diameter of 14 ft with Variable Speed Drive (VSD) installed | High Volume, Low Speed (HVLS) fans with a minimum diameter of 14 ft with Variable Speed Drive (VSD) installed | High Volume, Low Speed (HVLS) fans with a minimum diameter of 14 ft with Variable Speed Drive (VSD) installed | High Volume, Low Speed (HVLS) fans with a minimum diameter of 14 ft with Variable Speed Drive (VSD) installed | High Volume, Low Speed (HVLS) fans with a minimum diameter of 14 ft with Variable Speed Drive (VSD) installed | High Volume, Low Speed (HVLS) fans with a minimum diameter of 14 ft with Variable Speed Drive (VSD) installed | High Volume, Low Speed (HVLS) fans with a minimum diameter of 14 ft with Variable Speed Drive (VSD) installed | High Volume, Low Speed (HVLS) fans with a minimum diameter of 14 ft with Variable Speed Drive (VSD) installed | High Volume, Low Speed (HVLS) fans with a minimum diameter of 14 ft with Variable Speed Drive (VSD) installed | High Volume, Low Speed (HVLS) fans with a minimum diameter of 14 ft with Variable Speed Drive (VSD) installed | High Volume, Low Speed (HVLS) fans with a minimum diameter of 14 ft with Variable Speed Drive (VSD) installed | 0.7132 | 0.7132 | 0.7132 | 0.7132 | 0.7132 | 0.7132 | 0.7132 | 0.7132 | 0.7132 | 0.7132 | 0.7132 | 0.7132 | 0.7132 | 0.7132 | 0.7132 | 0.7132 | 0.7132 | 0.7132 | 0.7132 | 0.7132 | 0.7132 | 0.7132 | 0.7132 | 0.7132 | 0.7132 | 0.7132 | 0.7132 | 0.7132 | 0.0807 | 0.0807 | 0.0807 | 0.0807 | 0.0807 | 0.0807 | 0.0807 | 0.0807 | 0.0807 | 0.0807 | 0.0807 | 0.0807 | 0.0807 | 0.0807 | 0.0807 | 0.0807 | 0.0807 | 0.0807 | 0.0807 | 0.0807 | 0.0807 | 0.0807 | 0.0807 | 0.0807 | 0.0807 | 0.0807 | 0.0807 | 0.0807 | 0 | 0 | 0 | 290.7426 | 576.6196 | 1014.6855 | 1633.8243 | 2451.4672 | 3465.5011 | 4646.7758 | 5932.5299 | 7223.9882 | 8389.5768 | 9277.7161 | 9740.6917 | 9666.9109 | 9018.3877 | 7856.6759 | 6444.2822 | 4891.9957 | 3364.5315 | 1765.376 | 1170.79 | 0 | 0 | 0 | 0 | 0 | 0 | 0 | 0 | 290.7426 | 865.0831 | 1872.0552 | 3486.9371 | 5898.4019 | 9287.4246 | 13801.6921 | 19524.8795 | 26446.7715 | 34435.1783 | 43219.5778 | 52395.1535 | 61449.0143 | 69831.4742 | 77049.6154 | 82864.1841 | 87151.0942 | 89943.4621 | 91184.6491 | 91880.7085 | 91488.7349 | 91126.4694 | 90792.4134 | 90484.7617 | 90201.6941 | 0 | 0 | 0 | 1829.9794 | 3658.0088 | 6494.960227280527 | 10564.943016556312 | 16036.107869459596 | 22967.1330271377 | 31241.608191073155 | 40500.40788815289 | 50092.0243922193 | 59070.39619140207 | 66273.1456759867 | 70502.1492165501 | 70796.48637405629 | 66737.62799156105 | 58677.301308324764 | 48525.47984539019 | 37107.71988176895 | 25689.959918147735 | 13558.589956800199 | 9039.059971200131 | 0 | 0 | 0 | 0 | 0 | 0 | 0
Destratification Fans (HVLS)_Healthcare_Existing_High Volume, Low Speed (HVLS) fans with a minimum diameter of 14 ft with Variable Speed Drive (VSD) installed | Destratification Fans (HVLS)_Healthcare_Existing | Destratification Fans (HVLS)_Commercial_Existing_No destratification fans or other means to effectively mix indoor air_High Volume, Low Speed (HVLS) fans with a minimum diameter of 14 ft with Variable Speed Drive (VSD) installed | Commercial | Healthcare | Existing | Space Heating | Natural Gas | Destratification Fans (HVLS) | NEQ | No destratification fans or other means to effectively mix indoor air | 10 | 10 | 10 | 0.080719 | 0 | 0 | 0.15 | 0.25 | Retro1Slow | 0.012666666666666666 | TBD | A | WCM513 | 0.7 | 0.42 | sqft roof | 0.0321 | 1512.8359525263375 | 1512.836 | 1193.2227231193651 | 1193.2227 | IL TRM v12 - 4.4.34 - Destratification Fan - CI-HVC-DSFN-V07-240101 | IL TRM v12 - 4.4.34 - Destratification Fan - CI-HVC-DSFN-V07-240101 | IL TRM v12 - 4.4.34 - Destratification Fan - CI-HVC-DSFN-V07-240101 | 0 | 0 | 0.71324 | No destratification fans or other means to effectively mix indoor air | No destratification fans or other means to effectively mix indoor air | No destratification fans or other means to effectively mix indoor air | No destratification fans or other means to effectively mix indoor air | No destratification fans or other means to effectively mix indoor air | No destratification fans or other means to effectively mix indoor air | No destratification fans or other means to effectively mix indoor air | No destratification fans or other means to effectively mix indoor air | No destratification fans or other means to effectively mix indoor air | No destratification fans or other means to effectively mix indoor air | No destratification fans or other means to effectively mix indoor air | No destratification fans or other means to effectively mix indoor air | No destratification fans or other means to effectively mix indoor air | No destratification fans or other means to effectively mix indoor air | No destratification fans or other means to effectively mix indoor air | No destratification fans or other means to effectively mix indoor air | No destratification fans or other means to effectively mix indoor air | No destratification fans or other means to effectively mix indoor air | No destratification fans or other means to effectively mix indoor air | No destratification fans or other means to effectively mix indoor air | No destratification fans or other means to effectively mix indoor air | No destratification fans or other means to effectively mix indoor air | No destratification fans or other means to effectively mix indoor air | No destratification fans or other means to effectively mix indoor air | No destratification fans or other means to effectively mix indoor air | No destratification fans or other means to effectively mix indoor air | No destratification fans or other means to effectively mix indoor air | No destratification fans or other means to effectively mix indoor air | 0 | 0 | 0 | 20.4527 | 40.2315 | 70.1918 | 112.029 | 166.5886 | 233.3384 | 309.9261 | 391.8017 | 472.1652 | 542.3021 | 592.6324 | 614.3517 | 601.5125 | 553.2369 | 474.9123 | 383.6732 | 286.98 | 194.5808 | 100.7599 | 66.0008 | 0 | 0 | 0 | 0 | 0 | 0 | 0 | 0 | 20.4527 | 60.3579 | 129.5012 | 239.0943 | 400.8239 | 625.3391 | 920.5317 | 1289.4805 | 1728.5804 | 2225.8892 | 2760.7358 | 3304.5961 | 3823.5951 | 4283.8417 | 4657.4167 | 4933.484 | 5112.5599 | 5201.6957 | 5204.4172 | 5179.582 | 5098.5226 | 5023.7319 | 4954.7218 | 4891.0435 | 4832.2836 | 0 | 0 | 0 | 25.97672915058649 | 51.925777709167065 | 92.19656974807658 | 149.97035726548697 | 227.63405562736722 | 326.02060797167655 | 443.47755918997905 | 574.9070895002363 | 711.0609856087322 | 838.5098156001222 | 940.7535202565676 | 1000.7846222569677 | 1004.9627658208788 | 947.3468903013495 | 832.9297968568173 | 688.8237388018068 | 526.7475649660876 | 364.6713911303682 | 192.46545642991657 | 128.31030428661106 | 0 | 0 | 0 | 0 | 0 | 0 | 0 | 0 | 25.97672915058649 | 77.90250685975354 | 170.09907660783014 | 320.06943387331717 | 547.7034895006844 | 873.7240974723609 | 1317.20165666234 | 1892.1087461625766 | 2603.1697317713088 | 3441.679547371431 | 4382.433067627999 | 5383.217689884967 | 6388.180455705846 | 7335.527346007195 | 8168.457142864012 | 8857.28088166582 | 9384.028446631906 | 9748.699837762275 | 9941.165294192193 | 10069.475598478804 | 10069.475598478804 | 10069.475598478804 | 10069.475598478804 | 10069.475598478804 | 10069.475598478804 | High Volume, Low Speed (HVLS) fans with a minimum diameter of 14 ft with Variable Speed Drive (VSD) installed | High Volume, Low Speed (HVLS) fans with a minimum diameter of 14 ft with Variable Speed Drive (VSD) installed | High Volume, Low Speed (HVLS) fans with a minimum diameter of 14 ft with Variable Speed Drive (VSD) installed | High Volume, Low Speed (HVLS) fans with a minimum diameter of 14 ft with Variable Speed Drive (VSD) installed | High Volume, Low Speed (HVLS) fans with a minimum diameter of 14 ft with Variable Speed Drive (VSD) installed | High Volume, Low Speed (HVLS) fans with a minimum diameter of 14 ft with Variable Speed Drive (VSD) installed | High Volume, Low Speed (HVLS) fans with a minimum diameter of 14 ft with Variable Speed Drive (VSD) installed | High Volume, Low Speed (HVLS) fans with a minimum diameter of 14 ft with Variable Speed Drive (VSD) installed | High Volume, Low Speed (HVLS) fans with a minimum diameter of 14 ft with Variable Speed Drive (VSD) installed | High Volume, Low Speed (HVLS) fans with a minimum diameter of 14 ft with Variable Speed Drive (VSD) installed | High Volume, Low Speed (HVLS) fans with a minimum diameter of 14 ft with Variable Speed Drive (VSD) installed | High Volume, Low Speed (HVLS) fans with a minimum diameter of 14 ft with Variable Speed Drive (VSD) installed | High Volume, Low Speed (HVLS) fans with a minimum diameter of 14 ft with Variable Speed Drive (VSD) installed | High Volume, Low Speed (HVLS) fans with a minimum diameter of 14 ft with Variable Speed Drive (VSD) installed | High Volume, Low Speed (HVLS) fans with a minimum diameter of 14 ft with Variable Speed Drive (VSD) installed | High Volume, Low Speed (HVLS) fans with a minimum diameter of 14 ft with Variable Speed Drive (VSD) installed | High Volume, Low Speed (HVLS) fans with a minimum diameter of 14 ft with Variable Speed Drive (VSD) installed | High Volume, Low Speed (HVLS) fans with a minimum diameter of 14 ft with Variable Speed Drive (VSD) installed | High Volume, Low Speed (HVLS) fans with a minimum diameter of 14 ft with Variable Speed Drive (VSD) installed | High Volume, Low Speed (HVLS) fans with a minimum diameter of 14 ft with Variable Speed Drive (VSD) installed | High Volume, Low Speed (HVLS) fans with a minimum diameter of 14 ft with Variable Speed Drive (VSD) installed | High Volume, Low Speed (HVLS) fans with a minimum diameter of 14 ft with Variable Speed Drive (VSD) installed | High Volume, Low Speed (HVLS) fans with a minimum diameter of 14 ft with Variable Speed Drive (VSD) installed | High Volume, Low Speed (HVLS) fans with a minimum diameter of 14 ft with Variable Speed Drive (VSD) installed | High Volume, Low Speed (HVLS) fans with a minimum diameter of 14 ft with Variable Speed Drive (VSD) installed | High Volume, Low Speed (HVLS) fans with a minimum diameter of 14 ft with Variable Speed Drive (VSD) installed | High Volume, Low Speed (HVLS) fans with a minimum diameter of 14 ft with Variable Speed Drive (VSD) installed | High Volume, Low Speed (HVLS) fans with a minimum diameter of 14 ft with Variable Speed Drive (VSD) installed | 0.7132 | 0.7132 | 0.7132 | 0.7132 | 0.7132 | 0.7132 | 0.7132 | 0.7132 | 0.7132 | 0.7132 | 0.7132 | 0.7132 | 0.7132 | 0.7132 | 0.7132 | 0.7132 | 0.7132 | 0.7132 | 0.7132 | 0.7132 | 0.7132 | 0.7132 | 0.7132 | 0.7132 | 0.7132 | 0.7132 | 0.7132 | 0.7132 | 0.0807 | 0.0807 | 0.0807 | 0.0807 | 0.0807 | 0.0807 | 0.0807 | 0.0807 | 0.0807 | 0.0807 | 0.0807 | 0.0807 | 0.0807 | 0.0807 | 0.0807 | 0.0807 | 0.0807 | 0.0807 | 0.0807 | 0.0807 | 0.0807 | 0.0807 | 0.0807 | 0.0807 | 0.0807 | 0.0807 | 0.0807 | 0.0807 | 0 | 0 | 0 | 17.5129 | 34.7205 | 61.0794 | 98.3503 | 147.6337 | 208.8824 | 280.432 | 358.5544 | 437.2574 | 508.453 | 562.7647 | 591.0675 | 586.5201 | 546.9034 | 476.1169 | 390.2278 | 296.0326 | 203.5032 | 106.7522 | 70.7825 | 0 | 0 | 0 | 0 | 0 | 0 | 0 | 0 | 17.5129 | 52.09 | 112.6892 | 209.9009 | 355.2171 | 559.7977 | 832.9294 | 1180.0582 | 1600.7843 | 2086.9551 | 2621.5994 | 3179.3506 | 3728.2934 | 4234.8003 | 4669.2299 | 5017.7671 | 5273.8322 | 5440.2164 | 5513.9294 | 5554.8327 | 5530.2943 | 5507.6453 | 5486.7827 | 5467.5805 | 5449.9163 | 0 | 0 | 0 | 22.080219777998515 | 44.13691105279201 | 78.3670842858651 | 127.47480367566394 | 193.48894728326215 | 277.11751677592514 | 376.95592531148213 | 488.6710260752009 | 604.4018377674223 | 712.733343260104 | 799.6404922180824 | 850.6669289184224 | 854.2183509477466 | 805.2448567561471 | 707.9903273282945 | 585.5001779815358 | 447.7354302211743 | 309.97068246081295 | 163.59563796542903 | 109.0637586436194 | 0 | 0 | 0 | 0 | 0 | 0 | 0 | 0 | 22.080219777998515 | 66.21713083079052 | 144.5842151166556 | 272.05901879231953 | 465.54796607558166 | 742.6654828515068 | 1119.621408162989 | 1608.29243423819 | 2212.694272005612 | 2925.4276152657167 | 3725.068107483799 | 4575.735036402221 | 5429.953387349968 | 6235.198244106115 | 6943.18857143441 | 7528.6887494159455 | 7976.42417963712 | 8286.394862097934 | 8449.990500063363 | 8559.054258706981 | 8559.054258706981 | 8559.054258706981 | 8559.054258706981 | 8559.054258706981 | 8559.054258706981 | High Volume, Low Speed (HVLS) fans with a minimum diameter of 14 ft with Variable Speed Drive (VSD) installed | High Volume, Low Speed (HVLS) fans with a minimum diameter of 14 ft with Variable Speed Drive (VSD) installed | High Volume, Low Speed (HVLS) fans with a minimum diameter of 14 ft with Variable Speed Drive (VSD) installed | High Volume, Low Speed (HVLS) fans with a minimum diameter of 14 ft with Variable Speed Drive (VSD) installed | High Volume, Low Speed (HVLS) fans with a minimum diameter of 14 ft with Variable Speed Drive (VSD) installed | High Volume, Low Speed (HVLS) fans with a minimum diameter of 14 ft with Variable Speed Drive (VSD) installed | High Volume, Low Speed (HVLS) fans with a minimum diameter of 14 ft with Variable Speed Drive (VSD) installed | High Volume, Low Speed (HVLS) fans with a minimum diameter of 14 ft with Variable Speed Drive (VSD) installed | High Volume, Low Speed (HVLS) fans with a minimum diameter of 14 ft with Variable Speed Drive (VSD) installed | High Volume, Low Speed (HVLS) fans with a minimum diameter of 14 ft with Variable Speed Drive (VSD) installed | High Volume, Low Speed (HVLS) fans with a minimum diameter of 14 ft with Variable Speed Drive (VSD) installed | High Volume, Low Speed (HVLS) fans with a minimum diameter of 14 ft with Variable Speed Drive (VSD) installed | High Volume, Low Speed (HVLS) fans with a minimum diameter of 14 ft with Variable Speed Drive (VSD) installed | High Volume, Low Speed (HVLS) fans with a minimum diameter of 14 ft with Variable Speed Drive (VSD) installed | High Volume, Low Speed (HVLS) fans with a minimum diameter of 14 ft with Variable Speed Drive (VSD) installed | High Volume, Low Speed (HVLS) fans with a minimum diameter of 14 ft with Variable Speed Drive (VSD) installed | High Volume, Low Speed (HVLS) fans with a minimum diameter of 14 ft with Variable Speed Drive (VSD) installed | High Volume, Low Speed (HVLS) fans with a minimum diameter of 14 ft with Variable Speed Drive (VSD) installed | High Volume, Low Speed (HVLS) fans with a minimum diameter of 14 ft with Variable Speed Drive (VSD) installed | High Volume, Low Speed (HVLS) fans with a minimum diameter of 14 ft with Variable Speed Drive (VSD) installed | High Volume, Low Speed (HVLS) fans with a minimum diameter of 14 ft with Variable Speed Drive (VSD) installed | High Volume, Low Speed (HVLS) fans with a minimum diameter of 14 ft with Variable Speed Drive (VSD) installed | High Volume, Low Speed (HVLS) fans with a minimum diameter of 14 ft with Variable Speed Drive (VSD) installed | High Volume, Low Speed (HVLS) fans with a minimum diameter of 14 ft with Variable Speed Drive (VSD) installed | High Volume, Low Speed (HVLS) fans with a minimum diameter of 14 ft with Variable Speed Drive (VSD) installed | High Volume, Low Speed (HVLS) fans with a minimum diameter of 14 ft with Variable Speed Drive (VSD) installed | High Volume, Low Speed (HVLS) fans with a minimum diameter of 14 ft with Variable Speed Drive (VSD) installed | High Volume, Low Speed (HVLS) fans with a minimum diameter of 14 ft with Variable Speed Drive (VSD) installed | 0.7132 | 0.7132 | 0.7132 | 0.7132 | 0.7132 | 0.7132 | 0.7132 | 0.7132 | 0.7132 | 0.7132 | 0.7132 | 0.7132 | 0.7132 | 0.7132 | 0.7132 | 0.7132 | 0.7132 | 0.7132 | 0.7132 | 0.7132 | 0.7132 | 0.7132 | 0.7132 | 0.7132 | 0.7132 | 0.7132 | 0.7132 | 0.7132 | 0.0807 | 0.0807 | 0.0807 | 0.0807 | 0.0807 | 0.0807 | 0.0807 | 0.0807 | 0.0807 | 0.0807 | 0.0807 | 0.0807 | 0.0807 | 0.0807 | 0.0807 | 0.0807 | 0.0807 | 0.0807 | 0.0807 | 0.0807 | 0.0807 | 0.0807 | 0.0807 | 0.0807 | 0.0807 | 0.0807 | 0.0807 | 0.0807 | 0 | 0 | 0 | 17.506 | 34.6883 | 60.9776 | 98.0849 | 147.0203 | 207.5809 | 277.8931 | 353.9963 | 429.718 | 496.9493 | 546.5549 | 569.9706 | 561.1658 | 518.8246 | 447.5663 | 363.2901 | 272.9341 | 185.8112 | 96.5303 | 63.3866 | 0 | 0 | 0 | 0 | 0 | 0 | 0 | 0 | 17.506 | 52.0417 | 112.5013 | 209.3345 | 353.7411 | 556.3097 | 825.3884 | 1165.0569 | 1573.1829 | 2039.738 | 2546.0868 | 3065.8703 | 3567.1256 | 4017.3797 | 4389.2368 | 4671.3867 | 4862.3315 | 4967.2604 | 4985.9547 | 4974.4202 | 4904.54 | 4837.2865 | 4772.5387 | 4710.2404 | 4650.4161 | 0 | 0 | 0 | 22.0802 | 44.1369 | 78.3670842858651 | 127.47480367566394 | 193.48894728326215 | 277.11751677592514 | 376.95592531148213 | 488.6710260752009 | 604.4018377674223 | 712.733343260104 | 799.6404922180824 | 850.6669289184224 | 854.2183509477466 | 805.2448567561471 | 707.9903273282945 | 585.5001779815358 | 447.7354302211743 | 309.97068246081295 | 163.59563796542903 | 109.0637586436194 | 0 | 0 | 0 | 0 | 0 | 0 | 0
Water Heater - Pre-Rinse Spray Valve_Warehouse_Existing_New/replacement pre-rinse spray nozzle rated 1.0 GPM (0.92 GPM in situ) | Water Heater - Pre-Rinse Spray Valve_Warehouse_Existing | Water Heater - Pre-Rinse Spray Valve_Commercial_Existing_Pre-rinse spray valve rated 1.6GPM (1.33 GPM in situ)_New/replacement pre-rinse spray nozzle rated 1.0 GPM (0.92 GPM in situ) | Commercial | Warehouse | Existing | Water Heating | Natural Gas | Water Heater - Pre-Rinse Spray Valve | NEQ | Pre-rinse spray valve rated 1.6GPM (1.33 GPM in situ) | 5 | 5 | 5 | 21.3116 | 0 | 0 | 0.25 | 0.53333 | Retro12Med | 3.879925052500492E-06 | TBD | A | WCM732 | 0.7 | 0.42 | KitchenFaucet | 0.0321 | 1450.942528925099 | 1450.9425 | 1144.4053749268378 | 1144.4054 | Regional Technical Forum. Pre-Rinse Spray Valve - UES Workbook, Version 2.5. Northwest Power and Conservation Council. December 20, 2019 | Regional Technical Forum. Pre-Rinse Spray Valve - UES Workbook, Version 2.5. Northwest Power and Conservation Council. December 20, 2019 | Regional Technical Forum. Pre-Rinse Spray Valve - UES Workbook, Version 2.5. Northwest Power and Conservation Council. December 20, 2019 | 0 | 0 | 104.6129 | Pre-rinse spray valve rated 1.6GPM (1.33 GPM in situ) | Pre-rinse spray valve rated 1.6GPM (1.33 GPM in situ) | Pre-rinse spray valve rated 1.6GPM (1.33 GPM in situ) | Pre-rinse spray valve rated 1.6GPM (1.33 GPM in situ) | Pre-rinse spray valve rated 1.6GPM (1.33 GPM in situ) | Pre-rinse spray valve rated 1.6GPM (1.33 GPM in situ) | Pre-rinse spray valve rated 1.6GPM (1.33 GPM in situ) | Pre-rinse spray valve rated 1.6GPM (1.33 GPM in situ) | Pre-rinse spray valve rated 1.6GPM (1.33 GPM in situ) | Pre-rinse spray valve rated 1.6GPM (1.33 GPM in situ) | Pre-rinse spray valve rated 1.6GPM (1.33 GPM in situ) | Pre-rinse spray valve rated 1.6GPM (1.33 GPM in situ) | Pre-rinse spray valve rated 1.6GPM (1.33 GPM in situ) | Pre-rinse spray valve rated 1.6GPM (1.33 GPM in situ) | Pre-rinse spray valve rated 1.6GPM (1.33 GPM in situ) | Pre-rinse spray valve rated 1.6GPM (1.33 GPM in situ) | Pre-rinse spray valve rated 1.6GPM (1.33 GPM in situ) | Pre-rinse spray valve rated 1.6GPM (1.33 GPM in situ) | Pre-rinse spray valve rated 1.6GPM (1.33 GPM in situ) | Pre-rinse spray valve rated 1.6GPM (1.33 GPM in situ) | Pre-rinse spray valve rated 1.6GPM (1.33 GPM in situ) | Pre-rinse spray valve rated 1.6GPM (1.33 GPM in situ) | Pre-rinse spray valve rated 1.6GPM (1.33 GPM in situ) | Pre-rinse spray valve rated 1.6GPM (1.33 GPM in situ) | Pre-rinse spray valve rated 1.6GPM (1.33 GPM in situ) | Pre-rinse spray valve rated 1.6GPM (1.33 GPM in situ) | Pre-rinse spray valve rated 1.6GPM (1.33 GPM in situ) | Pre-rinse spray valve rated 1.6GPM (1.33 GPM in situ) | 0 | 0 | 0 | 59.2951 | 58.6647 | 57.9703 | 57.2213 | 56.4253 | 50.0295 | 39.3949 | 31.0663 | 24.5162 | 19.3969 | 15.3789 | 12.214 | 9.694 | 7.7007 | 6.1422 | 4.9019 | 0.033369 | 0.011898 | 0.0026859 | 0.0017888 | 0 | 0 | 0 | 0 | 0 | 0 | 0 | 0 | 59.2951 | 117.3294 | 173.9109 | 228.8852 | 282.1265 | 327.9711 | 362.2146 | 388.1129 | 407.369 | 422.2784 | 433.8836 | 442.9567 | 449.1488 | 453.6968 | 458.4858 | 462.278 | 461.4015 | 460.6728 | 460.0703 | 459.5966 | 459.2503 | 458.9733 | 458.7517 | 458.5744 | 458.4325 | 0 | 0 | 0 | 1.2737643392051648E-05 | 1.2737643392051645E-05 | 1.2737643392051648E-05 | 1.2737643392051647E-05 | 1.273764339205165E-05 | 1.146387905284648E-05 | 9.171103242277185E-06 | 7.33688259382175E-06 | 5.869506075057399E-06 | 4.6956048600459175E-06 | 3.7564838880367358E-06 | 3.005187110429389E-06 | 2.404149688343511E-06 | 1.9233197506748097E-06 | 1.5386558005398473E-06 | 1.2309246404318781E-06 | 8.39584990725663E-09 | 2.9985178240211486E-09 | 6.777776208004559E-10 | 4.51851747200304E-10 | 0 | 0 | 0 | 0 | 0 | 0 | 0 | 0 | 1.2737643392051648E-05 | 2.5475286784103293E-05 | 3.8212930176154945E-05 | 5.095057356820659E-05 | 6.368821696025823E-05 | 7.515209601310471E-05 | 8.432319925538189E-05 | 9.166008184920364E-05 | 9.752958792426104E-05 | 0.00010222519278430697 | 0.0001059816766723437 | 0.0001089868637827731 | 0.00011139101347111662 | 0.00011331433322179142 | 0.00011485298902233127 | 0.00011608391366276316 | 0.0001160923095126704 | 0.00011609530803049441 | 0.00011609598580811523 | 0.00011609643765986242 | 0.00011609643765986242 | 0.00011609643765986242 | 0.00011609643765986242 | 0.00011609643765986242 | 0.00011609643765986242 | New/replacement pre-rinse spray nozzle rated 1.0 GPM (0.92 GPM in situ) | New/replacement pre-rinse spray nozzle rated 1.0 GPM (0.92 GPM in situ) | New/replacement pre-rinse spray nozzle rated 1.0 GPM (0.92 GPM in situ) | New/replacement pre-rinse spray nozzle rated 1.0 GPM (0.92 GPM in situ) | New/replacement pre-rinse spray nozzle rated 1.0 GPM (0.92 GPM in situ) | New/replacement pre-rinse spray nozzle rated 1.0 GPM (0.92 GPM in situ) | New/replacement pre-rinse spray nozzle rated 1.0 GPM (0.92 GPM in situ) | New/replacement pre-rinse spray nozzle rated 1.0 GPM (0.92 GPM in situ) | New/replacement pre-rinse spray nozzle rated 1.0 GPM (0.92 GPM in situ) | New/replacement pre-rinse spray nozzle rated 1.0 GPM (0.92 GPM in situ) | New/replacement pre-rinse spray nozzle rated 1.0 GPM (0.92 GPM in situ) | New/replacement pre-rinse spray nozzle rated 1.0 GPM (0.92 GPM in situ) | New/replacement pre-rinse spray nozzle rated 1.0 GPM (0.92 GPM in situ) | New/replacement pre-rinse spray nozzle rated 1.0 GPM (0.92 GPM in situ) | New/replacement pre-rinse spray nozzle rated 1.0 GPM (0.92 GPM in situ) | New/replacement pre-rinse spray nozzle rated 1.0 GPM (0.92 GPM in situ) | New/replacement pre-rinse spray nozzle rated 1.0 GPM (0.92 GPM in situ) | New/replacement pre-rinse spray nozzle rated 1.0 GPM (0.92 GPM in situ) | New/replacement pre-rinse spray nozzle rated 1.0 GPM (0.92 GPM in situ) | New/replacement pre-rinse spray nozzle rated 1.0 GPM (0.92 GPM in situ) | New/replacement pre-rinse spray nozzle rated 1.0 GPM (0.92 GPM in situ) | New/replacement pre-rinse spray nozzle rated 1.0 GPM (0.92 GPM in situ) | New/replacement pre-rinse spray nozzle rated 1.0 GPM (0.92 GPM in situ) | New/replacement pre-rinse spray nozzle rated 1.0 GPM (0.92 GPM in situ) | New/replacement pre-rinse spray nozzle rated 1.0 GPM (0.92 GPM in situ) | New/replacement pre-rinse spray nozzle rated 1.0 GPM (0.92 GPM in situ) | New/replacement pre-rinse spray nozzle rated 1.0 GPM (0.92 GPM in situ) | New/replacement pre-rinse spray nozzle rated 1.0 GPM (0.92 GPM in situ) | 104.6129 | 104.6129 | 104.6129 | 104.6129 | 104.6129 | 104.6129 | 104.6129 | 104.6129 | 104.6129 | 104.6129 | 104.6129 | 104.6129 | 104.6129 | 104.6129 | 104.6129 | 104.6129 | 104.6129 | 104.6129 | 104.6129 | 104.6129 | 104.6129 | 104.6129 | 104.6129 | 104.6129 | 104.6129 | 104.6129 | 104.6129 | 104.6129 | 21.3116 | 21.3116 | 21.3116 | 21.3116 | 21.3116 | 21.3116 | 21.3116 | 21.3116 | 21.3116 | 21.3116 | 21.3116 | 21.3116 | 21.3116 | 21.3116 | 21.3116 | 21.3116 | 21.3116 | 21.3116 | 21.3116 | 21.3116 | 21.3116 | 21.3116 | 21.3116 | 21.3116 | 21.3116 | 21.3116 | 21.3116 | 21.3116 | 0 | 0 | 0 | 50.9292 | 50.9828 | 51.0244 | 51.0428 | 51.0238 | 45.8569 | 36.5849 | 29.1611 | 23.2208 | 18.4713 | 14.6773 | 11.6502 | 9.2264 | 7.2989 | 5.7699 | 4.5595 | 0.030727 | 0.01085 | 0.0024269 | 0.0016029 | 0 | 0 | 0 | 0 | 0 | 0 | 0 | 0 | 50.9292 | 101.9656 | 153.0733 | 204.1711 | 255.1192 | 300.6173 | 336.3781 | 364.3107 | 385.8447 | 402.1279 | 414.0918 | 422.5092 | 427.4838 | 430.0237 | 430.6941 | 429.9878 | 424.8677 | 420.0686 | 415.7038 | 411.8489 | 408.5407 | 405.8555 | 403.6557 | 401.8488 | 400.3675 | 0 | 0 | 0 | 1.0826996883243901E-05 | 1.0826996883243898E-05 | 1.0826996883243901E-05 | 1.08269968832439E-05 | 1.0826996883243903E-05 | 9.744297194919509E-06 | 7.795437755935609E-06 | 6.236350204748485E-06 | 4.989080163798789E-06 | 3.991264131039029E-06 | 3.193011304831224E-06 | 2.55440904386498E-06 | 2.0435272350919833E-06 | 1.6348217880735877E-06 | 1.3078574304588697E-06 | 1.046285944367096E-06 | 7.136472421168237E-09 | 2.548740150418012E-09 | 5.761109776803955E-10 | 3.840739851202638E-10 | 0 | 0 | 0 | 0 | 0 | 0 | 0 | 0 | 1.0826996883243901E-05 | 2.16539937664878E-05 | 3.24809906497317E-05 | 4.33079875329756E-05 | 5.41349844162195E-05 | 6.3879281611139E-05 | 7.167471936707462E-05 | 7.79110695718231E-05 | 8.290014973562189E-05 | 8.68914138666609E-05 | 9.008442517149213E-05 | 9.263883421535713E-05 | 9.468236145044912E-05 | 9.63171832385227E-05 | 9.762504066898157E-05 | 9.867132661334866E-05 | 9.867846308576984E-05 | 9.868101182592026E-05 | 9.868158793689794E-05 | 9.868197201088306E-05 | 9.868197201088306E-05 | 9.868197201088306E-05 | 9.868197201088306E-05 | 9.868197201088306E-05 | 9.868197201088306E-05 | New/replacement pre-rinse spray nozzle rated 1.0 GPM (0.92 GPM in situ) | New/replacement pre-rinse spray nozzle rated 1.0 GPM (0.92 GPM in situ) | New/replacement pre-rinse spray nozzle rated 1.0 GPM (0.92 GPM in situ) | New/replacement pre-rinse spray nozzle rated 1.0 GPM (0.92 GPM in situ) | New/replacement pre-rinse spray nozzle rated 1.0 GPM (0.92 GPM in situ) | New/replacement pre-rinse spray nozzle rated 1.0 GPM (0.92 GPM in situ) | New/replacement pre-rinse spray nozzle rated 1.0 GPM (0.92 GPM in situ) | New/replacement pre-rinse spray nozzle rated 1.0 GPM (0.92 GPM in situ) | New/replacement pre-rinse spray nozzle rated 1.0 GPM (0.92 GPM in situ) | New/replacement pre-rinse spray nozzle rated 1.0 GPM (0.92 GPM in situ) | New/replacement pre-rinse spray nozzle rated 1.0 GPM (0.92 GPM in situ) | New/replacement pre-rinse spray nozzle rated 1.0 GPM (0.92 GPM in situ) | New/replacement pre-rinse spray nozzle rated 1.0 GPM (0.92 GPM in situ) | New/replacement pre-rinse spray nozzle rated 1.0 GPM (0.92 GPM in situ) | New/replacement pre-rinse spray nozzle rated 1.0 GPM (0.92 GPM in situ) | New/replacement pre-rinse spray nozzle rated 1.0 GPM (0.92 GPM in situ) | New/replacement pre-rinse spray nozzle rated 1.0 GPM (0.92 GPM in situ) | New/replacement pre-rinse spray nozzle rated 1.0 GPM (0.92 GPM in situ) | New/replacement pre-rinse spray nozzle rated 1.0 GPM (0.92 GPM in situ) | New/replacement pre-rinse spray nozzle rated 1.0 GPM (0.92 GPM in situ) | New/replacement pre-rinse spray nozzle rated 1.0 GPM (0.92 GPM in situ) | New/replacement pre-rinse spray nozzle rated 1.0 GPM (0.92 GPM in situ) | New/replacement pre-rinse spray nozzle rated 1.0 GPM (0.92 GPM in situ) | New/replacement pre-rinse spray nozzle rated 1.0 GPM (0.92 GPM in situ) | New/replacement pre-rinse spray nozzle rated 1.0 GPM (0.92 GPM in situ) | New/replacement pre-rinse spray nozzle rated 1.0 GPM (0.92 GPM in situ) | New/replacement pre-rinse spray nozzle rated 1.0 GPM (0.92 GPM in situ) | New/replacement pre-rinse spray nozzle rated 1.0 GPM (0.92 GPM in situ) | 104.6129 | 104.6129 | 104.6129 | 104.6129 | 104.6129 | 104.6129 | 104.6129 | 104.6129 | 104.6129 | 104.6129 | 104.6129 | 104.6129 | 104.6129 | 104.6129 | 104.6129 | 104.6129 | 104.6129 | 104.6129 | 104.6129 | 104.6129 | 104.6129 | 104.6129 | 104.6129 | 104.6129 | 104.6129 | 104.6129 | 104.6129 | 104.6129 | 21.3116 | 21.3116 | 21.3116 | 21.3116 | 21.3116 | 21.3116 | 21.3116 | 21.3116 | 21.3116 | 21.3116 | 21.3116 | 21.3116 | 21.3116 | 21.3116 | 21.3116 | 21.3116 | 21.3116 | 21.3116 | 21.3116 | 21.3116 | 21.3116 | 21.3116 | 21.3116 | 21.3116 | 21.3116 | 21.3116 | 21.3116 | 21.3116 | 0 | 0 | 0 | 50.9292 | 50.9828 | 51.0244 | 51.0428 | 51.0238 | 45.8569 | 36.5849 | 29.1611 | 23.2208 | 18.4713 | 14.6773 | 11.6502 | 9.2264 | 7.2989 | 5.7699 | 4.5595 | 0.030727 | 0.01085 | 0.0024269 | 0.0016029 | 0 | 0 | 0 | 0 | 0 | 0 | 0 | 0 | 50.9292 | 101.9656 | 153.0733 | 204.1711 | 255.1192 | 300.6173 | 336.3781 | 364.3107 | 385.8447 | 402.1279 | 414.0918 | 422.5092 | 427.4838 | 430.0237 | 430.6941 | 429.9878 | 424.8677 | 420.0686 | 415.7038 | 411.8489 | 408.5407 | 405.8555 | 403.6557 | 401.8488 | 400.3675 | 0 | 0 | 0 | 1.0827e-05 | 1.0827e-05 | 1.0826996883243901E-05 | 1.08269968832439E-05 | 1.0826996883243903E-05 | 9.744297194919509E-06 | 7.795437755935609E-06 | 6.236350204748485E-06 | 4.989080163798789E-06 | 3.991264131039029E-06 | 3.193011304831224E-06 | 2.55440904386498E-06 | 2.0435272350919833E-06 | 1.6348217880735877E-06 | 1.3078574304588697E-06 | 1.046285944367096E-06 | 7.136472421168237E-09 | 2.548740150418012E-09 | 5.761109776803955E-10 | 3.840739851202638E-10 | 0 | 0 | 0 | 0 | 0 | 0 | 0
Insulation - Wall Cavity_Warehouse_Existing_R-13+14ci | Insulation - Wall Cavity_Warehouse_Existing | Insulation - Wall Cavity_Commercial_Existing_Existing/Assumed R-13_R-13+14ci | Commercial | Warehouse | Existing | Space Heating | Natural Gas | Insulation - Wall Cavity | NEQ | Existing/Assumed R-13 | 45 | 45 | 45 | 0.12817 | 0 | 0 | 0.15 | 0.5 | Retro3Slow | 0.004128203794943829 | TBD | A | WCM702 | 0.5692114013084844 | 0.3415268407850906 | sqft wall | 0.0321 | 1480.965240782627 | 1480.9652 | 1005.4004429778889 | 1005.4004 | Regional Technical Forum. ComWeatherizationSchool - UES Workbook, Version 4.1. Northwest Power and Conservation Council. July 18, 2023. | Regional Technical Forum. ComWeatherizationSchool_v4_1 ¦ ResMFWeatherization_v6_1 - AEG Adjusted | AEG BEST | 0 | 0 | 3.5136 | Existing/Assumed R-13 | Existing/Assumed R-13 | Existing/Assumed R-13 | Existing/Assumed R-13 | Existing/Assumed R-13 | Existing/Assumed R-13 | Existing/Assumed R-13 | Existing/Assumed R-13 | Existing/Assumed R-13 | Existing/Assumed R-13 | Existing/Assumed R-13 | Existing/Assumed R-13 | Existing/Assumed R-13 | Existing/Assumed R-13 | Existing/Assumed R-13 | Existing/Assumed R-13 | Existing/Assumed R-13 | Existing/Assumed R-13 | Existing/Assumed R-13 | Existing/Assumed R-13 | Existing/Assumed R-13 | Existing/Assumed R-13 | Existing/Assumed R-13 | Existing/Assumed R-13 | Existing/Assumed R-13 | Existing/Assumed R-13 | Existing/Assumed R-13 | Existing/Assumed R-13 | 0 | 0 | 0 | 1996.7077 | 3099.9921 | 6118.4666 | 10558.2632 | 16183.2587 | 22307.6248 | 27935.8686 | 32051.9967 | 33939.1075 | 33367.6991 | 30624.7289 | 26357.586 | 21356.0203 | 16345.9239 | 11854.8631 | 8166.783 | 5361.0449 | 3362.2567 | 1692.9522 | 1114.3643 | 2.1119e-14 | 2.089e-14 | 2.0678e-14 | 2.0483e-14 | 2.0303e-14 | 0 | 0 | 0 | 1996.7077 | 5072.1138 | 11123.892 | 21527.3029 | 37395.0617 | 59126.7592 | 86113.7058 | 116739.3186 | 148722.1679 | 179585.9386 | 207221.006 | 230183.3617 | 247825.4086 | 260227.7559 | 267988.2851 | 271904.4993 | 273096.6192 | 272511.0224 | 270520.0046 | 268213.901 | 265087.8024 | 262207.0896 | 259552.1845 | 257105.1153 | 254849.3786 | 0 | 0 | 0 | 3002.4353502438958 | 4719.549688132353 | 9439.099376264707 | 16518.42390846325 | 25695.326079831706 | 35973.45651176437 | 45784.399196791026 | 53415.1323962562 | 57523.988734429746 | 57523.988734429746 | 53689.056152134464 | 46977.92413311761 | 38687.7022272733 | 30090.435065657042 | 22171.89952206314 | 15520.329665444142 | 10346.886443629426 | 6584.382282309646 | 3360.779191509144 | 2240.5194610060958 | 4.296250401900827E-14 | 4.296250401900827E-14 | 4.296250401900827E-14 | 4.296250401900827E-14 | 4.296250401900827E-14 | 0 | 0 | 0 | 3002.4353502438958 | 7721.98503837625 | 17161.084414640958 | 33679.5083231042 | 59374.83440293591 | 95348.29091470028 | 141132.6901114913 | 194547.8225077475 | 252071.81124217727 | 309595.799976607 | 363284.8561287415 | 410262.78026185906 | 448950.4824891324 | 479040.91755478946 | 501212.81707685255 | 516733.1467422967 | 527080.0331859261 | 533664.4154682358 | 537025.194659745 | 539265.7141207511 | 539265.7141207511 | 539265.7141207511 | 539265.7141207511 | 539265.7141207511 | 539265.7141207511 | R-13+14ci | R-13+14ci | R-13+14ci | R-13+14ci | R-13+14ci | R-13+14ci | R-13+14ci | R-13+14ci | R-13+14ci | R-13+14ci | R-13+14ci | R-13+14ci | R-13+14ci | R-13+14ci | R-13+14ci | R-13+14ci | R-13+14ci | R-13+14ci | R-13+14ci | R-13+14ci | R-13+14ci | R-13+14ci | R-13+14ci | R-13+14ci | R-13+14ci | R-13+14ci | R-13+14ci | R-13+14ci | 3.5136 | 3.5136 | 3.5136 | 3.5136 | 3.5136 | 3.5136 | 3.5136 | 3.5136 | 3.5136 | 3.5136 | 3.5136 | 3.5136 | 3.5136 | 3.5136 | 3.5136 | 3.5136 | 3.5136 | 3.5136 | 3.5136 | 3.5136 | 3.5136 | 3.5136 | 3.5136 | 3.5136 | 3.5136 | 3.5136 | 3.5136 | 3.5136 | 0.1282 | 0.1282 | 0.1282 | 0.1282 | 0.1282 | 0.1282 | 0.1282 | 0.1282 | 0.1282 | 0.1282 | 0.1282 | 0.1282 | 0.1282 | 0.1282 | 0.1282 | 0.1282 | 0.1282 | 0.1282 | 0.1282 | 0.1282 | 0.1282 | 0.1282 | 0.1282 | 0.1282 | 0.1282 | 0.1282 | 0.1282 | 0.1282 | 0 | 0 | 0 | 0 | 0 | 0 | 0 | 0 | 0 | 0 | 0 | 0 | 0 | 0 | 0 | 0 | 0 | 0 | 0 | 0 | 0 | 0 | 0 | 0 | 0 | 0 | 0 | 0 | 0 | 0 | 0 | 0 | 0 | 0 | 0 | 0 | 0 | 0 | 0 | 0 | 0 | 0 | 0 | 0 | 0 | 0 | 0 | 0 | 0 | 0 | 0 | 0 | 0 | 0 | 0 | 0 | 0 | 0 | 0 | 0 | 0 | 0 | 0 | 0 | 0 | 0 | 0 | 0 | 0 | 0 | 0 | 0 | 0 | 0 | 0 | 0 | 0 | 0 | 0 | 0 | 0 | 0 | 0 | 0 | 0 | 0 | 0 | 0 | 0 | 0 | 0 | 0 | 0 | 0 | 0 | 0 | 0 | 0 | 0 | 0 | 0 | 0 | 0 | 0 | 0 | 0 | 0 | 0 | 0 | 0 | 0 | 0 | R-13+14ci | R-13+14ci | R-13+14ci | R-13+14ci | R-13+14ci | R-13+14ci | R-13+14ci | R-13+14ci | R-13+14ci | R-13+14ci | R-13+14ci | R-13+14ci | R-13+14ci | R-13+14ci | R-13+14ci | R-13+14ci | R-13+14ci | R-13+14ci | R-13+14ci | R-13+14ci | R-13+14ci | R-13+14ci | R-13+14ci | R-13+14ci | R-13+14ci | R-13+14ci | R-13+14ci | R-13+14ci | 3.5136 | 3.5136 | 3.5136 | 3.5136 | 3.5136 | 3.5136 | 3.5136 | 3.5136 | 3.5136 | 3.5136 | 3.5136 | 3.5136 | 3.5136 | 3.5136 | 3.5136 | 3.5136 | 3.5136 | 3.5136 | 3.5136 | 3.5136 | 3.5136 | 3.5136 | 3.5136 | 3.5136 | 3.5136 | 3.5136 | 3.5136 | 3.5136 | 0.1282 | 0.1282 | 0.1282 | 0.1282 | 0.1282 | 0.1282 | 0.1282 | 0.1282 | 0.1282 | 0.1282 | 0.1282 | 0.1282 | 0.1282 | 0.1282 | 0.1282 | 0.1282 | 0.1282 | 0.1282 | 0.1282 | 0.1282 | 0.1282 | 0.1282 | 0.1282 | 0.1282 | 0.1282 | 0.1282 | 0.1282 | 0.1282 | 0 | 0 | 0 | 1707.4026 | 2667.4648 | 5299.2398 | 9206.8623 | 14211.7161 | 19734.1689 | 24902.4675 | 28799.1833 | 30744.8923 | 30482.678 | 28215.7412 | 24494.1336 | 20020.314 | 15460.4929 | 11315.0273 | 7868.2493 | 5212.7747 | 3297.8468 | 1674.2158 | 1110.6174 | 0 | 0 | 0 | 0 | 0 | 0 | 0 | 0 | 1707.4026 | 4364.4256 | 9634.468 | 18771.9239 | 32839.3689 | 52305.7683 | 76763.0959 | 104891.9688 | 134725.0229 | 164058.6699 | 190920.6866 | 213909.6508 | 232325.2378 | 246131.6589 | 255784.8815 | 261965.1327 | 265543.5973 | 267290.5966 | 267526.0742 | 267312.0759 | 266121.7949 | 265033.5914 | 264041.2357 | 263136.827 | 262312.781 | 0 | 0 | 0 | 2552.07 | 4011.6172 | 8023.234469825001 | 14040.660322193762 | 21841.02716785695 | 30577.43803499972 | 38916.73931727237 | 45402.862536817775 | 48895.39042426528 | 48895.39042426528 | 45635.69772931429 | 39931.23551314998 | 32884.546893182305 | 25576.86980580849 | 18846.114593753675 | 13192.280215627521 | 8794.853477085015 | 5596.724939963199 | 2856.6623127827725 | 1904.4415418551819 | 0 | 0 | 0 | 0 | 0 | 0 | 0
Gas Boiler - Stack Economizer_Grocery_Existing_Boiler with an economizer installed on a exhaust stack | Gas Boiler - Stack Economizer_Grocery_Existing | Gas Boiler - Stack Economizer_Commercial_Existing_The baseline boiler does not have an economizer installed._Boiler with an economizer installed on a exhaust stack | Commercial | Grocery | Existing | Space Heating | Natural Gas | Gas Boiler - Stack Economizer | NEQ | The baseline boiler does not have an economizer installed. | 15 | 15 | 15 | 0.16268 | 0 | 0 | 0 | 0 | Retro1Slow | 0.012666666666666666 | TBD | A | WCM324 | 0.7 | 0.42 | kBtuh heat | 0.0321 | 1485.5667214332848 | 1485.5667 | 1171.714597186816 | 1171.7146 | IL TRM v13 - 4.4.28 - Stack Economizer for Boilers Serving HVAC Loads - CI-HVC-BECO-V03-250101 | Efficiency Maine TRM - 2023.1 - Boiler Stack Heat Exchanger (Boiler Economizer) - AF2. ¦ GDS Associates, Inc. (2009). Natural Gas Energy Efficiency Potential in Massachusetts. Prepared for GasNetworks. | IL TRM v13 - 4.4.28 - Stack Economizer for Boilers Serving HVAC Loads - CI-HVC-BECO-V03-250101 | 0 | 0 | 1.9889 | The baseline boiler does not have an economizer installed. | The baseline boiler does not have an economizer installed. | The baseline boiler does not have an economizer installed. | The baseline boiler does not have an economizer installed. | The baseline boiler does not have an economizer installed. | The baseline boiler does not have an economizer installed. | The baseline boiler does not have an economizer installed. | The baseline boiler does not have an economizer installed. | The baseline boiler does not have an economizer installed. | The baseline boiler does not have an economizer installed. | The baseline boiler does not have an economizer installed. | The baseline boiler does not have an economizer installed. | The baseline boiler does not have an economizer installed. | The baseline boiler does not have an economizer installed. | The baseline boiler does not have an economizer installed. | The baseline boiler does not have an economizer installed. | The baseline boiler does not have an economizer installed. | The baseline boiler does not have an economizer installed. | The baseline boiler does not have an economizer installed. | The baseline boiler does not have an economizer installed. | The baseline boiler does not have an economizer installed. | The baseline boiler does not have an economizer installed. | The baseline boiler does not have an economizer installed. | The baseline boiler does not have an economizer installed. | The baseline boiler does not have an economizer installed. | The baseline boiler does not have an economizer installed. | The baseline boiler does not have an economizer installed. | The baseline boiler does not have an economizer installed. | 0 | 0 | 0 | 0 | 0 | 0 | 0 | 0 | 0 | 0 | 0 | 0 | 0 | 0 | 0 | 0 | 0 | 0 | 0 | 0 | 0 | 0 | 0 | 0 | 0 | 0 | 0 | 0 | 0 | 0 | 0 | 0 | 0 | 0 | 0 | 0 | 0 | 0 | 0 | 0 | 0 | 0 | 0 | 0 | 0 | 0 | 0 | 0 | 0 | 0 | 0 | 0 | 0 | 0 | 0 | 0 | 0 | 0 | 0 | 0 | 0 | 0 | 0 | 0 | 0 | 0 | 0 | 0 | 0 | 0 | 0 | 0 | 0 | 0 | 0 | 0 | 0 | 0 | 0 | 0 | 0 | 0 | 0 | 0 | 0 | 0 | 0 | 0 | 0 | 0 | 0 | 0 | 0 | 0 | 0 | 0 | 0 | 0 | 0 | 0 | 0 | 0 | 0 | 0 | 0 | 0 | 0 | 0 | 0 | 0 | 0 | 0 | Boiler with an economizer installed on a exhaust stack | Boiler with an economizer installed on a exhaust stack | Boiler with an economizer installed on a exhaust stack | Boiler with an economizer installed on a exhaust stack | Boiler with an economizer installed on a exhaust stack | Boiler with an economizer installed on a exhaust stack | Boiler with an economizer installed on a exhaust stack | Boiler with an economizer installed on a exhaust stack | Boiler with an economizer installed on a exhaust stack | Boiler with an economizer installed on a exhaust stack | Boiler with an economizer installed on a exhaust stack | Boiler with an economizer installed on a exhaust stack | Boiler with an economizer installed on a exhaust stack | Boiler with an economizer installed on a exhaust stack | Boiler with an economizer installed on a exhaust stack | Boiler with an economizer installed on a exhaust stack | Boiler with an economizer installed on a exhaust stack | Boiler with an economizer installed on a exhaust stack | Boiler with an economizer installed on a exhaust stack | Boiler with an economizer installed on a exhaust stack | Boiler with an economizer installed on a exhaust stack | Boiler with an economizer installed on a exhaust stack | Boiler with an economizer installed on a exhaust stack | Boiler with an economizer installed on a exhaust stack | Boiler with an economizer installed on a exhaust stack | Boiler with an economizer installed on a exhaust stack | Boiler with an economizer installed on a exhaust stack | Boiler with an economizer installed on a exhaust stack | 1.9889 | 1.9889 | 1.9889 | 1.9889 | 1.9889 | 1.9889 | 1.9889 | 1.9889 | 1.9889 | 1.9889 | 1.9889 | 1.9889 | 1.9889 | 1.9889 | 1.9889 | 1.9889 | 1.9889 | 1.9889 | 1.9889 | 1.9889 | 1.9889 | 1.9889 | 1.9889 | 1.9889 | 1.9889 | 1.9889 | 1.9889 | 1.9889 | 0.1627 | 0.1627 | 0.1627 | 0.1627 | 0.1627 | 0.1627 | 0.1627 | 0.1627 | 0.1627 | 0.1627 | 0.1627 | 0.1627 | 0.1627 | 0.1627 | 0.1627 | 0.1627 | 0.1627 | 0.1627 | 0.1627 | 0.1627 | 0.1627 | 0.1627 | 0.1627 | 0.1627 | 0.1627 | 0.1627 | 0.1627 | 0.1627 | 0 | 0 | 0 | 0 | 0 | 0 | 0 | 0 | 0 | 0 | 0 | 0 | 0 | 0 | 0 | 0 | 0 | 0 | 0 | 0 | 0 | 0 | 0 | 0 | 0 | 0 | 0 | 0 | 0 | 0 | 0 | 0 | 0 | 0 | 0 | 0 | 0 | 0 | 0 | 0 | 0 | 0 | 0 | 0 | 0 | 0 | 0 | 0 | 0 | 0 | 0 | 0 | 0 | 0 | 0 | 0 | 0 | 0 | 0 | 0 | 0 | 0 | 0 | 0 | 0 | 0 | 0 | 0 | 0 | 0 | 0 | 0 | 0 | 0 | 0 | 0 | 0 | 0 | 0 | 0 | 0 | 0 | 0 | 0 | 0 | 0 | 0 | 0 | 0 | 0 | 0 | 0 | 0 | 0 | 0 | 0 | 0 | 0 | 0 | 0 | 0 | 0 | 0 | 0 | 0 | 0 | 0 | 0 | 0 | 0 | 0 | 0 | Boiler with an economizer installed on a exhaust stack | Boiler with an economizer installed on a exhaust stack | Boiler with an economizer installed on a exhaust stack | Boiler with an economizer installed on a exhaust stack | Boiler with an economizer installed on a exhaust stack | Boiler with an economizer installed on a exhaust stack | Boiler with an economizer installed on a exhaust stack | Boiler with an economizer installed on a exhaust stack | Boiler with an economizer installed on a exhaust stack | Boiler with an economizer installed on a exhaust stack | Boiler with an economizer installed on a exhaust stack | Boiler with an economizer installed on a exhaust stack | Boiler with an economizer installed on a exhaust stack | Boiler with an economizer installed on a exhaust stack | Boiler with an economizer installed on a exhaust stack | Boiler with an economizer installed on a exhaust stack | Boiler with an economizer installed on a exhaust stack | Boiler with an economizer installed on a exhaust stack | Boiler with an economizer installed on a exhaust stack | Boiler with an economizer installed on a exhaust stack | Boiler with an economizer installed on a exhaust stack | Boiler with an economizer installed on a exhaust stack | Boiler with an economizer installed on a exhaust stack | Boiler with an economizer installed on a exhaust stack | Boiler with an economizer installed on a exhaust stack | Boiler with an economizer installed on a exhaust stack | Boiler with an economizer installed on a exhaust stack | Boiler with an economizer installed on a exhaust stack | 1.9889 | 1.9889 | 1.9889 | 1.9889 | 1.9889 | 1.9889 | 1.9889 | 1.9889 | 1.9889 | 1.9889 | 1.9889 | 1.9889 | 1.9889 | 1.9889 | 1.9889 | 1.9889 | 1.9889 | 1.9889 | 1.9889 | 1.9889 | 1.9889 | 1.9889 | 1.9889 | 1.9889 | 1.9889 | 1.9889 | 1.9889 | 1.9889 | 0.1627 | 0.1627 | 0.1627 | 0.1627 | 0.1627 | 0.1627 | 0.1627 | 0.1627 | 0.1627 | 0.1627 | 0.1627 | 0.1627 | 0.1627 | 0.1627 | 0.1627 | 0.1627 | 0.1627 | 0.1627 | 0.1627 | 0.1627 | 0.1627 | 0.1627 | 0.1627 | 0.1627 | 0.1627 | 0.1627 | 0.1627 | 0.1627 | 0 | 0 | 0 | 0 | 0 | 0 | 0 | 0 | 0 | 0 | 0 | 0 | 0 | 0 | 0 | 0 | 0 | 0 | 0 | 0 | 0 | 0 | 0 | 0 | 0 | 0 | 0 | 0 | 0 | 0 | 0 | 0 | 0 | 0 | 0 | 0 | 0 | 0 | 0 | 0 | 0 | 0 | 0 | 0 | 0 | 0 | 0 | 0 | 0 | 0 | 0 | 0 | 0 | 0 | 0 | 0 | 0 | 0 | 0 | 0 | 0 | 0 | 0 | 0 | 0 | 0 | 0 | 0 | 0 | 0 | 0 | 0 | 0 | 0 | 0 | 0 | 0 | 0 | 0 | 0 | 0 | 0 | 0 | 0 | 0 | 0
Gas Boiler - Hot Water Reset_Education_Existing_Boiler with boiler reset controls | Gas Boiler - Hot Water Reset_Education_Existing | Gas Boiler - Hot Water Reset_Commercial_Existing_Existing boiler without boiler reset controls_Boiler with boiler reset controls | Commercial | Education | Existing | Space Heating | Natural Gas | Gas Boiler - Hot Water Reset | NEQ | Existing boiler without boiler reset controls | 16 | 16 | 16 | 79.1056 | 0 | 0 | 0.35 | 0.55 | Retro5Med | 8.35569166605469E-06 | TBD | A | WCM418 | 0.7 | 0.42 | BoilerCtrl | 0.0321 | 1493.978762068181 | 1493.9788 | 1178.3494461382838 | 1178.3494 | IL TRM v12 - 4.4.4 - Boiler Lockout/Reset Controls - CI-HVC-BLRC-V05-240101 | IL TRM v12 - 4.4.4 - Boiler Lockout/Reset Controls - CI-HVC-BLRC-V05-240101 | IL TRM v12 - 4.4.4 - Boiler Lockout/Reset Controls - CI-HVC-BLRC-V05-240101 | 0 | 0 | 1024.2592 | Existing boiler without boiler reset controls | Existing boiler without boiler reset controls | Existing boiler without boiler reset controls | Existing boiler without boiler reset controls | Existing boiler without boiler reset controls | Existing boiler without boiler reset controls | Existing boiler without boiler reset controls | Existing boiler without boiler reset controls | Existing boiler without boiler reset controls | Existing boiler without boiler reset controls | Existing boiler without boiler reset controls | Existing boiler without boiler reset controls | Existing boiler without boiler reset controls | Existing boiler without boiler reset controls | Existing boiler without boiler reset controls | Existing boiler without boiler reset controls | Existing boiler without boiler reset controls | Existing boiler without boiler reset controls | Existing boiler without boiler reset controls | Existing boiler without boiler reset controls | Existing boiler without boiler reset controls | Existing boiler without boiler reset controls | Existing boiler without boiler reset controls | Existing boiler without boiler reset controls | Existing boiler without boiler reset controls | Existing boiler without boiler reset controls | Existing boiler without boiler reset controls | Existing boiler without boiler reset controls | 0 | 0 | 0 | 5093.5858 | 6178.3724 | 7462.3604 | 8542.1807 | 9598.4892 | 11043.5154 | 11911.1983 | 11954.3077 | 11062.287 | 9335.5024 | 7093.1074 | 4610.6059 | 2630.4874 | 1245.0788 | 518.1011 | 185.3746 | 57.0167 | 12.2469 | 1.1122 | 0.73226 | 0 | 0 | 0 | 0 | 0 | 0 | 0 | 0 | 5093.5858 | 11210.2737 | 18527.0894 | 26811.6721 | 36011.2939 | 46482.7244 | 57612.3257 | 68554.2487 | 78379.9163 | 86285.5496 | 91812.8228 | 94785.1845 | 95764.4062 | 95387.4553 | 94336.8366 | 93007.1097 | 91641.0359 | 90324.5224 | 89112.0969 | 88007.5002 | 87038.3844 | 86144.7155 | 85320.5571 | 84560.4534 | 83859.3835 | 0 | 0 | 0 | 0.010655641234458321 | 0.01308342805449527 | 0.01601028717263053 | 0.018585420757776135 | 0.021199025900674132 | 0.02478420946183352 | 0.02718866266620967 | 0.027775139437684233 | 0.02617473560049667 | 0.022499402325590542 | 0.017410987450206836 | 0.011522960869821205 | 0.006690751472799411 | 0.0032214729313478647 | 0.0013629308555702505 | 0.0004956112202073636 | 0.0001548066475543981 | 3.374082006536503E-05 | 3.1058809067174007E-06 | 2.070587271144934E-06 | 0 | 0 | 0 | 0 | 0 | 0 | 0 | 0 | 0.010655641234458321 | 0.023739069288953592 | 0.039749356461584125 | 0.058334777219360257 | 0.07953380312003439 | 0.10431801258186792 | 0.13150667524807758 | 0.15928181468576183 | 0.1854565502862585 | 0.20795595261184904 | 0.2253669400620559 | 0.23688990093187712 | 0.24358065240467652 | 0.24680212533602439 | 0.24816505619159465 | 0.248660667411802 | 0.24881547405935642 | 0.24884921487942177 | 0.24885232076032848 | 0.24885439134759962 | 0.24885439134759962 | 0.24885439134759962 | 0.24885439134759962 | 0.24885439134759962 | 0.24885439134759962 | Boiler with boiler reset controls | Boiler with boiler reset controls | Boiler with boiler reset controls | Boiler with boiler reset controls | Boiler with boiler reset controls | Boiler with boiler reset controls | Boiler with boiler reset controls | Boiler with boiler reset controls | Boiler with boiler reset controls | Boiler with boiler reset controls | Boiler with boiler reset controls | Boiler with boiler reset controls | Boiler with boiler reset controls | Boiler with boiler reset controls | Boiler with boiler reset controls | Boiler with boiler reset controls | Boiler with boiler reset controls | Boiler with boiler reset controls | Boiler with boiler reset controls | Boiler with boiler reset controls | Boiler with boiler reset controls | Boiler with boiler reset controls | Boiler with boiler reset controls | Boiler with boiler reset controls | Boiler with boiler reset controls | Boiler with boiler reset controls | Boiler with boiler reset controls | Boiler with boiler reset controls | 1024.2592 | 1024.2592 | 1024.2592 | 1024.2592 | 1024.2592 | 1024.2592 | 1024.2592 | 1024.2592 | 1024.2592 | 1024.2592 | 1024.2592 | 1024.2592 | 1024.2592 | 1024.2592 | 1024.2592 | 1024.2592 | 1024.2592 | 1024.2592 | 1024.2592 | 1024.2592 | 1024.2592 | 1024.2592 | 1024.2592 | 1024.2592 | 1024.2592 | 1024.2592 | 1024.2592 | 1024.2592 | 79.1056 | 79.1056 | 79.1056 | 79.1056 | 79.1056 | 79.1056 | 79.1056 | 79.1056 | 79.1056 | 79.1056 | 79.1056 | 79.1056 | 79.1056 | 79.1056 | 79.1056 | 79.1056 | 79.1056 | 79.1056 | 79.1056 | 79.1056 | 79.1056 | 79.1056 | 79.1056 | 79.1056 | 79.1056 | 79.1056 | 79.1056 | 79.1056 | 0 | 0 | 0 | 4351.7387 | 5307.7447 | 6448.9204 | 7429.0303 | 8404.2143 | 9738.9597 | 10583.9539 | 10707.0657 | 9990.5338 | 8503.7114 | 6518.2014 | 4275.1527 | 2461.5484 | 1176.0377 | 494.0439 | 178.4898 | 55.4259 | 12.0168 | 1.101 | 0.73095 | 7.2702e-18 | 7.2479e-18 | 7.2274e-18 | 7.2086e-18 | 7.1914e-18 | 0 | 0 | 0 | 4351.7387 | 9630.5738 | 16010.9829 | 23317.7841 | 31530.6528 | 40991.7822 | 51192.6829 | 61401.7028 | 70786.1952 | 78597.5283 | 84371.2692 | 87888.9115 | 89614.0838 | 90098.1039 | 89956.4583 | 89552.8479 | 89084.202 | 88627.9495 | 88213.0773 | 87849.2164 | 87556.2283 | 87287.4096 | 87040.8221 | 86814.5417 | 86606.8115 | 0 | 0 | 0 | 0.009057295049289572 | 0.01112091384632098 | 0.013608744096735953 | 0.015797607644109715 | 0.018019172015573015 | 0.021066578042558494 | 0.023110363266278217 | 0.0236088685220316 | 0.022248525260422168 | 0.01912449197675196 | 0.014799339332675812 | 0.009794516739348025 | 0.0056871387518795 | 0.0027382519916456854 | 0.0011584912272347128 | 0.0004212695371762591 | 0.00013158565042123842 | 2.867969705556028E-05 | 2.639998770709788E-06 | 1.7599991804731927E-06 | 1.7564075194265176E-23 | 1.7564075194265176E-23 | 1.7564075194265176E-23 | 1.7564075194265176E-23 | 1.7564075194265176E-23 | 0 | 0 | 0 | 0.009057295049289572 | 0.020178208895610554 | 0.033786952992346506 | 0.04958456063645622 | 0.06760373265202924 | 0.08867031069458774 | 0.11178067396086594 | 0.13538954248289753 | 0.1576380677433197 | 0.17676255972007168 | 0.19156189905274748 | 0.20135641579209554 | 0.20704355454397502 | 0.2097818065356207 | 0.21094029776285542 | 0.2113615673000317 | 0.21149315295045296 | 0.21152183264750848 | 0.21152447264627922 | 0.2115262326454597 | 0.2115262326454597 | 0.2115262326454597 | 0.2115262326454597 | 0.2115262326454597 | 0.2115262326454597 | Boiler with boiler reset controls | Boiler with boiler reset controls | Boiler with boiler reset controls | Boiler with boiler reset controls | Boiler with boiler reset controls | Boiler with boiler reset controls | Boiler with boiler reset controls | Boiler with boiler reset controls | Boiler with boiler reset controls | Boiler with boiler reset controls | Boiler with boiler reset controls | Boiler with boiler reset controls | Boiler with boiler reset controls | Boiler with boiler reset controls | Boiler with boiler reset controls | Boiler with boiler reset controls | Boiler with boiler reset controls | Boiler with boiler reset controls | Boiler with boiler reset controls | Boiler with boiler reset controls | Boiler with boiler reset controls | Boiler with boiler reset controls | Boiler with boiler reset controls | Boiler with boiler reset controls | Boiler with boiler reset controls | Boiler with boiler reset controls | Boiler with boiler reset controls | Boiler with boiler reset controls | 1024.2592 | 1024.2592 | 1024.2592 | 1024.2592 | 1024.2592 | 1024.2592 | 1024.2592 | 1024.2592 | 1024.2592 | 1024.2592 | 1024.2592 | 1024.2592 | 1024.2592 | 1024.2592 | 1024.2592 | 1024.2592 | 1024.2592 | 1024.2592 | 1024.2592 | 1024.2592 | 1024.2592 | 1024.2592 | 1024.2592 | 1024.2592 | 1024.2592 | 1024.2592 | 1024.2592 | 1024.2592 | 79.1056 | 79.1056 | 79.1056 | 79.1056 | 79.1056 | 79.1056 | 79.1056 | 79.1056 | 79.1056 | 79.1056 | 79.1056 | 79.1056 | 79.1056 | 79.1056 | 79.1056 | 79.1056 | 79.1056 | 79.1056 | 79.1056 | 79.1056 | 79.1056 | 79.1056 | 79.1056 | 79.1056 | 79.1056 | 79.1056 | 79.1056 | 79.1056 | 0 | 0 | 0 | 4351.7387 | 5307.7447 | 6448.9204 | 7429.0303 | 8404.2143 | 9738.9597 | 10583.9539 | 10707.0657 | 9990.5338 | 8503.7114 | 6518.2014 | 4275.1527 | 2461.5484 | 1176.0377 | 494.0439 | 178.4898 | 55.4259 | 12.0168 | 1.101 | 0.73095 | 7.2702e-18 | 7.2479e-18 | 7.2274e-18 | 7.2086e-18 | 7.1914e-18 | 0 | 0 | 0 | 4351.7387 | 9630.5738 | 16010.9829 | 23317.7841 | 31530.6528 | 40991.7822 | 51192.6829 | 61401.7028 | 70786.1952 | 78597.5283 | 84371.2692 | 87888.9115 | 89614.0838 | 90098.1039 | 89956.4583 | 89552.8479 | 89084.202 | 88627.9495 | 88213.0773 | 87849.2164 | 87556.2283 | 87287.4096 | 87040.8221 | 86814.5417 | 86606.8115 | 0 | 0 | 0 | 0.0090573 | 0.011121 | 0.013608744096735953 | 0.015797607644109715 | 0.018019172015573015 | 0.021066578042558494 | 0.023110363266278217 | 0.0236088685220316 | 0.022248525260422168 | 0.01912449197675196 | 0.014799339332675812 | 0.009794516739348025 | 0.0056871387518795 | 0.0027382519916456854 | 0.0011584912272347128 | 0.0004212695371762591 | 0.00013158565042123842 | 2.867969705556028E-05 | 2.639998770709788E-06 | 1.7599991804731927E-06 | 1.7564075194265176E-23 | 1.7564075194265176E-23 | 1.7564075194265176E-23 | 1.7564075194265176E-23 | 1.7564075194265176E-23 | 0 | 0
Kitchen Ventilation - Advanced Controls_Retail_Existing_Kitchen equipment that uses a control system that varies the exhaust rate of kitchen ventilation | Kitchen Ventilation - Advanced Controls_Retail_Existing | Kitchen Ventilation - Advanced Controls_Commercial_Existing_kitchen ventilation equipment that has constant speed ventilation motor._Kitchen equipment that uses a control system that varies the exhaust rate of kitchen ventilation | Commercial | Retail | Existing | Space Heating | Natural Gas | Kitchen Ventilation - Advanced Controls | NEQ | kitchen ventilation equipment that has constant speed ventilation motor. | 20 | 20 | 20 | 344.8211 | 0 | 0 | 0 | 0 | Retro3Slow | 0.004128203794943829 | TBD | A | WCM242 | 0.7 | 0.42 | Kitch Hood | 0.0321 | 1433.772616114183 | 1433.7726 | 1130.8629084844254 | 1130.8629 | IL TRM v13 - 4.2.16 - Kitchen Demand Ventilation Controls - CI-FSE-VENT-V07-250101 | IL TRM v13 - 4.2.16 - Kitchen Demand Ventilation Controls - CI-FSE-VENT-V07-250101 | IL TRM v13 - 4.2.16 - Kitchen Demand Ventilation Controls - CI-FSE-VENT-V07-250101 | 0 | 0 | 5190.3796 | kitchen ventilation equipment that has constant speed ventilation motor. | kitchen ventilation equipment that has constant speed ventilation motor. | kitchen ventilation equipment that has constant speed ventilation motor. | kitchen ventilation equipment that has constant speed ventilation motor. | kitchen ventilation equipment that has constant speed ventilation motor. | kitchen ventilation equipment that has constant speed ventilation motor. | kitchen ventilation equipment that has constant speed ventilation motor. | kitchen ventilation equipment that has constant speed ventilation motor. | kitchen ventilation equipment that has constant speed ventilation motor. | kitchen ventilation equipment that has constant speed ventilation motor. | kitchen ventilation equipment that has constant speed ventilation motor. | kitchen ventilation equipment that has constant speed ventilation motor. | kitchen ventilation equipment that has constant speed ventilation motor. | kitchen ventilation equipment that has constant speed ventilation motor. | kitchen ventilation equipment that has constant speed ventilation motor. | kitchen ventilation equipment that has constant speed ventilation motor. | kitchen ventilation equipment that has constant speed ventilation motor. | kitchen ventilation equipment that has constant speed ventilation motor. | kitchen ventilation equipment that has constant speed ventilation motor. | kitchen ventilation equipment that has constant speed ventilation motor. | kitchen ventilation equipment that has constant speed ventilation motor. | kitchen ventilation equipment that has constant speed ventilation motor. | kitchen ventilation equipment that has constant speed ventilation motor. | kitchen ventilation equipment that has constant speed ventilation motor. | kitchen ventilation equipment that has constant speed ventilation motor. | kitchen ventilation equipment that has constant speed ventilation motor. | kitchen ventilation equipment that has constant speed ventilation motor. | kitchen ventilation equipment that has constant speed ventilation motor. | 0 | 0 | 0 | 0 | 0 | 0 | 0 | 0 | 0 | 0 | 0 | 0 | 0 | 0 | 0 | 0 | 0 | 0 | 0 | 0 | 0 | 0 | 0 | 0 | 0 | 0 | 0 | 0 | 0 | 0 | 0 | 0 | 0 | 0 | 0 | 0 | 0 | 0 | 0 | 0 | 0 | 0 | 0 | 0 | 0 | 0 | 0 | 0 | 0 | 0 | 0 | 0 | 0 | 0 | 0 | 0 | 0 | 0 | 0 | 0 | 0 | 0 | 0 | 0 | 0 | 0 | 0 | 0 | 0 | 0 | 0 | 0 | 0 | 0 | 0 | 0 | 0 | 0 | 0 | 0 | 0 | 0 | 0 | 0 | 0 | 0 | 0 | 0 | 0 | 0 | 0 | 0 | 0 | 0 | 0 | 0 | 0 | 0 | 0 | 0 | 0 | 0 | 0 | 0 | 0 | 0 | 0 | 0 | 0 | 0 | 0 | 0 | Kitchen equipment that uses a control system that varies the exhaust rate of kitchen ventilation | Kitchen equipment that uses a control system that varies the exhaust rate of kitchen ventilation | Kitchen equipment that uses a control system that varies the exhaust rate of kitchen ventilation | Kitchen equipment that uses a control system that varies the exhaust rate of kitchen ventilation | Kitchen equipment that uses a control system that varies the exhaust rate of kitchen ventilation | Kitchen equipment that uses a control system that varies the exhaust rate of kitchen ventilation | Kitchen equipment that uses a control system that varies the exhaust rate of kitchen ventilation | Kitchen equipment that uses a control system that varies the exhaust rate of kitchen ventilation | Kitchen equipment that uses a control system that varies the exhaust rate of kitchen ventilation | Kitchen equipment that uses a control system that varies the exhaust rate of kitchen ventilation | Kitchen equipment that uses a control system that varies the exhaust rate of kitchen ventilation | Kitchen equipment that uses a control system that varies the exhaust rate of kitchen ventilation | Kitchen equipment that uses a control system that varies the exhaust rate of kitchen ventilation | Kitchen equipment that uses a control system that varies the exhaust rate of kitchen ventilation | Kitchen equipment that uses a control system that varies the exhaust rate of kitchen ventilation | Kitchen equipment that uses a control system that varies the exhaust rate of kitchen ventilation | Kitchen equipment that uses a control system that varies the exhaust rate of kitchen ventilation | Kitchen equipment that uses a control system that varies the exhaust rate of kitchen ventilation | Kitchen equipment that uses a control system that varies the exhaust rate of kitchen ventilation | Kitchen equipment that uses a control system that varies the exhaust rate of kitchen ventilation | Kitchen equipment that uses a control system that varies the exhaust rate of kitchen ventilation | Kitchen equipment that uses a control system that varies the exhaust rate of kitchen ventilation | Kitchen equipment that uses a control system that varies the exhaust rate of kitchen ventilation | Kitchen equipment that uses a control system that varies the exhaust rate of kitchen ventilation | Kitchen equipment that uses a control system that varies the exhaust rate of kitchen ventilation | Kitchen equipment that uses a control system that varies the exhaust rate of kitchen ventilation | Kitchen equipment that uses a control system that varies the exhaust rate of kitchen ventilation | Kitchen equipment that uses a control system that varies the exhaust rate of kitchen ventilation | 5190.3796 | 5190.3796 | 5190.3796 | 5190.3796 | 5190.3796 | 5190.3796 | 5190.3796 | 5190.3796 | 5190.3796 | 5190.3796 | 5190.3796 | 5190.3796 | 5190.3796 | 5190.3796 | 5190.3796 | 5190.3796 | 5190.3796 | 5190.3796 | 5190.3796 | 5190.3796 | 5190.3796 | 5190.3796 | 5190.3796 | 5190.3796 | 5190.3796 | 5190.3796 | 5190.3796 | 5190.3796 | 344.8211 | 344.8211 | 344.8211 | 344.8211 | 344.8211 | 344.8211 | 344.8211 | 344.8211 | 344.8211 | 344.8211 | 344.8211 | 344.8211 | 344.8211 | 344.8211 | 344.8211 | 344.8211 | 344.8211 | 344.8211 | 344.8211 | 344.8211 | 344.8211 | 344.8211 | 344.8211 | 344.8211 | 344.8211 | 344.8211 | 344.8211 | 344.8211 | 0 | 0 | 0 | 0 | 0 | 0 | 0 | 0 | 0 | 0 | 0 | 0 | 0 | 0 | 0 | 0 | 0 | 0 | 0 | 0 | 0 | 0 | 0 | 0 | 0 | 0 | 0 | 0 | 0 | 0 | 0 | 0 | 0 | 0 | 0 | 0 | 0 | 0 | 0 | 0 | 0 | 0 | 0 | 0 | 0 | 0 | 0 | 0 | 0 | 0 | 0 | 0 | 0 | 0 | 0 | 0 | 0 | 0 | 0 | 0 | 0 | 0 | 0 | 0 | 0 | 0 | 0 | 0 | 0 | 0 | 0 | 0 | 0 | 0 | 0 | 0 | 0 | 0 | 0 | 0 | 0 | 0 | 0 | 0 | 0 | 0 | 0 | 0 | 0 | 0 | 0 | 0 | 0 | 0 | 0 | 0 | 0 | 0 | 0 | 0 | 0 | 0 | 0 | 0 | 0 | 0 | 0 | 0 | 0 | 0 | 0 | 0 | Kitchen equipment that uses a control system that varies the exhaust rate of kitchen ventilation | Kitchen equipment that uses a control system that varies the exhaust rate of kitchen ventilation | Kitchen equipment that uses a control system that varies the exhaust rate of kitchen ventilation | Kitchen equipment that uses a control system that varies the exhaust rate of kitchen ventilation | Kitchen equipment that uses a control system that varies the exhaust rate of kitchen ventilation | Kitchen equipment that uses a control system that varies the exhaust rate of kitchen ventilation | Kitchen equipment that uses a control system that varies the exhaust rate of kitchen ventilation | Kitchen equipment that uses a control system that varies the exhaust rate of kitchen ventilation | Kitchen equipment that uses a control system that varies the exhaust rate of kitchen ventilation | Kitchen equipment that uses a control system that varies the exhaust rate of kitchen ventilation | Kitchen equipment that uses a control system that varies the exhaust rate of kitchen ventilation | Kitchen equipment that uses a control system that varies the exhaust rate of kitchen ventilation | Kitchen equipment that uses a control system that varies the exhaust rate of kitchen ventilation | Kitchen equipment that uses a control system that varies the exhaust rate of kitchen ventilation | Kitchen equipment that uses a control system that varies the exhaust rate of kitchen ventilation | Kitchen equipment that uses a control system that varies the exhaust rate of kitchen ventilation | Kitchen equipment that uses a control system that varies the exhaust rate of kitchen ventilation | Kitchen equipment that uses a control system that varies the exhaust rate of kitchen ventilation | Kitchen equipment that uses a control system that varies the exhaust rate of kitchen ventilation | Kitchen equipment that uses a control system that varies the exhaust rate of kitchen ventilation | Kitchen equipment that uses a control system that varies the exhaust rate of kitchen ventilation | Kitchen equipment that uses a control system that varies the exhaust rate of kitchen ventilation | Kitchen equipment that uses a control system that varies the exhaust rate of kitchen ventilation | Kitchen equipment that uses a control system that varies the exhaust rate of kitchen ventilation | Kitchen equipment that uses a control system that varies the exhaust rate of kitchen ventilation | Kitchen equipment that uses a control system that varies the exhaust rate of kitchen ventilation | Kitchen equipment that uses a control system that varies the exhaust rate of kitchen ventilation | Kitchen equipment that uses a control system that varies the exhaust rate of kitchen ventilation | 5190.3796 | 5190.3796 | 5190.3796 | 5190.3796 | 5190.3796 | 5190.3796 | 5190.3796 | 5190.3796 | 5190.3796 | 5190.3796 | 5190.3796 | 5190.3796 | 5190.3796 | 5190.3796 | 5190.3796 | 5190.3796 | 5190.3796 | 5190.3796 | 5190.3796 | 5190.3796 | 5190.3796 | 5190.3796 | 5190.3796 | 5190.3796 | 5190.3796 | 5190.3796 | 5190.3796 | 5190.3796 | 344.8211 | 344.8211 | 344.8211 | 344.8211 | 344.8211 | 344.8211 | 344.8211 | 344.8211 | 344.8211 | 344.8211 | 344.8211 | 344.8211 | 344.8211 | 344.8211 | 344.8211 | 344.8211 | 344.8211 | 344.8211 | 344.8211 | 344.8211 | 344.8211 | 344.8211 | 344.8211 | 344.8211 | 344.8211 | 344.8211 | 344.8211 | 344.8211 | 0 | 0 | 0 | 0 | 0 | 0 | 0 | 0 | 0 | 0 | 0 | 0 | 0 | 0 | 0 | 0 | 0 | 0 | 0 | 0 | 0 | 0 | 0 | 0 | 0 | 0 | 0 | 0 | 0 | 0 | 0 | 0 | 0 | 0 | 0 | 0 | 0 | 0 | 0 | 0 | 0 | 0 | 0 | 0 | 0 | 0 | 0 | 0 | 0 | 0 | 0 | 0 | 0 | 0 | 0 | 0 | 0 | 0 | 0 | 0 | 0 | 0 | 0 | 0 | 0 | 0 | 0 | 0 | 0 | 0 | 0 | 0 | 0 | 0 | 0 | 0 | 0 | 0 | 0 | 0 | 0 | 0 | 0 | 0 | 0 | 0
Kitchen Ventilation - Advanced Controls_Grocery_Existing_Kitchen equipment that uses a control system that varies the exhaust rate of kitchen ventilation | Kitchen Ventilation - Advanced Controls_Grocery_Existing | Kitchen Ventilation - Advanced Controls_Commercial_Existing_kitchen ventilation equipment that has constant speed ventilation motor._Kitchen equipment that uses a control system that varies the exhaust rate of kitchen ventilation | Commercial | Grocery | Existing | Space Heating | Natural Gas | Kitchen Ventilation - Advanced Controls | NEQ | kitchen ventilation equipment that has constant speed ventilation motor. | 20 | 20 | 20 | 344.8211 | 0 | 0 | 0.05 | 0.2 | Retro3Slow | 0.004128203794943829 | TBD | A | WCM342 | 0.7 | 0.42 | Kitch Hood | 0.0321 | 1449.032413149769 | 1449.0324 | 1142.8988047378457 | 1142.8988 | IL TRM v13 - 4.2.16 - Kitchen Demand Ventilation Controls - CI-FSE-VENT-V07-250101 | IL TRM v13 - 4.2.16 - Kitchen Demand Ventilation Controls - CI-FSE-VENT-V07-250101 | IL TRM v13 - 4.2.16 - Kitchen Demand Ventilation Controls - CI-FSE-VENT-V07-250101 | 0 | 0 | 5190.3796 | kitchen ventilation equipment that has constant speed ventilation motor. | kitchen ventilation equipment that has constant speed ventilation motor. | kitchen ventilation equipment that has constant speed ventilation motor. | kitchen ventilation equipment that has constant speed ventilation motor. | kitchen ventilation equipment that has constant speed ventilation motor. | kitchen ventilation equipment that has constant speed ventilation motor. | kitchen ventilation equipment that has constant speed ventilation motor. | kitchen ventilation equipment that has constant speed ventilation motor. | kitchen ventilation equipment that has constant speed ventilation motor. | kitchen ventilation equipment that has constant speed ventilation motor. | kitchen ventilation equipment that has constant speed ventilation motor. | kitchen ventilation equipment that has constant speed ventilation motor. | kitchen ventilation equipment that has constant speed ventilation motor. | kitchen ventilation equipment that has constant speed ventilation motor. | kitchen ventilation equipment that has constant speed ventilation motor. | kitchen ventilation equipment that has constant speed ventilation motor. | kitchen ventilation equipment that has constant speed ventilation motor. | kitchen ventilation equipment that has constant speed ventilation motor. | kitchen ventilation equipment that has constant speed ventilation motor. | kitchen ventilation equipment that has constant speed ventilation motor. | kitchen ventilation equipment that has constant speed ventilation motor. | kitchen ventilation equipment that has constant speed ventilation motor. | kitchen ventilation equipment that has constant speed ventilation motor. | kitchen ventilation equipment that has constant speed ventilation motor. | kitchen ventilation equipment that has constant speed ventilation motor. | kitchen ventilation equipment that has constant speed ventilation motor. | kitchen ventilation equipment that has constant speed ventilation motor. | kitchen ventilation equipment that has constant speed ventilation motor. | 0 | 0 | 0 | 266.6768 | 411.9491 | 808.6755 | 1387.4239 | 2113.5121 | 2894.3862 | 3599.6863 | 4099.9622 | 4308.2125 | 4201.6495 | 3823.9473 | 3262.3039 | 2619.051 | 1985.444 | 1425.5586 | 971.643 | 631.0829 | 391.7062 | 195.2812 | 127.3475 | 0 | 0 | 0 | 0 | 0 | 0 | 0 | 0 | 266.6768 | 674.0187 | 1470.2408 | 2828.8265 | 4883.7455 | 7671.6224 | 11096.2124 | 14932.823 | 18878.7138 | 22613.4013 | 25874.5869 | 28490.0173 | 30392.7121 | 31608.3476 | 32225.8471 | 32349.8365 | 32147.9484 | 31747.8033 | 31204.3526 | 30650.9931 | 30032.1319 | 29461.8607 | 28936.3044 | 28451.9023 | 28005.3848 | 0 | 0 | 0 | 3.963868328856814E-05 | 6.230833091454982E-05 | 0.00012461666182909964 | 0.00021807915820092446 | 0.00033923424609032677 | 0.00047492794452645736 | 0.0006044537475791274 | 0.0007051960388423154 | 0.0007594418879840316 | 0.0007594418879840316 | 0.000708812428785097 | 0.0006202108751869593 | 0.0005107618972127895 | 0.00039725925338772585 | 0.0002927173446014829 | 0.00020490214122103733 | 0.00013660142748069153 | 8.692818112407657E-05 | 4.436960215120687E-05 | 2.9579734767471245E-05 | 0 | 0 | 0 | 0 | 0 | 0 | 0 | 0 | 3.963868328856814E-05 | 0.00010194701420311793 | 0.00022656367603221758 | 0.000444642834233142 | 0.0007838770803234688 | 0.0012588050248499261 | 0.0018632587724290535 | 0.002568454811271369 | 0.0033278966992554004 | 0.004087338587239433 | 0.00479615101602453 | 0.00541636189121149 | 0.005927123788424279 | 0.0063243830418120055 | 0.006617100386413488 | 0.006822002527634526 | 0.006958603955115217 | 0.007045532136239294 | 0.007089901738390501 | 0.0071194814731579716 | 0.0071194814731579716 | 0.0071194814731579716 | 0.0071194814731579716 | 0.0071194814731579716 | 0.0071194814731579716 | Kitchen equipment that uses a control system that varies the exhaust rate of kitchen ventilation | Kitchen equipment that uses a control system that varies the exhaust rate of kitchen ventilation | Kitchen equipment that uses a control system that varies the exhaust rate of kitchen ventilation | Kitchen equipment that uses a control system that varies the exhaust rate of kitchen ventilation | Kitchen equipment that uses a control system that varies the exhaust rate of kitchen ventilation | Kitchen equipment that uses a control system that varies the exhaust rate of kitchen ventilation | Kitchen equipment that uses a control system that varies the exhaust rate of kitchen ventilation | Kitchen equipment that uses a control system that varies the exhaust rate of kitchen ventilation | Kitchen equipment that uses a control system that varies the exhaust rate of kitchen ventilation | Kitchen equipment that uses a control system that varies the exhaust rate of kitchen ventilation | Kitchen equipment that uses a control system that varies the exhaust rate of kitchen ventilation | Kitchen equipment that uses a control system that varies the exhaust rate of kitchen ventilation | Kitchen equipment that uses a control system that varies the exhaust rate of kitchen ventilation | Kitchen equipment that uses a control system that varies the exhaust rate of kitchen ventilation | Kitchen equipment that uses a control system that varies the exhaust rate of kitchen ventilation | Kitchen equipment that uses a control system that varies the exhaust rate of kitchen ventilation | Kitchen equipment that uses a control system that varies the exhaust rate of kitchen ventilation | Kitchen equipment that uses a control system that varies the exhaust rate of kitchen ventilation | Kitchen equipment that uses a control system that varies the exhaust rate of kitchen ventilation | Kitchen equipment that uses a control system that varies the exhaust rate of kitchen ventilation | Kitchen equipment that uses a control system that varies the exhaust rate of kitchen ventilation | Kitchen equipment that uses a control system that varies the exhaust rate of kitchen ventilation | Kitchen equipment that uses a control system that varies the exhaust rate of kitchen ventilation | Kitchen equipment that uses a control system that varies the exhaust rate of kitchen ventilation | Kitchen equipment that uses a control system that varies the exhaust rate of kitchen ventilation | Kitchen equipment that uses a control system that varies the exhaust rate of kitchen ventilation | Kitchen equipment that uses a control system that varies the exhaust rate of kitchen ventilation | Kitchen equipment that uses a control system that varies the exhaust rate of kitchen ventilation | 5190.3796 | 5190.3796 | 5190.3796 | 5190.3796 | 5190.3796 | 5190.3796 | 5190.3796 | 5190.3796 | 5190.3796 | 5190.3796 | 5190.3796 | 5190.3796 | 5190.3796 | 5190.3796 | 5190.3796 | 5190.3796 | 5190.3796 | 5190.3796 | 5190.3796 | 5190.3796 | 5190.3796 | 5190.3796 | 5190.3796 | 5190.3796 | 5190.3796 | 5190.3796 | 5190.3796 | 5190.3796 | 344.8211 | 344.8211 | 344.8211 | 344.8211 | 344.8211 | 344.8211 | 344.8211 | 344.8211 | 344.8211 | 344.8211 | 344.8211 | 344.8211 | 344.8211 | 344.8211 | 344.8211 | 344.8211 | 344.8211 | 344.8211 | 344.8211 | 344.8211 | 344.8211 | 344.8211 | 344.8211 | 344.8211 | 344.8211 | 344.8211 | 344.8211 | 344.8211 | 0 | 0 | 0 | 229.0842 | 357.9358 | 711.0965 | 1235.8471 | 1907.9429 | 2649.8567 | 3344.6184 | 3868.9379 | 4131.6801 | 4097.9198 | 3794.5704 | 3295.3077 | 2694.4387 | 2081.5718 | 1524.0749 | 1060.2008 | 702.676 | 444.7413 | 225.8756 | 149.9179 | 0 | 0 | 0 | 0 | 0 | 0 | 0 | 0 | 229.0842 | 585.6438 | 1292.8339 | 2519.7756 | 4408.7314 | 7023.4926 | 10309.9526 | 14091.3896 | 18105.1439 | 22055.125 | 25675.8092 | 28778.2428 | 31267.5468 | 33138.7055 | 34452.8831 | 35298.2777 | 35794.9679 | 36046.2952 | 36093.0881 | 36083.418 | 35948.931 | 35827.4555 | 35718.5224 | 35620.7445 | 35532.8604 | 0 | 0 | 0 | 3.3692880795282916E-05 | 5.2962081277367336E-05 | 0.0001059241625547347 | 0.00018536728447078574 | 0.0002883491091767777 | 0.00040368875284748875 | 0.0005137856854422583 | 0.0005994166330159681 | 0.0006455256047864269 | 0.0006455256047864269 | 0.0006024905644673324 | 0.0005271792439089153 | 0.0004341476126308711 | 0.0003376703653795669 | 0.00024880974291126046 | 0.00017416682003788166 | 0.00011611121335858778 | 7.388895395546507E-05 | 3.771416182852583E-05 | 2.5142774552350546E-05 | 0 | 0 | 0 | 0 | 0 | 0 | 0 | 0 | 3.3692880795282916E-05 | 8.665496207265025E-05 | 0.00019257912462738495 | 0.0003779464090981707 | 0.0006662955182749484 | 0.0010699842711224372 | 0.0015837699565646956 | 0.002183186589580664 | 0.0028287121943670907 | 0.0034742377991535175 | 0.0040767283636208495 | 0.004603907607529765 | 0.005038055220160637 | 0.005375725585540204 | 0.005624535328451465 | 0.005798702148489346 | 0.005914813361847934 | 0.005988702315803399 | 0.006026416477631925 | 0.006051559252184276 | 0.006051559252184276 | 0.006051559252184276 | 0.006051559252184276 | 0.006051559252184276 | 0.006051559252184276 | Kitchen equipment that uses a control system that varies the exhaust rate of kitchen ventilation | Kitchen equipment that uses a control system that varies the exhaust rate of kitchen ventilation | Kitchen equipment that uses a control system that varies the exhaust rate of kitchen ventilation | Kitchen equipment that uses a control system that varies the exhaust rate of kitchen ventilation | Kitchen equipment that uses a control system that varies the exhaust rate of kitchen ventilation | Kitchen equipment that uses a control system that varies the exhaust rate of kitchen ventilation | Kitchen equipment that uses a control system that varies the exhaust rate of kitchen ventilation | Kitchen equipment that uses a control system that varies the exhaust rate of kitchen ventilation | Kitchen equipment that uses a control system that varies the exhaust rate of kitchen ventilation | Kitchen equipment that uses a control system that varies the exhaust rate of kitchen ventilation | Kitchen equipment that uses a control system that varies the exhaust rate of kitchen ventilation | Kitchen equipment that uses a control system that varies the exhaust rate of kitchen ventilation | Kitchen equipment that uses a control system that varies the exhaust rate of kitchen ventilation | Kitchen equipment that uses a control system that varies the exhaust rate of kitchen ventilation | Kitchen equipment that uses a control system that varies the exhaust rate of kitchen ventilation | Kitchen equipment that uses a control system that varies the exhaust rate of kitchen ventilation | Kitchen equipment that uses a control system that varies the exhaust rate of kitchen ventilation | Kitchen equipment that uses a control system that varies the exhaust rate of kitchen ventilation | Kitchen equipment that uses a control system that varies the exhaust rate of kitchen ventilation | Kitchen equipment that uses a control system that varies the exhaust rate of kitchen ventilation | Kitchen equipment that uses a control system that varies the exhaust rate of kitchen ventilation | Kitchen equipment that uses a control system that varies the exhaust rate of kitchen ventilation | Kitchen equipment that uses a control system that varies the exhaust rate of kitchen ventilation | Kitchen equipment that uses a control system that varies the exhaust rate of kitchen ventilation | Kitchen equipment that uses a control system that varies the exhaust rate of kitchen ventilation | Kitchen equipment that uses a control system that varies the exhaust rate of kitchen ventilation | Kitchen equipment that uses a control system that varies the exhaust rate of kitchen ventilation | Kitchen equipment that uses a control system that varies the exhaust rate of kitchen ventilation | 5190.3796 | 5190.3796 | 5190.3796 | 5190.3796 | 5190.3796 | 5190.3796 | 5190.3796 | 5190.3796 | 5190.3796 | 5190.3796 | 5190.3796 | 5190.3796 | 5190.3796 | 5190.3796 | 5190.3796 | 5190.3796 | 5190.3796 | 5190.3796 | 5190.3796 | 5190.3796 | 5190.3796 | 5190.3796 | 5190.3796 | 5190.3796 | 5190.3796 | 5190.3796 | 5190.3796 | 5190.3796 | 344.8211 | 344.8211 | 344.8211 | 344.8211 | 344.8211 | 344.8211 | 344.8211 | 344.8211 | 344.8211 | 344.8211 | 344.8211 | 344.8211 | 344.8211 | 344.8211 | 344.8211 | 344.8211 | 344.8211 | 344.8211 | 344.8211 | 344.8211 | 344.8211 | 344.8211 | 344.8211 | 344.8211 | 344.8211 | 344.8211 | 344.8211 | 344.8211 | 0 | 0 | 0 | 229.0576 | 357.8287 | 710.7153 | 1234.8395 | 1905.7874 | 2645.9598 | 3338.4894 | 3860.3785 | 4120.9049 | 4085.5518 | 3781.5094 | 3282.5257 | 2682.7777 | 2071.6052 | 1516.0606 | 1054.1152 | 698.2981 | 441.749 | 224.2469 | 148.7666 | 0 | 0 | 0 | 0 | 0 | 0 | 0 | 0 | 229.0576 | 585.4685 | 1292.1408 | 2517.7213 | 4403.7508 | 7013.1638 | 10291.0597 | 14060.2148 | 18057.9263 | 21988.5598 | 25587.4326 | 28666.6164 | 31132.2269 | 32980.0373 | 34271.7132 | 35095.6649 | 35571.9565 | 35803.7739 | 35832.8396 | 35806.3018 | 35656.7281 | 35521.0357 | 35398.7988 | 35288.636 | 35189.27 | 0 | 0 | 0 | 3.3693e-05 | 5.2962e-05 | 0.0001059241625547347 | 0.00018536728447078574 | 0.0002883491091767777 | 0.00040368875284748875 | 0.0005137856854422583 | 0.0005994166330159681 | 0.0006455256047864269 | 0.0006455256047864269 | 0.0006024905644673324 | 0.0005271792439089153 | 0.0004341476126308711 | 0.0003376703653795669 | 0.00024880974291126046 | 0.00017416682003788166 | 0.00011611121335858778 | 7.388895395546507E-05 | 3.771416182852583E-05 | 2.5142774552350546E-05 | 0 | 0 | 0 | 0 | 0 | 0 | 0
Gas Boiler - Insulate Hot Water Lines_Restaurant_Existing_Installing pipe wrap insulation to a length of pipe | Gas Boiler - Insulate Hot Water Lines_Restaurant_Existing | Gas Boiler - Insulate Hot Water Lines_Commercial_Existing_bare pipe_Installing pipe wrap insulation to a length of pipe | Commercial | Restaurant | Existing | Space Heating | Natural Gas | Gas Boiler - Insulate Hot Water Lines | NEQ | bare pipe | 15 | 15 | 15 | 1.0833 | 0 | 0 | 0.3 | 0.4 | Retro5Med | 8.35569166605469E-06 | TBD | A | WCM128 | 0.7 | 0.42 | boiler pipe | 0.0321 | 2467.425782411006 | 2467.4258 | 1946.13864528192 | 1946.1386 | IL TRM v13 - 4.4.14 - Pipe Insulation - CI-HVC-PINS-V09-250101 | IL TRM v13 - 4.4.14 - Pipe Insulation - CI-HVC-PINS-V09-250101 | IL TRM v13 - 4.4.14 - Pipe Insulation - CI-HVC-PINS-V09-250101 | 0 | 0 | 21.9977 | bare pipe | bare pipe | bare pipe | bare pipe | bare pipe | bare pipe | bare pipe | bare pipe | bare pipe | bare pipe | bare pipe | bare pipe | bare pipe | bare pipe | bare pipe | bare pipe | bare pipe | bare pipe | bare pipe | bare pipe | bare pipe | bare pipe | bare pipe | bare pipe | bare pipe | bare pipe | bare pipe | bare pipe | 0 | 0 | 0 | 83.2744 | 100.2845 | 120.1372 | 136.2337 | 151.4346 | 172.0973 | 183.063 | 180.9399 | 164.7112 | 136.6197 | 101.9728 | 65.0969 | 36.4707 | 16.9508 | 6.9257 | 2.4325 | 0.73485 | 0.15511 | 0.013859 | 0.0089836 | 0 | 0 | 0 | 0 | 0 | 0 | 0 | 0 | 83.2744 | 181.96 | 298.2693 | 427.602 | 568.1472 | 724.3662 | 885.443 | 1037.6344 | 1167.0329 | 1262.7395 | 1319.9312 | 1338.2672 | 1327.7383 | 1298.6295 | 1261.0462 | 1220.4332 | 1181.1059 | 1143.9924 | 1110.4038 | 1079.7004 | 1051.9607 | 1026.4044 | 1002.8565 | 981.1564 | 961.1568 | 0 | 0 | 0 | 4.712387059397891 | 5.786059768715648 | 7.080443910364393 | 8.219279754763765 | 9.375129391849859 | 10.960653176616473 | 12.024006748299103 | 12.283372232527014 | 11.575604190582723 | 9.950212289470864 | 7.699894370164076 | 5.0959534479535336 | 2.9589407117149547 | 1.424675157492386 | 0.6027471820160094 | 0.21918079346036692 | 0.06846221889350239 | 0.01492165514500654 | 0.0013735553469570317 | 0.0009157035646380213 | 0 | 0 | 0 | 0 | 0 | 0 | 0 | 0 | 4.712387059397891 | 10.49844682811354 | 17.57889073847793 | 25.798170493241695 | 35.17329988509155 | 46.13395306170802 | 58.15795981000712 | 70.44133204253414 | 82.01693623311687 | 91.96714852258772 | 99.6670428927518 | 104.76299634070533 | 107.72193705242027 | 109.14661220991266 | 109.74935939192866 | 109.96854018538903 | 110.03700240428253 | 110.05192405942755 | 110.0532976147745 | 110.05421331833914 | 110.05421331833914 | 110.05421331833914 | 110.05421331833914 | 110.05421331833914 | 110.05421331833914 | Installing pipe wrap insulation to a length of pipe | Installing pipe wrap insulation to a length of pipe | Installing pipe wrap insulation to a length of pipe | Installing pipe wrap insulation to a length of pipe | Installing pipe wrap insulation to a length of pipe | Installing pipe wrap insulation to a length of pipe | Installing pipe wrap insulation to a length of pipe | Installing pipe wrap insulation to a length of pipe | Installing pipe wrap insulation to a length of pipe | Installing pipe wrap insulation to a length of pipe | Installing pipe wrap insulation to a length of pipe | Installing pipe wrap insulation to a length of pipe | Installing pipe wrap insulation to a length of pipe | Installing pipe wrap insulation to a length of pipe | Installing pipe wrap insulation to a length of pipe | Installing pipe wrap insulation to a length of pipe | Installing pipe wrap insulation to a length of pipe | Installing pipe wrap insulation to a length of pipe | Installing pipe wrap insulation to a length of pipe | Installing pipe wrap insulation to a length of pipe | Installing pipe wrap insulation to a length of pipe | Installing pipe wrap insulation to a length of pipe | Installing pipe wrap insulation to a length of pipe | Installing pipe wrap insulation to a length of pipe | Installing pipe wrap insulation to a length of pipe | Installing pipe wrap insulation to a length of pipe | Installing pipe wrap insulation to a length of pipe | Installing pipe wrap insulation to a length of pipe | 21.9977 | 21.9977 | 21.9977 | 21.9977 | 21.9977 | 21.9977 | 21.9977 | 21.9977 | 21.9977 | 21.9977 | 21.9977 | 21.9977 | 21.9977 | 21.9977 | 21.9977 | 21.9977 | 21.9977 | 21.9977 | 21.9977 | 21.9977 | 21.9977 | 21.9977 | 21.9977 | 21.9977 | 21.9977 | 21.9977 | 21.9977 | 21.9977 | 1.0833 | 1.0833 | 1.0833 | 1.0833 | 1.0833 | 1.0833 | 1.0833 | 1.0833 | 1.0833 | 1.0833 | 1.0833 | 1.0833 | 1.0833 | 1.0833 | 1.0833 | 1.0833 | 1.0833 | 1.0833 | 1.0833 | 1.0833 | 1.0833 | 1.0833 | 1.0833 | 1.0833 | 1.0833 | 1.0833 | 1.0833 | 1.0833 | 0 | 0 | 0 | 0 | 0 | 0 | 0 | 0 | 0 | 0 | 0 | 0 | 0 | 0 | 0 | 0 | 0 | 0 | 0 | 0 | 0 | 0 | 0 | 0 | 0 | 0 | 0 | 0 | 0 | 0 | 0 | 0 | 0 | 0 | 0 | 0 | 0 | 0 | 0 | 0 | 0 | 0 | 0 | 0 | 0 | 0 | 0 | 0 | 0 | 0 | 0 | 0 | 0 | 0 | 0 | 0 | 0 | 0 | 0 | 0 | 0 | 0 | 0 | 0 | 0 | 0 | 0 | 0 | 0 | 0 | 0 | 0 | 0 | 0 | 0 | 0 | 0 | 0 | 0 | 0 | 0 | 0 | 0 | 0 | 0 | 0 | 0 | 0 | 0 | 0 | 0 | 0 | 0 | 0 | 0 | 0 | 0 | 0 | 0 | 0 | 0 | 0 | 0 | 0 | 0 | 0 | 0 | 0 | 0 | 0 | 0 | 0 | Installing pipe wrap insulation to a length of pipe | Installing pipe wrap insulation to a length of pipe | Installing pipe wrap insulation to a length of pipe | Installing pipe wrap insulation to a length of pipe | Installing pipe wrap insulation to a length of pipe | Installing pipe wrap insulation to a length of pipe | Installing pipe wrap insulation to a length of pipe | Installing pipe wrap insulation to a length of pipe | Installing pipe wrap insulation to a length of pipe | Installing pipe wrap insulation to a length of pipe | Installing pipe wrap insulation to a length of pipe | Installing pipe wrap insulation to a length of pipe | Installing pipe wrap insulation to a length of pipe | Installing pipe wrap insulation to a length of pipe | Installing pipe wrap insulation to a length of pipe | Installing pipe wrap insulation to a length of pipe | Installing pipe wrap insulation to a length of pipe | Installing pipe wrap insulation to a length of pipe | Installing pipe wrap insulation to a length of pipe | Installing pipe wrap insulation to a length of pipe | Installing pipe wrap insulation to a length of pipe | Installing pipe wrap insulation to a length of pipe | Installing pipe wrap insulation to a length of pipe | Installing pipe wrap insulation to a length of pipe | Installing pipe wrap insulation to a length of pipe | Installing pipe wrap insulation to a length of pipe | Installing pipe wrap insulation to a length of pipe | Installing pipe wrap insulation to a length of pipe | 21.9977 | 21.9977 | 21.9977 | 21.9977 | 21.9977 | 21.9977 | 21.9977 | 21.9977 | 21.9977 | 21.9977 | 21.9977 | 21.9977 | 21.9977 | 21.9977 | 21.9977 | 21.9977 | 21.9977 | 21.9977 | 21.9977 | 21.9977 | 21.9977 | 21.9977 | 21.9977 | 21.9977 | 21.9977 | 21.9977 | 21.9977 | 21.9977 | 1.0833 | 1.0833 | 1.0833 | 1.0833 | 1.0833 | 1.0833 | 1.0833 | 1.0833 | 1.0833 | 1.0833 | 1.0833 | 1.0833 | 1.0833 | 1.0833 | 1.0833 | 1.0833 | 1.0833 | 1.0833 | 1.0833 | 1.0833 | 1.0833 | 1.0833 | 1.0833 | 1.0833 | 1.0833 | 1.0833 | 1.0833 | 1.0833 | 0 | 0 | 0 | 0 | 0 | 0 | 0 | 0 | 0 | 0 | 0 | 0 | 0 | 0 | 0 | 0 | 0 | 0 | 0 | 0 | 0 | 0 | 0 | 0 | 0 | 0 | 0 | 0 | 0 | 0 | 0 | 0 | 0 | 0 | 0 | 0 | 0 | 0 | 0 | 0 | 0 | 0 | 0 | 0 | 0 | 0 | 0 | 0 | 0 | 0 | 0 | 0 | 0 | 0 | 0 | 0 | 0 | 0 | 0 | 0 | 0 | 0 | 0 | 0 | 0 | 0 | 0 | 0 | 0 | 0 | 0 | 0 | 0 | 0 | 0 | 0 | 0 | 0 | 0 | 0 | 0 | 0 | 0 | 0 | 0 | 0
Kitchen Ventilation - Advanced Controls_Restaurant_Existing_Kitchen equipment that uses a control system that varies the exhaust rate of kitchen ventilation | Kitchen Ventilation - Advanced Controls_Restaurant_Existing | Kitchen Ventilation - Advanced Controls_Commercial_Existing_kitchen ventilation equipment that has constant speed ventilation motor._Kitchen equipment that uses a control system that varies the exhaust rate of kitchen ventilation | Commercial | Restaurant | Existing | Space Heating | Natural Gas | Kitchen Ventilation - Advanced Controls | NEQ | kitchen ventilation equipment that has constant speed ventilation motor. | 20 | 20 | 20 | 344.8211 | 0 | 0 | 0.05 | 0.2 | Retro3Slow | 0.004128203794943829 | TBD | A | WCM142 | 0.7 | 0.42 | Kitch Hood | 0.0321 | 1441.1171525329617 | 1441.1172 | 1136.6557822795185 | 1136.6558 | IL TRM v13 - 4.2.16 - Kitchen Demand Ventilation Controls - CI-FSE-VENT-V07-250101 | IL TRM v13 - 4.2.16 - Kitchen Demand Ventilation Controls - CI-FSE-VENT-V07-250101 | IL TRM v13 - 4.2.16 - Kitchen Demand Ventilation Controls - CI-FSE-VENT-V07-250101 | 0 | 0 | 5190.3796 | kitchen ventilation equipment that has constant speed ventilation motor. | kitchen ventilation equipment that has constant speed ventilation motor. | kitchen ventilation equipment that has constant speed ventilation motor. | kitchen ventilation equipment that has constant speed ventilation motor. | kitchen ventilation equipment that has constant speed ventilation motor. | kitchen ventilation equipment that has constant speed ventilation motor. | kitchen ventilation equipment that has constant speed ventilation motor. | kitchen ventilation equipment that has constant speed ventilation motor. | kitchen ventilation equipment that has constant speed ventilation motor. | kitchen ventilation equipment that has constant speed ventilation motor. | kitchen ventilation equipment that has constant speed ventilation motor. | kitchen ventilation equipment that has constant speed ventilation motor. | kitchen ventilation equipment that has constant speed ventilation motor. | kitchen ventilation equipment that has constant speed ventilation motor. | kitchen ventilation equipment that has constant speed ventilation motor. | kitchen ventilation equipment that has constant speed ventilation motor. | kitchen ventilation equipment that has constant speed ventilation motor. | kitchen ventilation equipment that has constant speed ventilation motor. | kitchen ventilation equipment that has constant speed ventilation motor. | kitchen ventilation equipment that has constant speed ventilation motor. | kitchen ventilation equipment that has constant speed ventilation motor. | kitchen ventilation equipment that has constant speed ventilation motor. | kitchen ventilation equipment that has constant speed ventilation motor. | kitchen ventilation equipment that has constant speed ventilation motor. | kitchen ventilation equipment that has constant speed ventilation motor. | kitchen ventilation equipment that has constant speed ventilation motor. | kitchen ventilation equipment that has constant speed ventilation motor. | kitchen ventilation equipment that has constant speed ventilation motor. | 0 | 0 | 0 | 572.0681 | 883.5049 | 1733.9518 | 2974.1197 | 4529.2607 | 6200.7081 | 7708.8399 | 8776.1546 | 9214.7716 | 8976.9745 | 8156.7941 | 6943.8406 | 5559.846 | 4201.4781 | 3005.6915 | 2040.8496 | 1320.2743 | 815.704 | 404.826 | 262.7947 | 0 | 0 | 0 | 0 | 0 | 0 | 0 | 0 | 572.0681 | 1445.5641 | 3152.4716 | 6063.9495 | 10465.8764 | 16435.088 | 23762.8829 | 31964.3832 | 40379.4001 | 48314.3408 | 55192.6215 | 60641.2351 | 64519.0947 | 66887.6971 | 67945.9642 | 67947.9538 | 67256.0045 | 66112.8357 | 64687.9065 | 63251.4786 | 61680.4105 | 60230.8927 | 58893.4753 | 57659.4495 | 56520.7888 | 0 | 0 | 0 | 0.0003778088310810283 | 0.0005938804146964469 | 0.0011877608293928942 | 0.002078581451437566 | 0.0032333489244584343 | 0.004526688494241806 | 0.0057612399017623 | 0.006721446552056016 | 0.007238480902214169 | 0.007238480902214167 | 0.006755915508733231 | 0.0059114260701415705 | 0.004868233234234231 | 0.003786403626626629 | 0.0027899816196196277 | 0.0019529871337337324 | 0.0013019914224891552 | 0.0008285399961294636 | 0.00042290071550162445 | 0.0002819338103344163 | 0 | 0 | 0 | 0 | 0 | 0 | 0 | 0 | 0.0003778088310810283 | 0.0009716892457774753 | 0.0021594500751703693 | 0.004238031526607935 | 0.00747138045106637 | 0.011998068945308178 | 0.017759308847070478 | 0.024480755399126492 | 0.031719236301340666 | 0.03895771720355483 | 0.04571363271228806 | 0.05162505878242963 | 0.056493292016663865 | 0.06027969564329049 | 0.06306967726291011 | 0.06502266439664385 | 0.06632465581913302 | 0.06715319581526248 | 0.0675760965307641 | 0.06785803034109852 | 0.06785803034109852 | 0.06785803034109852 | 0.06785803034109852 | 0.06785803034109852 | 0.06785803034109852 | Kitchen equipment that uses a control system that varies the exhaust rate of kitchen ventilation | Kitchen equipment that uses a control system that varies the exhaust rate of kitchen ventilation | Kitchen equipment that uses a control system that varies the exhaust rate of kitchen ventilation | Kitchen equipment that uses a control system that varies the exhaust rate of kitchen ventilation | Kitchen equipment that uses a control system that varies the exhaust rate of kitchen ventilation | Kitchen equipment that uses a control system that varies the exhaust rate of kitchen ventilation | Kitchen equipment that uses a control system that varies the exhaust rate of kitchen ventilation | Kitchen equipment that uses a control system that varies the exhaust rate of kitchen ventilation | Kitchen equipment that uses a control system that varies the exhaust rate of kitchen ventilation | Kitchen equipment that uses a control system that varies the exhaust rate of kitchen ventilation | Kitchen equipment that uses a control system that varies the exhaust rate of kitchen ventilation | Kitchen equipment that uses a control system that varies the exhaust rate of kitchen ventilation | Kitchen equipment that uses a control system that varies the exhaust rate of kitchen ventilation | Kitchen equipment that uses a control system that varies the exhaust rate of kitchen ventilation | Kitchen equipment that uses a control system that varies the exhaust rate of kitchen ventilation | Kitchen equipment that uses a control system that varies the exhaust rate of kitchen ventilation | Kitchen equipment that uses a control system that varies the exhaust rate of kitchen ventilation | Kitchen equipment that uses a control system that varies the exhaust rate of kitchen ventilation | Kitchen equipment that uses a control system that varies the exhaust rate of kitchen ventilation | Kitchen equipment that uses a control system that varies the exhaust rate of kitchen ventilation | Kitchen equipment that uses a control system that varies the exhaust rate of kitchen ventilation | Kitchen equipment that uses a control system that varies the exhaust rate of kitchen ventilation | Kitchen equipment that uses a control system that varies the exhaust rate of kitchen ventilation | Kitchen equipment that uses a control system that varies the exhaust rate of kitchen ventilation | Kitchen equipment that uses a control system that varies the exhaust rate of kitchen ventilation | Kitchen equipment that uses a control system that varies the exhaust rate of kitchen ventilation | Kitchen equipment that uses a control system that varies the exhaust rate of kitchen ventilation | Kitchen equipment that uses a control system that varies the exhaust rate of kitchen ventilation | 5190.3796 | 5190.3796 | 5190.3796 | 5190.3796 | 5190.3796 | 5190.3796 | 5190.3796 | 5190.3796 | 5190.3796 | 5190.3796 | 5190.3796 | 5190.3796 | 5190.3796 | 5190.3796 | 5190.3796 | 5190.3796 | 5190.3796 | 5190.3796 | 5190.3796 | 5190.3796 | 5190.3796 | 5190.3796 | 5190.3796 | 5190.3796 | 5190.3796 | 5190.3796 | 5190.3796 | 5190.3796 | 344.8211 | 344.8211 | 344.8211 | 344.8211 | 344.8211 | 344.8211 | 344.8211 | 344.8211 | 344.8211 | 344.8211 | 344.8211 | 344.8211 | 344.8211 | 344.8211 | 344.8211 | 344.8211 | 344.8211 | 344.8211 | 344.8211 | 344.8211 | 344.8211 | 344.8211 | 344.8211 | 344.8211 | 344.8211 | 344.8211 | 344.8211 | 344.8211 | 0 | 0 | 0 | 491.9249 | 769.3051 | 1530.2319 | 2662.6313 | 4117.8748 | 5730.5137 | 7248.8049 | 8404.8558 | 8998.1321 | 8946.7419 | 8304.5802 | 7228.8335 | 5924.1042 | 4586.5867 | 3365.204 | 2346.1238 | 1558.2326 | 988.1944 | 502.8043 | 334.2402 | 0 | 0 | 0 | 0 | 0 | 0 | 0 | 0 | 491.9249 | 1258.7139 | 2782.0916 | 5428.854 | 9515.2766 | 15188.8293 | 22344.8019 | 30612.0442 | 39430.0798 | 48151.6283 | 56192.6103 | 63130.1062 | 68746.1207 | 73018.6413 | 76073.0212 | 78111.7403 | 79377.8193 | 80093.1932 | 80344.034 | 80447.5367 | 80239.881 | 80051.7896 | 79881.9486 | 79728.8812 | 79590.2969 | 0 | 0 | 0 | 0.00032113750641887405 | 0.0005047983524919799 | 0.00100959670498396 | 0.0017667942337219308 | 0.0027483465857896694 | 0.003847685220105535 | 0.004897053916497954 | 0.0057132295692476145 | 0.006152708766882044 | 0.006152708766882043 | 0.005742528182423244 | 0.005024712159620335 | 0.004137998249099097 | 0.0032184430826326343 | 0.002371484376676684 | 0.0016600390636736723 | 0.0011066927091157818 | 0.0007042589967100443 | 0.00035946560817638084 | 0.00023964373878425393 | 0 | 0 | 0 | 0 | 0 | 0 | 0 | 0 | 0.00032113750641887405 | 0.000825935858910854 | 0.001835532563894814 | 0.003602326797616745 | 0.006350673383406415 | 0.010198358603511952 | 0.015095412520009904 | 0.02080864208925752 | 0.026961350856139564 | 0.03311405962302161 | 0.03885658780544485 | 0.043881299965065186 | 0.048019298214164285 | 0.05123774129679692 | 0.0536092256734736 | 0.055269264737147265 | 0.056375957446263045 | 0.057080216442973085 | 0.057439682051149465 | 0.05767932578993372 | 0.05767932578993372 | 0.05767932578993372 | 0.05767932578993372 | 0.05767932578993372 | 0.05767932578993372 | Kitchen equipment that uses a control system that varies the exhaust rate of kitchen ventilation | Kitchen equipment that uses a control system that varies the exhaust rate of kitchen ventilation | Kitchen equipment that uses a control system that varies the exhaust rate of kitchen ventilation | Kitchen equipment that uses a control system that varies the exhaust rate of kitchen ventilation | Kitchen equipment that uses a control system that varies the exhaust rate of kitchen ventilation | Kitchen equipment that uses a control system that varies the exhaust rate of kitchen ventilation | Kitchen equipment that uses a control system that varies the exhaust rate of kitchen ventilation | Kitchen equipment that uses a control system that varies the exhaust rate of kitchen ventilation | Kitchen equipment that uses a control system that varies the exhaust rate of kitchen ventilation | Kitchen equipment that uses a control system that varies the exhaust rate of kitchen ventilation | Kitchen equipment that uses a control system that varies the exhaust rate of kitchen ventilation | Kitchen equipment that uses a control system that varies the exhaust rate of kitchen ventilation | Kitchen equipment that uses a control system that varies the exhaust rate of kitchen ventilation | Kitchen equipment that uses a control system that varies the exhaust rate of kitchen ventilation | Kitchen equipment that uses a control system that varies the exhaust rate of kitchen ventilation | Kitchen equipment that uses a control system that varies the exhaust rate of kitchen ventilation | Kitchen equipment that uses a control system that varies the exhaust rate of kitchen ventilation | Kitchen equipment that uses a control system that varies the exhaust rate of kitchen ventilation | Kitchen equipment that uses a control system that varies the exhaust rate of kitchen ventilation | Kitchen equipment that uses a control system that varies the exhaust rate of kitchen ventilation | Kitchen equipment that uses a control system that varies the exhaust rate of kitchen ventilation | Kitchen equipment that uses a control system that varies the exhaust rate of kitchen ventilation | Kitchen equipment that uses a control system that varies the exhaust rate of kitchen ventilation | Kitchen equipment that uses a control system that varies the exhaust rate of kitchen ventilation | Kitchen equipment that uses a control system that varies the exhaust rate of kitchen ventilation | Kitchen equipment that uses a control system that varies the exhaust rate of kitchen ventilation | Kitchen equipment that uses a control system that varies the exhaust rate of kitchen ventilation | Kitchen equipment that uses a control system that varies the exhaust rate of kitchen ventilation | 5190.3796 | 5190.3796 | 5190.3796 | 5190.3796 | 5190.3796 | 5190.3796 | 5190.3796 | 5190.3796 | 5190.3796 | 5190.3796 | 5190.3796 | 5190.3796 | 5190.3796 | 5190.3796 | 5190.3796 | 5190.3796 | 5190.3796 | 5190.3796 | 5190.3796 | 5190.3796 | 5190.3796 | 5190.3796 | 5190.3796 | 5190.3796 | 5190.3796 | 5190.3796 | 5190.3796 | 5190.3796 | 344.8211 | 344.8211 | 344.8211 | 344.8211 | 344.8211 | 344.8211 | 344.8211 | 344.8211 | 344.8211 | 344.8211 | 344.8211 | 344.8211 | 344.8211 | 344.8211 | 344.8211 | 344.8211 | 344.8211 | 344.8211 | 344.8211 | 344.8211 | 344.8211 | 344.8211 | 344.8211 | 344.8211 | 344.8211 | 344.8211 | 344.8211 | 344.8211 | 0 | 0 | 0 | 491.9249 | 769.3051 | 1530.2319 | 2662.6313 | 4117.3113 | 5728.8808 | 7245.6024 | 8399.7628 | 8989.4955 | 8934.8792 | 8290.4332 | 7213.7117 | 5909.3513 | 4573.2943 | 3354.0502 | 2337.3517 | 1551.7335 | 983.6397 | 500.2735 | 332.4199 | 0 | 0 | 0 | 0 | 0 | 0 | 0 | 0 | 491.9249 | 1258.7139 | 2782.0916 | 5428.854 | 9513.9744 | 15184.5012 | 22334.9301 | 30593.4945 | 39392.2339 | 48087.7826 | 56096.8854 | 62998.0457 | 68574.9213 | 72807.0271 | 75820.8816 | 77819.6807 | 79046.751 | 79724.0345 | 79939.6321 | 80009.4251 | 79770.573 | 79551.9589 | 79352.1195 | 79169.4478 | 79002.4444 | 0 | 0 | 0 | 0.00032114 | 0.0005048 | 0.00100959670498396 | 0.0017667942337219308 | 0.0027483465857896694 | 0.003847685220105535 | 0.004897053916497954 | 0.0057132295692476145 | 0.006152708766882044 | 0.006152708766882043 | 0.005742528182423244 | 0.005024712159620335 | 0.004137998249099097 | 0.0032184430826326343 | 0.002371484376676684 | 0.0016600390636736723 | 0.0011066927091157818 | 0.0007042589967100443 | 0.00035946560817638084 | 0.00023964373878425393 | 0 | 0 | 0 | 0 | 0 | 0 | 0
Kitchen Ventilation - Advanced Controls_Warehouse_Existing_Kitchen equipment that uses a control system that varies the exhaust rate of kitchen ventilation | Kitchen Ventilation - Advanced Controls_Warehouse_Existing | Kitchen Ventilation - Advanced Controls_Commercial_Existing_kitchen ventilation equipment that has constant speed ventilation motor._Kitchen equipment that uses a control system that varies the exhaust rate of kitchen ventilation | Commercial | Warehouse | Existing | Space Heating | Natural Gas | Kitchen Ventilation - Advanced Controls | NEQ | kitchen ventilation equipment that has constant speed ventilation motor. | 20 | 20 | 20 | 344.8211 | 0 | 0 | 0 | 0 | Retro3Slow | 0.004128203794943829 | TBD | A | WCM742 | 0.7 | 0.42 | Kitch Hood | 0.0321 | 1444.135973042953 | 1444.136 | 1139.0368238085262 | 1139.0368 | IL TRM v13 - 4.2.16 - Kitchen Demand Ventilation Controls - CI-FSE-VENT-V07-250101 | IL TRM v13 - 4.2.16 - Kitchen Demand Ventilation Controls - CI-FSE-VENT-V07-250101 | IL TRM v13 - 4.2.16 - Kitchen Demand Ventilation Controls - CI-FSE-VENT-V07-250101 | 0 | 0 | 5190.3796 | kitchen ventilation equipment that has constant speed ventilation motor. | kitchen ventilation equipment that has constant speed ventilation motor. | kitchen ventilation equipment that has constant speed ventilation motor. | kitchen ventilation equipment that has constant speed ventilation motor. | kitchen ventilation equipment that has constant speed ventilation motor. | kitchen ventilation equipment that has constant speed ventilation motor. | kitchen ventilation equipment that has constant speed ventilation motor. | kitchen ventilation equipment that has constant speed ventilation motor. | kitchen ventilation equipment that has constant speed ventilation motor. | kitchen ventilation equipment that has constant speed ventilation motor. | kitchen ventilation equipment that has constant speed ventilation motor. | kitchen ventilation equipment that has constant speed ventilation motor. | kitchen ventilation equipment that has constant speed ventilation motor. | kitchen ventilation equipment that has constant speed ventilation motor. | kitchen ventilation equipment that has constant speed ventilation motor. | kitchen ventilation equipment that has constant speed ventilation motor. | kitchen ventilation equipment that has constant speed ventilation motor. | kitchen ventilation equipment that has constant speed ventilation motor. | kitchen ventilation equipment that has constant speed ventilation motor. | kitchen ventilation equipment that has constant speed ventilation motor. | kitchen ventilation equipment that has constant speed ventilation motor. | kitchen ventilation equipment that has constant speed ventilation motor. | kitchen ventilation equipment that has constant speed ventilation motor. | kitchen ventilation equipment that has constant speed ventilation motor. | kitchen ventilation equipment that has constant speed ventilation motor. | kitchen ventilation equipment that has constant speed ventilation motor. | kitchen ventilation equipment that has constant speed ventilation motor. | kitchen ventilation equipment that has constant speed ventilation motor. | 0 | 0 | 0 | 0 | 0 | 0 | 0 | 0 | 0 | 0 | 0 | 0 | 0 | 0 | 0 | 0 | 0 | 0 | 0 | 0 | 0 | 0 | 0 | 0 | 0 | 0 | 0 | 0 | 0 | 0 | 0 | 0 | 0 | 0 | 0 | 0 | 0 | 0 | 0 | 0 | 0 | 0 | 0 | 0 | 0 | 0 | 0 | 0 | 0 | 0 | 0 | 0 | 0 | 0 | 0 | 0 | 0 | 0 | 0 | 0 | 0 | 0 | 0 | 0 | 0 | 0 | 0 | 0 | 0 | 0 | 0 | 0 | 0 | 0 | 0 | 0 | 0 | 0 | 0 | 0 | 0 | 0 | 0 | 0 | 0 | 0 | 0 | 0 | 0 | 0 | 0 | 0 | 0 | 0 | 0 | 0 | 0 | 0 | 0 | 0 | 0 | 0 | 0 | 0 | 0 | 0 | 0 | 0 | 0 | 0 | 0 | 0 | Kitchen equipment that uses a control system that varies the exhaust rate of kitchen ventilation | Kitchen equipment that uses a control system that varies the exhaust rate of kitchen ventilation | Kitchen equipment that uses a control system that varies the exhaust rate of kitchen ventilation | Kitchen equipment that uses a control system that varies the exhaust rate of kitchen ventilation | Kitchen equipment that uses a control system that varies the exhaust rate of kitchen ventilation | Kitchen equipment that uses a control system that varies the exhaust rate of kitchen ventilation | Kitchen equipment that uses a control system that varies the exhaust rate of kitchen ventilation | Kitchen equipment that uses a control system that varies the exhaust rate of kitchen ventilation | Kitchen equipment that uses a control system that varies the exhaust rate of kitchen ventilation | Kitchen equipment that uses a control system that varies the exhaust rate of kitchen ventilation | Kitchen equipment that uses a control system that varies the exhaust rate of kitchen ventilation | Kitchen equipment that uses a control system that varies the exhaust rate of kitchen ventilation | Kitchen equipment that uses a control system that varies the exhaust rate of kitchen ventilation | Kitchen equipment that uses a control system that varies the exhaust rate of kitchen ventilation | Kitchen equipment that uses a control system that varies the exhaust rate of kitchen ventilation | Kitchen equipment that uses a control system that varies the exhaust rate of kitchen ventilation | Kitchen equipment that uses a control system that varies the exhaust rate of kitchen ventilation | Kitchen equipment that uses a control system that varies the exhaust rate of kitchen ventilation | Kitchen equipment that uses a control system that varies the exhaust rate of kitchen ventilation | Kitchen equipment that uses a control system that varies the exhaust rate of kitchen ventilation | Kitchen equipment that uses a control system that varies the exhaust rate of kitchen ventilation | Kitchen equipment that uses a control system that varies the exhaust rate of kitchen ventilation | Kitchen equipment that uses a control system that varies the exhaust rate of kitchen ventilation | Kitchen equipment that uses a control system that varies the exhaust rate of kitchen ventilation | Kitchen equipment that uses a control system that varies the exhaust rate of kitchen ventilation | Kitchen equipment that uses a control system that varies the exhaust rate of kitchen ventilation | Kitchen equipment that uses a control system that varies the exhaust rate of kitchen ventilation | Kitchen equipment that uses a control system that varies the exhaust rate of kitchen ventilation | 5190.3796 | 5190.3796 | 5190.3796 | 5190.3796 | 5190.3796 | 5190.3796 | 5190.3796 | 5190.3796 | 5190.3796 | 5190.3796 | 5190.3796 | 5190.3796 | 5190.3796 | 5190.3796 | 5190.3796 | 5190.3796 | 5190.3796 | 5190.3796 | 5190.3796 | 5190.3796 | 5190.3796 | 5190.3796 | 5190.3796 | 5190.3796 | 5190.3796 | 5190.3796 | 5190.3796 | 5190.3796 | 344.8211 | 344.8211 | 344.8211 | 344.8211 | 344.8211 | 344.8211 | 344.8211 | 344.8211 | 344.8211 | 344.8211 | 344.8211 | 344.8211 | 344.8211 | 344.8211 | 344.8211 | 344.8211 | 344.8211 | 344.8211 | 344.8211 | 344.8211 | 344.8211 | 344.8211 | 344.8211 | 344.8211 | 344.8211 | 344.8211 | 344.8211 | 344.8211 | 0 | 0 | 0 | 0 | 0 | 0 | 0 | 0 | 0 | 0 | 0 | 0 | 0 | 0 | 0 | 0 | 0 | 0 | 0 | 0 | 0 | 0 | 0 | 0 | 0 | 0 | 0 | 0 | 0 | 0 | 0 | 0 | 0 | 0 | 0 | 0 | 0 | 0 | 0 | 0 | 0 | 0 | 0 | 0 | 0 | 0 | 0 | 0 | 0 | 0 | 0 | 0 | 0 | 0 | 0 | 0 | 0 | 0 | 0 | 0 | 0 | 0 | 0 | 0 | 0 | 0 | 0 | 0 | 0 | 0 | 0 | 0 | 0 | 0 | 0 | 0 | 0 | 0 | 0 | 0 | 0 | 0 | 0 | 0 | 0 | 0 | 0 | 0 | 0 | 0 | 0 | 0 | 0 | 0 | 0 | 0 | 0 | 0 | 0 | 0 | 0 | 0 | 0 | 0 | 0 | 0 | 0 | 0 | 0 | 0 | 0 | 0 | Kitchen equipment that uses a control system that varies the exhaust rate of kitchen ventilation | Kitchen equipment that uses a control system that varies the exhaust rate of kitchen ventilation | Kitchen equipment that uses a control system that varies the exhaust rate of kitchen ventilation | Kitchen equipment that uses a control system that varies the exhaust rate of kitchen ventilation | Kitchen equipment that uses a control system that varies the exhaust rate of kitchen ventilation | Kitchen equipment that uses a control system that varies the exhaust rate of kitchen ventilation | Kitchen equipment that uses a control system that varies the exhaust rate of kitchen ventilation | Kitchen equipment that uses a control system that varies the exhaust rate of kitchen ventilation | Kitchen equipment that uses a control system that varies the exhaust rate of kitchen ventilation | Kitchen equipment that uses a control system that varies the exhaust rate of kitchen ventilation | Kitchen equipment that uses a control system that varies the exhaust rate of kitchen ventilation | Kitchen equipment that uses a control system that varies the exhaust rate of kitchen ventilation | Kitchen equipment that uses a control system that varies the exhaust rate of kitchen ventilation | Kitchen equipment that uses a control system that varies the exhaust rate of kitchen ventilation | Kitchen equipment that uses a control system that varies the exhaust rate of kitchen ventilation | Kitchen equipment that uses a control system that varies the exhaust rate of kitchen ventilation | Kitchen equipment that uses a control system that varies the exhaust rate of kitchen ventilation | Kitchen equipment that uses a control system that varies the exhaust rate of kitchen ventilation | Kitchen equipment that uses a control system that varies the exhaust rate of kitchen ventilation | Kitchen equipment that uses a control system that varies the exhaust rate of kitchen ventilation | Kitchen equipment that uses a control system that varies the exhaust rate of kitchen ventilation | Kitchen equipment that uses a control system that varies the exhaust rate of kitchen ventilation | Kitchen equipment that uses a control system that varies the exhaust rate of kitchen ventilation | Kitchen equipment that uses a control system that varies the exhaust rate of kitchen ventilation | Kitchen equipment that uses a control system that varies the exhaust rate of kitchen ventilation | Kitchen equipment that uses a control system that varies the exhaust rate of kitchen ventilation | Kitchen equipment that uses a control system that varies the exhaust rate of kitchen ventilation | Kitchen equipment that uses a control system that varies the exhaust rate of kitchen ventilation | 5190.3796 | 5190.3796 | 5190.3796 | 5190.3796 | 5190.3796 | 5190.3796 | 5190.3796 | 5190.3796 | 5190.3796 | 5190.3796 | 5190.3796 | 5190.3796 | 5190.3796 | 5190.3796 | 5190.3796 | 5190.3796 | 5190.3796 | 5190.3796 | 5190.3796 | 5190.3796 | 5190.3796 | 5190.3796 | 5190.3796 | 5190.3796 | 5190.3796 | 5190.3796 | 5190.3796 | 5190.3796 | 344.8211 | 344.8211 | 344.8211 | 344.8211 | 344.8211 | 344.8211 | 344.8211 | 344.8211 | 344.8211 | 344.8211 | 344.8211 | 344.8211 | 344.8211 | 344.8211 | 344.8211 | 344.8211 | 344.8211 | 344.8211 | 344.8211 | 344.8211 | 344.8211 | 344.8211 | 344.8211 | 344.8211 | 344.8211 | 344.8211 | 344.8211 | 344.8211 | 0 | 0 | 0 | 0 | 0 | 0 | 0 | 0 | 0 | 0 | 0 | 0 | 0 | 0 | 0 | 0 | 0 | 0 | 0 | 0 | 0 | 0 | 0 | 0 | 0 | 0 | 0 | 0 | 0 | 0 | 0 | 0 | 0 | 0 | 0 | 0 | 0 | 0 | 0 | 0 | 0 | 0 | 0 | 0 | 0 | 0 | 0 | 0 | 0 | 0 | 0 | 0 | 0 | 0 | 0 | 0 | 0 | 0 | 0 | 0 | 0 | 0 | 0 | 0 | 0 | 0 | 0 | 0 | 0 | 0 | 0 | 0 | 0 | 0 | 0 | 0 | 0 | 0 | 0 | 0 | 0 | 0 | 0 | 0 | 0 | 0
Kitchen Ventilation - Advanced Controls_Lodging_Existing_Kitchen equipment that uses a control system that varies the exhaust rate of kitchen ventilation | Kitchen Ventilation - Advanced Controls_Lodging_Existing | Kitchen Ventilation - Advanced Controls_Commercial_Existing_kitchen ventilation equipment that has constant speed ventilation motor._Kitchen equipment that uses a control system that varies the exhaust rate of kitchen ventilation | Commercial | Lodging | Existing | Space Heating | Natural Gas | Kitchen Ventilation - Advanced Controls | NEQ | kitchen ventilation equipment that has constant speed ventilation motor. | 20 | 20 | 20 | 344.8211 | 0 | 0 | 0.05 | 0.2 | Retro3Slow | 0.004128203794943829 | TBD | A | WCM642 | 0.7 | 0.42 | Kitch Hood | 0.0321 | 1456.5462470212588 | 1456.5462 | 1148.8252089181758 | 1148.8252 | IL TRM v13 - 4.2.16 - Kitchen Demand Ventilation Controls - CI-FSE-VENT-V07-250101 | IL TRM v13 - 4.2.16 - Kitchen Demand Ventilation Controls - CI-FSE-VENT-V07-250101 | IL TRM v13 - 4.2.16 - Kitchen Demand Ventilation Controls - CI-FSE-VENT-V07-250101 | 0 | 0 | 5190.3796 | kitchen ventilation equipment that has constant speed ventilation motor. | kitchen ventilation equipment that has constant speed ventilation motor. | kitchen ventilation equipment that has constant speed ventilation motor. | kitchen ventilation equipment that has constant speed ventilation motor. | kitchen ventilation equipment that has constant speed ventilation motor. | kitchen ventilation equipment that has constant speed ventilation motor. | kitchen ventilation equipment that has constant speed ventilation motor. | kitchen ventilation equipment that has constant speed ventilation motor. | kitchen ventilation equipment that has constant speed ventilation motor. | kitchen ventilation equipment that has constant speed ventilation motor. | kitchen ventilation equipment that has constant speed ventilation motor. | kitchen ventilation equipment that has constant speed ventilation motor. | kitchen ventilation equipment that has constant speed ventilation motor. | kitchen ventilation equipment that has constant speed ventilation motor. | kitchen ventilation equipment that has constant speed ventilation motor. | kitchen ventilation equipment that has constant speed ventilation motor. | kitchen ventilation equipment that has constant speed ventilation motor. | kitchen ventilation equipment that has constant speed ventilation motor. | kitchen ventilation equipment that has constant speed ventilation motor. | kitchen ventilation equipment that has constant speed ventilation motor. | kitchen ventilation equipment that has constant speed ventilation motor. | kitchen ventilation equipment that has constant speed ventilation motor. | kitchen ventilation equipment that has constant speed ventilation motor. | kitchen ventilation equipment that has constant speed ventilation motor. | kitchen ventilation equipment that has constant speed ventilation motor. | kitchen ventilation equipment that has constant speed ventilation motor. | kitchen ventilation equipment that has constant speed ventilation motor. | kitchen ventilation equipment that has constant speed ventilation motor. | 0 | 0 | 0 | 44.2025 | 68.4151 | 134.5741 | 231.3677 | 353.2019 | 484.7244 | 604.1415 | 689.6721 | 726.375 | 710.182 | 648.0314 | 554.4155 | 446.4602 | 339.567 | 244.667 | 167.4453 | 109.2074 | 68.0325 | 34.0379 | 22.2693 | 1.9377e-16 | 1.9061e-16 | 1.8769e-16 | 1.8501e-16 | 1.8252e-16 | 0 | 0 | 0 | 44.2025 | 111.9387 | 244.6671 | 471.7369 | 816.1526 | 1284.7707 | 1862.2963 | 2511.9139 | 3182.9968 | 3822.2204 | 4384.8789 | 4841.7643 | 5180.9368 | 5405.92 | 5530.8863 | 5574.9177 | 5563.1275 | 5514.0331 | 5438.973 | 5359.9562 | 5266.9303 | 5181.0954 | 5101.8937 | 5028.8108 | 4961.3723 | 0 | 0 | 0 | 1.6408212319797663E-06 | 2.5792186776118226E-06 | 5.158437355223645E-06 | 9.027265371641384E-06 | 1.404241280033104E-05 | 1.9659377920463444E-05 | 2.502102644422621E-05 | 2.9191197518263906E-05 | 3.1436674250438056E-05 | 3.143667425043805E-05 | 2.934089596707555E-05 | 2.5673283971191064E-05 | 2.1142704446863227E-05 | 1.6444325680893634E-05 | 1.2116871554342713E-05 | 8.481810088039869E-06 | 5.654540058693244E-06 | 3.5983436737138885E-06 | 1.8366549850860393E-06 | 1.2244366567240263E-06 | 1.0842021724855045E-23 | 1.0842021724855045E-23 | 1.0842021724855045E-23 | 1.0842021724855045E-23 | 1.0842021724855045E-23 | 0 | 0 | 0 | 1.6408212319797663E-06 | 4.220039909591589E-06 | 9.378477264815233E-06 | 1.840574263645662E-05 | 3.244815543678766E-05 | 5.2107533357251107E-05 | 7.71285598014773E-05 | 0.00010631975731974122 | 0.00013775643157017928 | 0.00016919310582061732 | 0.00019853400178769287 | 0.00022420728575888395 | 0.00024534999020574716 | 0.00026179431588664083 | 0.0002739111874409835 | 0.0002823929975290234 | 0.0002880475375877166 | 0.00029164588126143046 | 0.0002934825362465165 | 0.00029470697290324055 | 0.00029470697290324055 | 0.00029470697290324055 | 0.00029470697290324055 | 0.00029470697290324055 | 0.00029470697290324055 | Kitchen equipment that uses a control system that varies the exhaust rate of kitchen ventilation | Kitchen equipment that uses a control system that varies the exhaust rate of kitchen ventilation | Kitchen equipment that uses a control system that varies the exhaust rate of kitchen ventilation | Kitchen equipment that uses a control system that varies the exhaust rate of kitchen ventilation | Kitchen equipment that uses a control system that varies the exhaust rate of kitchen ventilation | Kitchen equipment that uses a control system that varies the exhaust rate of kitchen ventilation | Kitchen equipment that uses a control system that varies the exhaust rate of kitchen ventilation | Kitchen equipment that uses a control system that varies the exhaust rate of kitchen ventilation | Kitchen equipment that uses a control system that varies the exhaust rate of kitchen ventilation | Kitchen equipment that uses a control system that varies the exhaust rate of kitchen ventilation | Kitchen equipment that uses a control system that varies the exhaust rate of kitchen ventilation | Kitchen equipment that uses a control system that varies the exhaust rate of kitchen ventilation | Kitchen equipment that uses a control system that varies the exhaust rate of kitchen ventilation | Kitchen equipment that uses a control system that varies the exhaust rate of kitchen ventilation | Kitchen equipment that uses a control system that varies the exhaust rate of kitchen ventilation | Kitchen equipment that uses a control system that varies the exhaust rate of kitchen ventilation | Kitchen equipment that uses a control system that varies the exhaust rate of kitchen ventilation | Kitchen equipment that uses a control system that varies the exhaust rate of kitchen ventilation | Kitchen equipment that uses a control system that varies the exhaust rate of kitchen ventilation | Kitchen equipment that uses a control system that varies the exhaust rate of kitchen ventilation | Kitchen equipment that uses a control system that varies the exhaust rate of kitchen ventilation | Kitchen equipment that uses a control system that varies the exhaust rate of kitchen ventilation | Kitchen equipment that uses a control system that varies the exhaust rate of kitchen ventilation | Kitchen equipment that uses a control system that varies the exhaust rate of kitchen ventilation | Kitchen equipment that uses a control system that varies the exhaust rate of kitchen ventilation | Kitchen equipment that uses a control system that varies the exhaust rate of kitchen ventilation | Kitchen equipment that uses a control system that varies the exhaust rate of kitchen ventilation | Kitchen equipment that uses a control system that varies the exhaust rate of kitchen ventilation | 5190.3796 | 5190.3796 | 5190.3796 | 5190.3796 | 5190.3796 | 5190.3796 | 5190.3796 | 5190.3796 | 5190.3796 | 5190.3796 | 5190.3796 | 5190.3796 | 5190.3796 | 5190.3796 | 5190.3796 | 5190.3796 | 5190.3796 | 5190.3796 | 5190.3796 | 5190.3796 | 5190.3796 | 5190.3796 | 5190.3796 | 5190.3796 | 5190.3796 | 5190.3796 | 5190.3796 | 5190.3796 | 344.8211 | 344.8211 | 344.8211 | 344.8211 | 344.8211 | 344.8211 | 344.8211 | 344.8211 | 344.8211 | 344.8211 | 344.8211 | 344.8211 | 344.8211 | 344.8211 | 344.8211 | 344.8211 | 344.8211 | 344.8211 | 344.8211 | 344.8211 | 344.8211 | 344.8211 | 344.8211 | 344.8211 | 344.8211 | 344.8211 | 344.8211 | 344.8211 | 0 | 0 | 0 | 37.8889 | 59.1801 | 117.539 | 204.1813 | 315.1525 | 437.5964 | 552.1923 | 638.6317 | 681.8433 | 676.1762 | 626.14 | 543.8883 | 444.9127 | 343.9221 | 252.0523 | 175.558 | 116.5076 | 73.8364 | 37.5478 | 24.9478 | 7.7736e-16 | 7.7526e-16 | 7.7335e-16 | 7.7161e-16 | 7.7003e-16 | 0 | 0 | 0 | 37.8889 | 96.8287 | 213.6959 | 416.3065 | 728.2307 | 1159.8571 | 1702.1601 | 2326.0153 | 2987.8572 | 3639.2001 | 4236.7511 | 4749.8292 | 5162.978 | 5475.254 | 5697.8354 | 5845.0186 | 5935.0035 | 5984.441 | 5999.8318 | 6004.6243 | 5986.8941 | 5970.7168 | 5955.9872 | 5942.5817 | 5930.3874 | 0 | 0 | 0 | 1.3946980471828013E-06 | 2.1923358759700488E-06 | 4.384671751940099E-06 | 7.673175565895176E-06 | 1.1936050880281385E-05 | 1.6710471232393927E-05 | 2.126787247759228E-05 | 2.481251789052432E-05 | 2.6721173112872345E-05 | 2.6721173112872338E-05 | 2.4939761572014212E-05 | 2.18222913755124E-05 | 1.797129877983374E-05 | 1.3977676828759586E-05 | 1.0299340821191303E-05 | 7.209538574833885E-06 | 4.806359049889256E-06 | 3.0585921226568044E-06 | 1.5611567373231336E-06 | 1.0407711582154221E-06 | 3.2526065174565136E-23 | 3.2526065174565136E-23 | 3.2526065174565136E-23 | 3.2526065174565136E-23 | 3.2526065174565136E-23 | 0 | 0 | 0 | 1.3946980471828013E-06 | 3.58703392315285E-06 | 7.971705675092949E-06 | 1.5644881240988125E-05 | 2.758093212126951E-05 | 4.4291403353663444E-05 | 6.555927583125572E-05 | 9.037179372178004E-05 | 0.00011709296683465239 | 0.00014381413994752474 | 0.00016875390151953893 | 0.00019057619289505133 | 0.00020854749167488509 | 0.00022252516850364463 | 0.00023282450932483593 | 0.00024003404789966983 | 0.0002448404069495591 | 0.0002478989990722159 | 0.000249460155809539 | 0.00025050092696775447 | 0.00025050092696775447 | 0.00025050092696775447 | 0.00025050092696775447 | 0.00025050092696775447 | 0.00025050092696775447 | Kitchen equipment that uses a control system that varies the exhaust rate of kitchen ventilation | Kitchen equipment that uses a control system that varies the exhaust rate of kitchen ventilation | Kitchen equipment that uses a control system that varies the exhaust rate of kitchen ventilation | Kitchen equipment that uses a control system that varies the exhaust rate of kitchen ventilation | Kitchen equipment that uses a control system that varies the exhaust rate of kitchen ventilation | Kitchen equipment that uses a control system that varies the exhaust rate of kitchen ventilation | Kitchen equipment that uses a control system that varies the exhaust rate of kitchen ventilation | Kitchen equipment that uses a control system that varies the exhaust rate of kitchen ventilation | Kitchen equipment that uses a control system that varies the exhaust rate of kitchen ventilation | Kitchen equipment that uses a control system that varies the exhaust rate of kitchen ventilation | Kitchen equipment that uses a control system that varies the exhaust rate of kitchen ventilation | Kitchen equipment that uses a control system that varies the exhaust rate of kitchen ventilation | Kitchen equipment that uses a control system that varies the exhaust rate of kitchen ventilation | Kitchen equipment that uses a control system that varies the exhaust rate of kitchen ventilation | Kitchen equipment that uses a control system that varies the exhaust rate of kitchen ventilation | Kitchen equipment that uses a control system that varies the exhaust rate of kitchen ventilation | Kitchen equipment that uses a control system that varies the exhaust rate of kitchen ventilation | Kitchen equipment that uses a control system that varies the exhaust rate of kitchen ventilation | Kitchen equipment that uses a control system that varies the exhaust rate of kitchen ventilation | Kitchen equipment that uses a control system that varies the exhaust rate of kitchen ventilation | Kitchen equipment that uses a control system that varies the exhaust rate of kitchen ventilation | Kitchen equipment that uses a control system that varies the exhaust rate of kitchen ventilation | Kitchen equipment that uses a control system that varies the exhaust rate of kitchen ventilation | Kitchen equipment that uses a control system that varies the exhaust rate of kitchen ventilation | Kitchen equipment that uses a control system that varies the exhaust rate of kitchen ventilation | Kitchen equipment that uses a control system that varies the exhaust rate of kitchen ventilation | Kitchen equipment that uses a control system that varies the exhaust rate of kitchen ventilation | Kitchen equipment that uses a control system that varies the exhaust rate of kitchen ventilation | 5190.3796 | 5190.3796 | 5190.3796 | 5190.3796 | 5190.3796 | 5190.3796 | 5190.3796 | 5190.3796 | 5190.3796 | 5190.3796 | 5190.3796 | 5190.3796 | 5190.3796 | 5190.3796 | 5190.3796 | 5190.3796 | 5190.3796 | 5190.3796 | 5190.3796 | 5190.3796 | 5190.3796 | 5190.3796 | 5190.3796 | 5190.3796 | 5190.3796 | 5190.3796 | 5190.3796 | 5190.3796 | 344.8211 | 344.8211 | 344.8211 | 344.8211 | 344.8211 | 344.8211 | 344.8211 | 344.8211 | 344.8211 | 344.8211 | 344.8211 | 344.8211 | 344.8211 | 344.8211 | 344.8211 | 344.8211 | 344.8211 | 344.8211 | 344.8211 | 344.8211 | 344.8211 | 344.8211 | 344.8211 | 344.8211 | 344.8211 | 344.8211 | 344.8211 | 344.8211 | 0 | 0 | 0 | 37.8791 | 59.1407 | 117.3988 | 203.811 | 314.3607 | 436.1661 | 549.9448 | 635.4965 | 677.9006 | 671.6553 | 621.6374 | 539.6951 | 441.2462 | 340.9012 | 249.6995 | 173.912 | 115.4107 | 73.1386 | 37.1917 | 24.7104 | 7.6996e-16 | 7.679e-16 | 7.6606e-16 | 7.6443e-16 | 7.6299e-16 | 0 | 0 | 0 | 37.8791 | 96.7643 | 213.441 | 415.5514 | 726.4012 | 1156.066 | 1695.2324 | 2314.5962 | 2970.5805 | 3614.8687 | 4206.2848 | 4713.2097 | 5120.4305 | 5427.1614 | 5644.6489 | 5790.217 | 5879.1289 | 5927.8863 | 5942.9324 | 5947.4951 | 5929.8963 | 5914.0462 | 5899.8824 | 5887.3069 | 5876.2213 | 0 | 0 | 0 | 1.3947e-06 | 2.1923e-06 | 4.384671751940099E-06 | 7.673175565895176E-06 | 1.1936050880281385E-05 | 1.6710471232393927E-05 | 2.126787247759228E-05 | 2.481251789052432E-05 | 2.6721173112872345E-05 | 2.6721173112872338E-05 | 2.4939761572014212E-05 | 2.18222913755124E-05 | 1.797129877983374E-05 | 1.3977676828759586E-05 | 1.0299340821191303E-05 | 7.209538574833885E-06 | 4.806359049889256E-06 | 3.0585921226568044E-06 | 1.5611567373231336E-06 | 1.0407711582154221E-06 | 3.2526065174565136E-23 | 3.2526065174565136E-23 | 3.2526065174565136E-23 | 3.2526065174565136E-23 | 3.2526065174565136E-23 | 0 | 0
Kitchen Ventilation - Advanced Controls_Office_Existing_Kitchen equipment that uses a control system that varies the exhaust rate of kitchen ventilation | Kitchen Ventilation - Advanced Controls_Office_Existing | Kitchen Ventilation - Advanced Controls_Commercial_Existing_kitchen ventilation equipment that has constant speed ventilation motor._Kitchen equipment that uses a control system that varies the exhaust rate of kitchen ventilation | Commercial | Office | Existing | Space Heating | Natural Gas | Kitchen Ventilation - Advanced Controls | NEQ | kitchen ventilation equipment that has constant speed ventilation motor. | 20 | 20 | 20 | 344.8211 | 0 | 0 | 0 | 0 | Retro3Slow | 0.004128203794943829 | TBD | A | WCM42 | 0.7 | 0.42 | Kitch Hood | 0.0321 | 1450.7540672872294 | 1450.7541 | 1144.2567291279554 | 1144.2567 | IL TRM v13 - 4.2.16 - Kitchen Demand Ventilation Controls - CI-FSE-VENT-V07-250101 | IL TRM v13 - 4.2.16 - Kitchen Demand Ventilation Controls - CI-FSE-VENT-V07-250101 | IL TRM v13 - 4.2.16 - Kitchen Demand Ventilation Controls - CI-FSE-VENT-V07-250101 | 0 | 0 | 5190.3796 | kitchen ventilation equipment that has constant speed ventilation motor. | kitchen ventilation equipment that has constant speed ventilation motor. | kitchen ventilation equipment that has constant speed ventilation motor. | kitchen ventilation equipment that has constant speed ventilation motor. | kitchen ventilation equipment that has constant speed ventilation motor. | kitchen ventilation equipment that has constant speed ventilation motor. | kitchen ventilation equipment that has constant speed ventilation motor. | kitchen ventilation equipment that has constant speed ventilation motor. | kitchen ventilation equipment that has constant speed ventilation motor. | kitchen ventilation equipment that has constant speed ventilation motor. | kitchen ventilation equipment that has constant speed ventilation motor. | kitchen ventilation equipment that has constant speed ventilation motor. | kitchen ventilation equipment that has constant speed ventilation motor. | kitchen ventilation equipment that has constant speed ventilation motor. | kitchen ventilation equipment that has constant speed ventilation motor. | kitchen ventilation equipment that has constant speed ventilation motor. | kitchen ventilation equipment that has constant speed ventilation motor. | kitchen ventilation equipment that has constant speed ventilation motor. | kitchen ventilation equipment that has constant speed ventilation motor. | kitchen ventilation equipment that has constant speed ventilation motor. | kitchen ventilation equipment that has constant speed ventilation motor. | kitchen ventilation equipment that has constant speed ventilation motor. | kitchen ventilation equipment that has constant speed ventilation motor. | kitchen ventilation equipment that has constant speed ventilation motor. | kitchen ventilation equipment that has constant speed ventilation motor. | kitchen ventilation equipment that has constant speed ventilation motor. | kitchen ventilation equipment that has constant speed ventilation motor. | kitchen ventilation equipment that has constant speed ventilation motor. | 0 | 0 | 0 | 0 | 0 | 0 | 0 | 0 | 0 | 0 | 0 | 0 | 0 | 0 | 0 | 0 | 0 | 0 | 0 | 0 | 0 | 0 | 0 | 0 | 0 | 0 | 0 | 0 | 0 | 0 | 0 | 0 | 0 | 0 | 0 | 0 | 0 | 0 | 0 | 0 | 0 | 0 | 0 | 0 | 0 | 0 | 0 | 0 | 0 | 0 | 0 | 0 | 0 | 0 | 0 | 0 | 0 | 0 | 0 | 0 | 0 | 0 | 0 | 0 | 0 | 0 | 0 | 0 | 0 | 0 | 0 | 0 | 0 | 0 | 0 | 0 | 0 | 0 | 0 | 0 | 0 | 0 | 0 | 0 | 0 | 0 | 0 | 0 | 0 | 0 | 0 | 0 | 0 | 0 | 0 | 0 | 0 | 0 | 0 | 0 | 0 | 0 | 0 | 0 | 0 | 0 | 0 | 0 | 0 | 0 | 0 | 0 | Kitchen equipment that uses a control system that varies the exhaust rate of kitchen ventilation | Kitchen equipment that uses a control system that varies the exhaust rate of kitchen ventilation | Kitchen equipment that uses a control system that varies the exhaust rate of kitchen ventilation | Kitchen equipment that uses a control system that varies the exhaust rate of kitchen ventilation | Kitchen equipment that uses a control system that varies the exhaust rate of kitchen ventilation | Kitchen equipment that uses a control system that varies the exhaust rate of kitchen ventilation | Kitchen equipment that uses a control system that varies the exhaust rate of kitchen ventilation | Kitchen equipment that uses a control system that varies the exhaust rate of kitchen ventilation | Kitchen equipment that uses a control system that varies the exhaust rate of kitchen ventilation | Kitchen equipment that uses a control system that varies the exhaust rate of kitchen ventilation | Kitchen equipment that uses a control system that varies the exhaust rate of kitchen ventilation | Kitchen equipment that uses a control system that varies the exhaust rate of kitchen ventilation | Kitchen equipment that uses a control system that varies the exhaust rate of kitchen ventilation | Kitchen equipment that uses a control system that varies the exhaust rate of kitchen ventilation | Kitchen equipment that uses a control system that varies the exhaust rate of kitchen ventilation | Kitchen equipment that uses a control system that varies the exhaust rate of kitchen ventilation | Kitchen equipment that uses a control system that varies the exhaust rate of kitchen ventilation | Kitchen equipment that uses a control system that varies the exhaust rate of kitchen ventilation | Kitchen equipment that uses a control system that varies the exhaust rate of kitchen ventilation | Kitchen equipment that uses a control system that varies the exhaust rate of kitchen ventilation | Kitchen equipment that uses a control system that varies the exhaust rate of kitchen ventilation | Kitchen equipment that uses a control system that varies the exhaust rate of kitchen ventilation | Kitchen equipment that uses a control system that varies the exhaust rate of kitchen ventilation | Kitchen equipment that uses a control system that varies the exhaust rate of kitchen ventilation | Kitchen equipment that uses a control system that varies the exhaust rate of kitchen ventilation | Kitchen equipment that uses a control system that varies the exhaust rate of kitchen ventilation | Kitchen equipment that uses a control system that varies the exhaust rate of kitchen ventilation | Kitchen equipment that uses a control system that varies the exhaust rate of kitchen ventilation | 5190.3796 | 5190.3796 | 5190.3796 | 5190.3796 | 5190.3796 | 5190.3796 | 5190.3796 | 5190.3796 | 5190.3796 | 5190.3796 | 5190.3796 | 5190.3796 | 5190.3796 | 5190.3796 | 5190.3796 | 5190.3796 | 5190.3796 | 5190.3796 | 5190.3796 | 5190.3796 | 5190.3796 | 5190.3796 | 5190.3796 | 5190.3796 | 5190.3796 | 5190.3796 | 5190.3796 | 5190.3796 | 344.8211 | 344.8211 | 344.8211 | 344.8211 | 344.8211 | 344.8211 | 344.8211 | 344.8211 | 344.8211 | 344.8211 | 344.8211 | 344.8211 | 344.8211 | 344.8211 | 344.8211 | 344.8211 | 344.8211 | 344.8211 | 344.8211 | 344.8211 | 344.8211 | 344.8211 | 344.8211 | 344.8211 | 344.8211 | 344.8211 | 344.8211 | 344.8211 | 0 | 0 | 0 | 0 | 0 | 0 | 0 | 0 | 0 | 0 | 0 | 0 | 0 | 0 | 0 | 0 | 0 | 0 | 0 | 0 | 0 | 0 | 0 | 0 | 0 | 0 | 0 | 0 | 0 | 0 | 0 | 0 | 0 | 0 | 0 | 0 | 0 | 0 | 0 | 0 | 0 | 0 | 0 | 0 | 0 | 0 | 0 | 0 | 0 | 0 | 0 | 0 | 0 | 0 | 0 | 0 | 0 | 0 | 0 | 0 | 0 | 0 | 0 | 0 | 0 | 0 | 0 | 0 | 0 | 0 | 0 | 0 | 0 | 0 | 0 | 0 | 0 | 0 | 0 | 0 | 0 | 0 | 0 | 0 | 0 | 0 | 0 | 0 | 0 | 0 | 0 | 0 | 0 | 0 | 0 | 0 | 0 | 0 | 0 | 0 | 0 | 0 | 0 | 0 | 0 | 0 | 0 | 0 | 0 | 0 | 0 | 0 | Kitchen equipment that uses a control system that varies the exhaust rate of kitchen ventilation | Kitchen equipment that uses a control system that varies the exhaust rate of kitchen ventilation | Kitchen equipment that uses a control system that varies the exhaust rate of kitchen ventilation | Kitchen equipment that uses a control system that varies the exhaust rate of kitchen ventilation | Kitchen equipment that uses a control system that varies the exhaust rate of kitchen ventilation | Kitchen equipment that uses a control system that varies the exhaust rate of kitchen ventilation | Kitchen equipment that uses a control system that varies the exhaust rate of kitchen ventilation | Kitchen equipment that uses a control system that varies the exhaust rate of kitchen ventilation | Kitchen equipment that uses a control system that varies the exhaust rate of kitchen ventilation | Kitchen equipment that uses a control system that varies the exhaust rate of kitchen ventilation | Kitchen equipment that uses a control system that varies the exhaust rate of kitchen ventilation | Kitchen equipment that uses a control system that varies the exhaust rate of kitchen ventilation | Kitchen equipment that uses a control system that varies the exhaust rate of kitchen ventilation | Kitchen equipment that uses a control system that varies the exhaust rate of kitchen ventilation | Kitchen equipment that uses a control system that varies the exhaust rate of kitchen ventilation | Kitchen equipment that uses a control system that varies the exhaust rate of kitchen ventilation | Kitchen equipment that uses a control system that varies the exhaust rate of kitchen ventilation | Kitchen equipment that uses a control system that varies the exhaust rate of kitchen ventilation | Kitchen equipment that uses a control system that varies the exhaust rate of kitchen ventilation | Kitchen equipment that uses a control system that varies the exhaust rate of kitchen ventilation | Kitchen equipment that uses a control system that varies the exhaust rate of kitchen ventilation | Kitchen equipment that uses a control system that varies the exhaust rate of kitchen ventilation | Kitchen equipment that uses a control system that varies the exhaust rate of kitchen ventilation | Kitchen equipment that uses a control system that varies the exhaust rate of kitchen ventilation | Kitchen equipment that uses a control system that varies the exhaust rate of kitchen ventilation | Kitchen equipment that uses a control system that varies the exhaust rate of kitchen ventilation | Kitchen equipment that uses a control system that varies the exhaust rate of kitchen ventilation | Kitchen equipment that uses a control system that varies the exhaust rate of kitchen ventilation | 5190.3796 | 5190.3796 | 5190.3796 | 5190.3796 | 5190.3796 | 5190.3796 | 5190.3796 | 5190.3796 | 5190.3796 | 5190.3796 | 5190.3796 | 5190.3796 | 5190.3796 | 5190.3796 | 5190.3796 | 5190.3796 | 5190.3796 | 5190.3796 | 5190.3796 | 5190.3796 | 5190.3796 | 5190.3796 | 5190.3796 | 5190.3796 | 5190.3796 | 5190.3796 | 5190.3796 | 5190.3796 | 344.8211 | 344.8211 | 344.8211 | 344.8211 | 344.8211 | 344.8211 | 344.8211 | 344.8211 | 344.8211 | 344.8211 | 344.8211 | 344.8211 | 344.8211 | 344.8211 | 344.8211 | 344.8211 | 344.8211 | 344.8211 | 344.8211 | 344.8211 | 344.8211 | 344.8211 | 344.8211 | 344.8211 | 344.8211 | 344.8211 | 344.8211 | 344.8211 | 0 | 0 | 0 | 0 | 0 | 0 | 0 | 0 | 0 | 0 | 0 | 0 | 0 | 0 | 0 | 0 | 0 | 0 | 0 | 0 | 0 | 0 | 0 | 0 | 0 | 0 | 0 | 0 | 0 | 0 | 0 | 0 | 0 | 0 | 0 | 0 | 0 | 0 | 0 | 0 | 0 | 0 | 0 | 0 | 0 | 0 | 0 | 0 | 0 | 0 | 0 | 0 | 0 | 0 | 0 | 0 | 0 | 0 | 0 | 0 | 0 | 0 | 0 | 0 | 0 | 0 | 0 | 0 | 0 | 0 | 0 | 0 | 0 | 0 | 0 | 0 | 0 | 0 | 0 | 0 | 0 | 0 | 0 | 0 | 0 | 0
Kitchen Ventilation - Advanced Controls_Healthcare_Existing_Kitchen equipment that uses a control system that varies the exhaust rate of kitchen ventilation | Kitchen Ventilation - Advanced Controls_Healthcare_Existing | Kitchen Ventilation - Advanced Controls_Commercial_Existing_kitchen ventilation equipment that has constant speed ventilation motor._Kitchen equipment that uses a control system that varies the exhaust rate of kitchen ventilation | Commercial | Healthcare | Existing | Space Heating | Natural Gas | Kitchen Ventilation - Advanced Controls | NEQ | kitchen ventilation equipment that has constant speed ventilation motor. | 20 | 20 | 20 | 344.8211 | 0 | 0 | 0.05 | 0.2 | Retro3Slow | 0.004128203794943829 | TBD | A | WCM542 | 0.7 | 0.42 | Kitch Hood | 0.0321 | 1464.7471073436373 | 1464.7471 | 1155.2934931161078 | 1155.2935 | IL TRM v13 - 4.2.16 - Kitchen Demand Ventilation Controls - CI-FSE-VENT-V07-250101 | IL TRM v13 - 4.2.16 - Kitchen Demand Ventilation Controls - CI-FSE-VENT-V07-250101 | IL TRM v13 - 4.2.16 - Kitchen Demand Ventilation Controls - CI-FSE-VENT-V07-250101 | 0 | 0 | 5190.3796 | kitchen ventilation equipment that has constant speed ventilation motor. | kitchen ventilation equipment that has constant speed ventilation motor. | kitchen ventilation equipment that has constant speed ventilation motor. | kitchen ventilation equipment that has constant speed ventilation motor. | kitchen ventilation equipment that has constant speed ventilation motor. | kitchen ventilation equipment that has constant speed ventilation motor. | kitchen ventilation equipment that has constant speed ventilation motor. | kitchen ventilation equipment that has constant speed ventilation motor. | kitchen ventilation equipment that has constant speed ventilation motor. | kitchen ventilation equipment that has constant speed ventilation motor. | kitchen ventilation equipment that has constant speed ventilation motor. | kitchen ventilation equipment that has constant speed ventilation motor. | kitchen ventilation equipment that has constant speed ventilation motor. | kitchen ventilation equipment that has constant speed ventilation motor. | kitchen ventilation equipment that has constant speed ventilation motor. | kitchen ventilation equipment that has constant speed ventilation motor. | kitchen ventilation equipment that has constant speed ventilation motor. | kitchen ventilation equipment that has constant speed ventilation motor. | kitchen ventilation equipment that has constant speed ventilation motor. | kitchen ventilation equipment that has constant speed ventilation motor. | kitchen ventilation equipment that has constant speed ventilation motor. | kitchen ventilation equipment that has constant speed ventilation motor. | kitchen ventilation equipment that has constant speed ventilation motor. | kitchen ventilation equipment that has constant speed ventilation motor. | kitchen ventilation equipment that has constant speed ventilation motor. | kitchen ventilation equipment that has constant speed ventilation motor. | kitchen ventilation equipment that has constant speed ventilation motor. | kitchen ventilation equipment that has constant speed ventilation motor. | 0 | 0 | 0 | 28.2724 | 43.733 | 85.948 | 147.5844 | 224.9207 | 307.9776 | 382.7685 | 435.5196 | 457.0425 | 445.1931 | 404.7663 | 345.157 | 277.1692 | 210.3448 | 151.3306 | 103.4869 | 67.4836 | 42.0589 | 21.0631 | 13.797 | 0 | 0 | 0 | 0 | 0 | 0 | 0 | 0 | 28.2724 | 71.5547 | 156.2608 | 300.9106 | 519.7298 | 816.3002 | 1179.9029 | 1586.2431 | 2002.7736 | 2396.0422 | 2738.8351 | 3014.2898 | 3216.4027 | 3348.6973 | 3420.9451 | 3445.4889 | 3437.6775 | 3408.876 | 3365.7113 | 3320.778 | 3268.8085 | 3220.8581 | 3176.6137 | 3135.7878 | 3098.1151 | 0 | 0 | 0 | 8.405751079427878E-07 | 1.3213060485119002E-06 | 2.6426120970237996E-06 | 4.624571169791653E-06 | 7.193777375231459E-06 | 1.0071288325324034E-05 | 1.281800332313969E-05 | 1.4954337210329632E-05 | 1.610467084189345E-05 | 1.6104670841893446E-05 | 1.503102611910056E-05 | 1.3152147854212982E-05 | 1.0831180585822448E-05 | 8.424251566750805E-06 | 6.207343259711135E-06 | 4.34514028179778E-06 | 2.8967601878651858E-06 | 1.8433928468233034E-06 | 9.408986379823949E-07 | 6.272657586549299E-07 | 0 | 0 | 0 | 0 | 0 | 0 | 0 | 0 | 8.405751079427878E-07 | 2.1618811564546884E-06 | 4.8044932534784875E-06 | 9.42906442327014E-06 | 1.66228417985016E-05 | 2.6694130123825634E-05 | 3.951213344696532E-05 | 5.4466470657294954E-05 | 7.057114149918841E-05 | 8.667581234108186E-05 | 0.00010170683846018242 | 0.00011485898631439541 | 0.00012569016690021785 | 0.00013411441846696866 | 0.00014032176172667978 | 0.00014466690200847757 | 0.00014756366219634276 | 0.00014940705504316607 | 0.00015034795368114849 | 0.0001509752194398034 | 0.0001509752194398034 | 0.0001509752194398034 | 0.0001509752194398034 | 0.0001509752194398034 | 0.0001509752194398034 | Kitchen equipment that uses a control system that varies the exhaust rate of kitchen ventilation | Kitchen equipment that uses a control system that varies the exhaust rate of kitchen ventilation | Kitchen equipment that uses a control system that varies the exhaust rate of kitchen ventilation | Kitchen equipment that uses a control system that varies the exhaust rate of kitchen ventilation | Kitchen equipment that uses a control system that varies the exhaust rate of kitchen ventilation | Kitchen equipment that uses a control system that varies the exhaust rate of kitchen ventilation | Kitchen equipment that uses a control system that varies the exhaust rate of kitchen ventilation | Kitchen equipment that uses a control system that varies the exhaust rate of kitchen ventilation | Kitchen equipment that uses a control system that varies the exhaust rate of kitchen ventilation | Kitchen equipment that uses a control system that varies the exhaust rate of kitchen ventilation | Kitchen equipment that uses a control system that varies the exhaust rate of kitchen ventilation | Kitchen equipment that uses a control system that varies the exhaust rate of kitchen ventilation | Kitchen equipment that uses a control system that varies the exhaust rate of kitchen ventilation | Kitchen equipment that uses a control system that varies the exhaust rate of kitchen ventilation | Kitchen equipment that uses a control system that varies the exhaust rate of kitchen ventilation | Kitchen equipment that uses a control system that varies the exhaust rate of kitchen ventilation | Kitchen equipment that uses a control system that varies the exhaust rate of kitchen ventilation | Kitchen equipment that uses a control system that varies the exhaust rate of kitchen ventilation | Kitchen equipment that uses a control system that varies the exhaust rate of kitchen ventilation | Kitchen equipment that uses a control system that varies the exhaust rate of kitchen ventilation | Kitchen equipment that uses a control system that varies the exhaust rate of kitchen ventilation | Kitchen equipment that uses a control system that varies the exhaust rate of kitchen ventilation | Kitchen equipment that uses a control system that varies the exhaust rate of kitchen ventilation | Kitchen equipment that uses a control system that varies the exhaust rate of kitchen ventilation | Kitchen equipment that uses a control system that varies the exhaust rate of kitchen ventilation | Kitchen equipment that uses a control system that varies the exhaust rate of kitchen ventilation | Kitchen equipment that uses a control system that varies the exhaust rate of kitchen ventilation | Kitchen equipment that uses a control system that varies the exhaust rate of kitchen ventilation | 5190.3796 | 5190.3796 | 5190.3796 | 5190.3796 | 5190.3796 | 5190.3796 | 5190.3796 | 5190.3796 | 5190.3796 | 5190.3796 | 5190.3796 | 5190.3796 | 5190.3796 | 5190.3796 | 5190.3796 | 5190.3796 | 5190.3796 | 5190.3796 | 5190.3796 | 5190.3796 | 5190.3796 | 5190.3796 | 5190.3796 | 5190.3796 | 5190.3796 | 5190.3796 | 5190.3796 | 5190.3796 | 344.8211 | 344.8211 | 344.8211 | 344.8211 | 344.8211 | 344.8211 | 344.8211 | 344.8211 | 344.8211 | 344.8211 | 344.8211 | 344.8211 | 344.8211 | 344.8211 | 344.8211 | 344.8211 | 344.8211 | 344.8211 | 344.8211 | 344.8211 | 344.8211 | 344.8211 | 344.8211 | 344.8211 | 344.8211 | 344.8211 | 344.8211 | 344.8211 | 0 | 0 | 0 | 24.2086 | 37.7423 | 74.7898 | 129.5631 | 199.3253 | 275.6914 | 346.3289 | 398.5411 | 423.2234 | 417.3698 | 384.3284 | 332.038 | 270.2275 | 207.9094 | 151.6936 | 105.2399 | 69.6022 | 43.981 | 22.3124 | 14.7944 | 0 | 0 | 0 | 0 | 0 | 0 | 0 | 0 | 24.2086 | 61.7528 | 135.9742 | 264.1669 | 460.586 | 730.7251 | 1067.5762 | 1451.5606 | 1854.5775 | 2246.2963 | 2600.5426 | 2899.7198 | 3135.8478 | 3309.9253 | 3429.1493 | 3503.8532 | 3545.6027 | 3564.6647 | 3565.347 | 3560.8337 | 3545.1038 | 3530.585 | 3517.2114 | 3504.9022 | 3493.5788 | 0 | 0 | 0 | 7.144888417513698E-07 | 1.123110141235115E-06 | 2.2462202824702294E-06 | 3.930885494322905E-06 | 6.114710768946741E-06 | 8.560595076525429E-06 | 1.0895302824668734E-05 | 1.2711186628780188E-05 | 1.3688970215609433E-05 | 1.368897021560943E-05 | 1.2776372201235476E-05 | 1.1179325676081032E-05 | 9.20650349794908E-06 | 7.160613831738184E-06 | 5.276241770754466E-06 | 3.693369239528112E-06 | 2.462246159685408E-06 | 1.5668839197998077E-06 | 7.997638422850358E-07 | 5.331758948566905E-07 | 0 | 0 | 0 | 0 | 0 | 0 | 0 | 0 | 7.144888417513698E-07 | 1.837598982986485E-06 | 4.083819265456715E-06 | 8.01470475977962E-06 | 1.412941552872636E-05 | 2.2690010605251792E-05 | 3.3585313429920525E-05 | 4.629650005870071E-05 | 5.9985470274310144E-05 | 7.367444048991958E-05 | 8.645081269115505E-05 | 9.763013836723607E-05 | 0.00010683664186518515 | 0.00011399725569692334 | 0.0001192734974676778 | 0.0001229668667072059 | 0.00012542911286689132 | 0.0001269959967866911 | 0.00012779576062897616 | 0.00012832893652383286 | 0.00012832893652383286 | 0.00012832893652383286 | 0.00012832893652383286 | 0.00012832893652383286 | 0.00012832893652383286 | Kitchen equipment that uses a control system that varies the exhaust rate of kitchen ventilation | Kitchen equipment that uses a control system that varies the exhaust rate of kitchen ventilation | Kitchen equipment that uses a control system that varies the exhaust rate of kitchen ventilation | Kitchen equipment that uses a control system that varies the exhaust rate of kitchen ventilation | Kitchen equipment that uses a control system that varies the exhaust rate of kitchen ventilation | Kitchen equipment that uses a control system that varies the exhaust rate of kitchen ventilation | Kitchen equipment that uses a control system that varies the exhaust rate of kitchen ventilation | Kitchen equipment that uses a control system that varies the exhaust rate of kitchen ventilation | Kitchen equipment that uses a control system that varies the exhaust rate of kitchen ventilation | Kitchen equipment that uses a control system that varies the exhaust rate of kitchen ventilation | Kitchen equipment that uses a control system that varies the exhaust rate of kitchen ventilation | Kitchen equipment that uses a control system that varies the exhaust rate of kitchen ventilation | Kitchen equipment that uses a control system that varies the exhaust rate of kitchen ventilation | Kitchen equipment that uses a control system that varies the exhaust rate of kitchen ventilation | Kitchen equipment that uses a control system that varies the exhaust rate of kitchen ventilation | Kitchen equipment that uses a control system that varies the exhaust rate of kitchen ventilation | Kitchen equipment that uses a control system that varies the exhaust rate of kitchen ventilation | Kitchen equipment that uses a control system that varies the exhaust rate of kitchen ventilation | Kitchen equipment that uses a control system that varies the exhaust rate of kitchen ventilation | Kitchen equipment that uses a control system that varies the exhaust rate of kitchen ventilation | Kitchen equipment that uses a control system that varies the exhaust rate of kitchen ventilation | Kitchen equipment that uses a control system that varies the exhaust rate of kitchen ventilation | Kitchen equipment that uses a control system that varies the exhaust rate of kitchen ventilation | Kitchen equipment that uses a control system that varies the exhaust rate of kitchen ventilation | Kitchen equipment that uses a control system that varies the exhaust rate of kitchen ventilation | Kitchen equipment that uses a control system that varies the exhaust rate of kitchen ventilation | Kitchen equipment that uses a control system that varies the exhaust rate of kitchen ventilation | Kitchen equipment that uses a control system that varies the exhaust rate of kitchen ventilation | 5190.3796 | 5190.3796 | 5190.3796 | 5190.3796 | 5190.3796 | 5190.3796 | 5190.3796 | 5190.3796 | 5190.3796 | 5190.3796 | 5190.3796 | 5190.3796 | 5190.3796 | 5190.3796 | 5190.3796 | 5190.3796 | 5190.3796 | 5190.3796 | 5190.3796 | 5190.3796 | 5190.3796 | 5190.3796 | 5190.3796 | 5190.3796 | 5190.3796 | 5190.3796 | 5190.3796 | 5190.3796 | 344.8211 | 344.8211 | 344.8211 | 344.8211 | 344.8211 | 344.8211 | 344.8211 | 344.8211 | 344.8211 | 344.8211 | 344.8211 | 344.8211 | 344.8211 | 344.8211 | 344.8211 | 344.8211 | 344.8211 | 344.8211 | 344.8211 | 344.8211 | 344.8211 | 344.8211 | 344.8211 | 344.8211 | 344.8211 | 344.8211 | 344.8211 | 344.8211 | 0 | 0 | 0 | 24.199 | 37.7073 | 74.6651 | 129.2135 | 198.4971 | 273.9737 | 343.1934 | 393.4747 | 415.926 | 407.9268 | 373.2582 | 320.1866 | 258.546 | 197.235 | 142.5972 | 97.9751 | 64.1714 | 40.1575 | 20.176 | 13.2486 | 0 | 0 | 0 | 0 | 0 | 0 | 0 | 0 | 24.199 | 61.6956 | 135.7475 | 263.4541 | 458.6722 | 726.1721 | 1057.9108 | 1433.1078 | 1822.6001 | 2195.4741 | 2525.6365 | 2796.2203 | 3000.2904 | 3139.9891 | 3223.5183 | 3261.9795 | 3268.9503 | 3254.7635 | 3223.9547 | 3188.7698 | 3143.9743 | 3100.8626 | 3059.3571 | 3019.4218 | 2981.0724 | 0 | 0 | 0 | 7.1449e-07 | 1.1231e-06 | 2.2462202824702294E-06 | 3.930885494322905E-06 | 6.114710768946741E-06 | 8.560595076525429E-06 | 1.0895302824668734E-05 | 1.2711186628780188E-05 | 1.3688970215609433E-05 | 1.368897021560943E-05 | 1.2776372201235476E-05 | 1.1179325676081032E-05 | 9.20650349794908E-06 | 7.160613831738184E-06 | 5.276241770754466E-06 | 3.693369239528112E-06 | 2.462246159685408E-06 | 1.5668839197998077E-06 | 7.997638422850358E-07 | 5.331758948566905E-07 | 0 | 0 | 0 | 0 | 0 | 0 | 0
Kitchen Ventilation - Advanced Controls_Education_Existing_Kitchen equipment that uses a control system that varies the exhaust rate of kitchen ventilation | Kitchen Ventilation - Advanced Controls_Education_Existing | Kitchen Ventilation - Advanced Controls_Commercial_Existing_kitchen ventilation equipment that has constant speed ventilation motor._Kitchen equipment that uses a control system that varies the exhaust rate of kitchen ventilation | Commercial | Education | Existing | Space Heating | Natural Gas | Kitchen Ventilation - Advanced Controls | NEQ | kitchen ventilation equipment that has constant speed ventilation motor. | 20 | 20 | 20 | 344.8211 | 0 | 0 | 0.05 | 0.2 | Retro3Slow | 0.004128203794943829 | TBD | A | WCM442 | 0.7 | 0.42 | Kitch Hood | 0.0321 | 1453.1902868933653 | 1453.1903 | 1146.1782544511052 | 1146.1783 | IL TRM v13 - 4.2.16 - Kitchen Demand Ventilation Controls - CI-FSE-VENT-V07-250101 | IL TRM v13 - 4.2.16 - Kitchen Demand Ventilation Controls - CI-FSE-VENT-V07-250101 | IL TRM v13 - 4.2.16 - Kitchen Demand Ventilation Controls - CI-FSE-VENT-V07-250101 | 0 | 0 | 5190.3796 | kitchen ventilation equipment that has constant speed ventilation motor. | kitchen ventilation equipment that has constant speed ventilation motor. | kitchen ventilation equipment that has constant speed ventilation motor. | kitchen ventilation equipment that has constant speed ventilation motor. | kitchen ventilation equipment that has constant speed ventilation motor. | kitchen ventilation equipment that has constant speed ventilation motor. | kitchen ventilation equipment that has constant speed ventilation motor. | kitchen ventilation equipment that has constant speed ventilation motor. | kitchen ventilation equipment that has constant speed ventilation motor. | kitchen ventilation equipment that has constant speed ventilation motor. | kitchen ventilation equipment that has constant speed ventilation motor. | kitchen ventilation equipment that has constant speed ventilation motor. | kitchen ventilation equipment that has constant speed ventilation motor. | kitchen ventilation equipment that has constant speed ventilation motor. | kitchen ventilation equipment that has constant speed ventilation motor. | kitchen ventilation equipment that has constant speed ventilation motor. | kitchen ventilation equipment that has constant speed ventilation motor. | kitchen ventilation equipment that has constant speed ventilation motor. | kitchen ventilation equipment that has constant speed ventilation motor. | kitchen ventilation equipment that has constant speed ventilation motor. | kitchen ventilation equipment that has constant speed ventilation motor. | kitchen ventilation equipment that has constant speed ventilation motor. | kitchen ventilation equipment that has constant speed ventilation motor. | kitchen ventilation equipment that has constant speed ventilation motor. | kitchen ventilation equipment that has constant speed ventilation motor. | kitchen ventilation equipment that has constant speed ventilation motor. | kitchen ventilation equipment that has constant speed ventilation motor. | kitchen ventilation equipment that has constant speed ventilation motor. | 0 | 0 | 0 | 613.6214 | 953.3738 | 1883.1898 | 3252.3388 | 4988.8604 | 6881.73 | 8623.4269 | 9899.3769 | 10485.8937 | 10311.6824 | 9464.5527 | 8145.5 | 6599.6334 | 5051.669 | 3664.4939 | 2525.9498 | 1659.3083 | 1041.1965 | 524.5484 | 345.5048 | 1.4004e-14 | 1.3865e-14 | 1.3737e-14 | 1.3618e-14 | 1.3508e-14 | 0 | 0 | 0 | 613.6214 | 1559.8816 | 3423.799 | 6631.212 | 11527.8847 | 18240.1485 | 26582.1428 | 36055.3672 | 45949.4949 | 55497.7778 | 64041.518 | 71135.4437 | 76585.282 | 80422.7707 | 82838.6999 | 84098.8582 | 84526.7123 | 84389.0129 | 83818.5732 | 83158.7952 | 82271.3739 | 81452.655 | 80697.2909 | 80000.3545 | 79357.3052 | 0 | 0 | 0 | 4.0347810499831555E-05 | 6.342301307031799E-05 | 0.00012684602614063597 | 0.00022198054574611305 | 0.00034530307116062013 | 0.00048342429962486787 | 0.0006152672904316503 | 0.0007178118388369255 | 0.0007730281341320732 | 0.0007730281341320732 | 0.0007214929251899357 | 0.000631306309541193 | 0.0005198993137398057 | 0.00040436613290873835 | 0.0002979539926695975 | 0.00020856779486871726 | 0.0001390451965791449 | 8.848330691400144E-05 | 4.5163364446722524E-05 | 3.0108909631148352E-05 | 1.2335811384723962E-21 | 1.2335811384723962E-21 | 1.2335811384723962E-21 | 1.2335811384723962E-21 | 1.2335811384723962E-21 | 0 | 0 | 0 | 4.0347810499831555E-05 | 0.00010377082357014954 | 0.0002306168497107855 | 0.00045259739545689857 | 0.0007979004666175188 | 0.0012813247662423865 | 0.0018965920566740369 | 0.0026144038955109626 | 0.003387432029643036 | 0.004160460163775109 | 0.004881953088965045 | 0.005513259398506238 | 0.006033158712246044 | 0.006437524845154782 | 0.006735478837824379 | 0.006944046632693096 | 0.007083091829272241 | 0.007171575136186242 | 0.007216738500632965 | 0.007246847410264113 | 0.007246847410264113 | 0.007246847410264113 | 0.007246847410264113 | 0.007246847410264113 | 0.007246847410264113 | Kitchen equipment that uses a control system that varies the exhaust rate of kitchen ventilation | Kitchen equipment that uses a control system that varies the exhaust rate of kitchen ventilation | Kitchen equipment that uses a control system that varies the exhaust rate of kitchen ventilation | Kitchen equipment that uses a control system that varies the exhaust rate of kitchen ventilation | Kitchen equipment that uses a control system that varies the exhaust rate of kitchen ventilation | Kitchen equipment that uses a control system that varies the exhaust rate of kitchen ventilation | Kitchen equipment that uses a control system that varies the exhaust rate of kitchen ventilation | Kitchen equipment that uses a control system that varies the exhaust rate of kitchen ventilation | Kitchen equipment that uses a control system that varies the exhaust rate of kitchen ventilation | Kitchen equipment that uses a control system that varies the exhaust rate of kitchen ventilation | Kitchen equipment that uses a control system that varies the exhaust rate of kitchen ventilation | Kitchen equipment that uses a control system that varies the exhaust rate of kitchen ventilation | Kitchen equipment that uses a control system that varies the exhaust rate of kitchen ventilation | Kitchen equipment that uses a control system that varies the exhaust rate of kitchen ventilation | Kitchen equipment that uses a control system that varies the exhaust rate of kitchen ventilation | Kitchen equipment that uses a control system that varies the exhaust rate of kitchen ventilation | Kitchen equipment that uses a control system that varies the exhaust rate of kitchen ventilation | Kitchen equipment that uses a control system that varies the exhaust rate of kitchen ventilation | Kitchen equipment that uses a control system that varies the exhaust rate of kitchen ventilation | Kitchen equipment that uses a control system that varies the exhaust rate of kitchen ventilation | Kitchen equipment that uses a control system that varies the exhaust rate of kitchen ventilation | Kitchen equipment that uses a control system that varies the exhaust rate of kitchen ventilation | Kitchen equipment that uses a control system that varies the exhaust rate of kitchen ventilation | Kitchen equipment that uses a control system that varies the exhaust rate of kitchen ventilation | Kitchen equipment that uses a control system that varies the exhaust rate of kitchen ventilation | Kitchen equipment that uses a control system that varies the exhaust rate of kitchen ventilation | Kitchen equipment that uses a control system that varies the exhaust rate of kitchen ventilation | Kitchen equipment that uses a control system that varies the exhaust rate of kitchen ventilation | 5190.3796 | 5190.3796 | 5190.3796 | 5190.3796 | 5190.3796 | 5190.3796 | 5190.3796 | 5190.3796 | 5190.3796 | 5190.3796 | 5190.3796 | 5190.3796 | 5190.3796 | 5190.3796 | 5190.3796 | 5190.3796 | 5190.3796 | 5190.3796 | 5190.3796 | 5190.3796 | 5190.3796 | 5190.3796 | 5190.3796 | 5190.3796 | 5190.3796 | 5190.3796 | 5190.3796 | 5190.3796 | 344.8211 | 344.8211 | 344.8211 | 344.8211 | 344.8211 | 344.8211 | 344.8211 | 344.8211 | 344.8211 | 344.8211 | 344.8211 | 344.8211 | 344.8211 | 344.8211 | 344.8211 | 344.8211 | 344.8211 | 344.8211 | 344.8211 | 344.8211 | 344.8211 | 344.8211 | 344.8211 | 344.8211 | 344.8211 | 344.8211 | 344.8211 | 344.8211 | 0 | 0 | 0 | 524.2469 | 819.0101 | 1627.3568 | 2828.2368 | 4367.3606 | 6067.082 | 7659.3193 | 8861.4032 | 9462.876 | 9384.247 | 8688.0124 | 7543.608 | 6167.499 | 4764.7158 | 3489.1023 | 2428.3779 | 1610.4695 | 1020.0085 | 518.4221 | 344.327 | 0 | 0 | 0 | 0 | 0 | 0 | 0 | 0 | 524.2469 | 1340.0396 | 2958.6729 | 5766.508 | 10091.7696 | 16080.9095 | 23610.233 | 32274.8745 | 41466.6009 | 50506.2935 | 58787.089 | 65879.0626 | 71570.59 | 75854.4635 | 78873.8367 | 80850.3017 | 82038.8176 | 82671.7252 | 82839.6443 | 82875.2984 | 82627.3232 | 82399.9444 | 82191.5114 | 82000.3668 | 81824.9985 | 0 | 0 | 0 | 3.429563892485682E-05 | 5.390956110977029E-05 | 0.00010781912221954058 | 0.00018868346388419607 | 0.00029350761048652714 | 0.0004109106546811377 | 0.0005229771968669028 | 0.0006101400630113866 | 0.0006570739140122622 | 0.0006570739140122622 | 0.0006132689864114453 | 0.000536610363110014 | 0.000441914416678835 | 0.0003437112129724275 | 0.00025326089376915786 | 0.00017728262563840977 | 0.00011818841709227324 | 7.521081087690126E-05 | 3.838885977971416E-05 | 2.5592573186476105E-05 | 0 | 0 | 0 | 0 | 0 | 0 | 0 | 0 | 3.429563892485682E-05 | 8.82052000346271E-05 | 0.0001960243222541677 | 0.00038470778613836374 | 0.0006782153966248908 | 0.0010891260513060286 | 0.0016121032481729314 | 0.002222243311184318 | 0.0028793172251965803 | 0.0035363911392088426 | 0.004149660125620288 | 0.004686270488730302 | 0.005128184905409137 | 0.0054718961183815645 | 0.005725157012150722 | 0.005902439637789132 | 0.006020628054881406 | 0.006095838865758308 | 0.006134227725538022 | 0.006159820298724498 | 0.006159820298724498 | 0.006159820298724498 | 0.006159820298724498 | 0.006159820298724498 | 0.006159820298724498 | Kitchen equipment that uses a control system that varies the exhaust rate of kitchen ventilation | Kitchen equipment that uses a control system that varies the exhaust rate of kitchen ventilation | Kitchen equipment that uses a control system that varies the exhaust rate of kitchen ventilation | Kitchen equipment that uses a control system that varies the exhaust rate of kitchen ventilation | Kitchen equipment that uses a control system that varies the exhaust rate of kitchen ventilation | Kitchen equipment that uses a control system that varies the exhaust rate of kitchen ventilation | Kitchen equipment that uses a control system that varies the exhaust rate of kitchen ventilation | Kitchen equipment that uses a control system that varies the exhaust rate of kitchen ventilation | Kitchen equipment that uses a control system that varies the exhaust rate of kitchen ventilation | Kitchen equipment that uses a control system that varies the exhaust rate of kitchen ventilation | Kitchen equipment that uses a control system that varies the exhaust rate of kitchen ventilation | Kitchen equipment that uses a control system that varies the exhaust rate of kitchen ventilation | Kitchen equipment that uses a control system that varies the exhaust rate of kitchen ventilation | Kitchen equipment that uses a control system that varies the exhaust rate of kitchen ventilation | Kitchen equipment that uses a control system that varies the exhaust rate of kitchen ventilation | Kitchen equipment that uses a control system that varies the exhaust rate of kitchen ventilation | Kitchen equipment that uses a control system that varies the exhaust rate of kitchen ventilation | Kitchen equipment that uses a control system that varies the exhaust rate of kitchen ventilation | Kitchen equipment that uses a control system that varies the exhaust rate of kitchen ventilation | Kitchen equipment that uses a control system that varies the exhaust rate of kitchen ventilation | Kitchen equipment that uses a control system that varies the exhaust rate of kitchen ventilation | Kitchen equipment that uses a control system that varies the exhaust rate of kitchen ventilation | Kitchen equipment that uses a control system that varies the exhaust rate of kitchen ventilation | Kitchen equipment that uses a control system that varies the exhaust rate of kitchen ventilation | Kitchen equipment that uses a control system that varies the exhaust rate of kitchen ventilation | Kitchen equipment that uses a control system that varies the exhaust rate of kitchen ventilation | Kitchen equipment that uses a control system that varies the exhaust rate of kitchen ventilation | Kitchen equipment that uses a control system that varies the exhaust rate of kitchen ventilation | 5190.3796 | 5190.3796 | 5190.3796 | 5190.3796 | 5190.3796 | 5190.3796 | 5190.3796 | 5190.3796 | 5190.3796 | 5190.3796 | 5190.3796 | 5190.3796 | 5190.3796 | 5190.3796 | 5190.3796 | 5190.3796 | 5190.3796 | 5190.3796 | 5190.3796 | 5190.3796 | 5190.3796 | 5190.3796 | 5190.3796 | 5190.3796 | 5190.3796 | 5190.3796 | 5190.3796 | 5190.3796 | 344.8211 | 344.8211 | 344.8211 | 344.8211 | 344.8211 | 344.8211 | 344.8211 | 344.8211 | 344.8211 | 344.8211 | 344.8211 | 344.8211 | 344.8211 | 344.8211 | 344.8211 | 344.8211 | 344.8211 | 344.8211 | 344.8211 | 344.8211 | 344.8211 | 344.8211 | 344.8211 | 344.8211 | 344.8211 | 344.8211 | 344.8211 | 344.8211 | 0 | 0 | 0 | 524.2469 | 819.0101 | 1627.3568 | 2828.2368 | 4367.3606 | 6067.082 | 7659.3193 | 8861.4032 | 9462.876 | 9384.247 | 8688.0124 | 7543.608 | 6167.499 | 4764.7158 | 3489.1023 | 2428.3779 | 1610.4695 | 1020.0085 | 518.4221 | 344.327 | 0 | 0 | 0 | 0 | 0 | 0 | 0 | 0 | 524.2469 | 1340.0396 | 2958.6729 | 5766.508 | 10091.7696 | 16080.9095 | 23610.233 | 32274.8745 | 41466.6009 | 50506.2935 | 58787.089 | 65879.0626 | 71570.59 | 75854.4635 | 78873.8367 | 80850.3017 | 82038.8176 | 82671.7252 | 82839.6443 | 82875.2984 | 82627.3232 | 82399.9444 | 82191.5114 | 82000.3668 | 81824.9985 | 0 | 0 | 0 | 3.4296e-05 | 5.391e-05 | 0.00010781912221954058 | 0.00018868346388419607 | 0.00029350761048652714 | 0.0004109106546811377 | 0.0005229771968669028 | 0.0006101400630113866 | 0.0006570739140122622 | 0.0006570739140122622 | 0.0006132689864114453 | 0.000536610363110014 | 0.000441914416678835 | 0.0003437112129724275 | 0.00025326089376915786 | 0.00017728262563840977 | 0.00011818841709227324 | 7.521081087690126E-05 | 3.838885977971416E-05 | 2.5592573186476105E-05 | 0 | 0 | 0 | 0 | 0 | 0 | 0
Gas Boiler - High Turndown Burner_Healthcare_Existing_10:1 Turndown or greater | Gas Boiler - High Turndown Burner_Healthcare_Existing | Gas Boiler - High Turndown Burner_Commercial_Existing_6:1 turndown or less_10:1 Turndown or greater | Commercial | Healthcare | Existing | Space Heating | Natural Gas | Gas Boiler - High Turndown Burner | NEQ | 6:1 turndown or less | 21 | 21 | 21 | 0.21184 | 0 | 0 | 0.25 | 0.5 | Retro5Med | 8.35569166605469E-06 | TBD | A | WCM520 | 0.7 | 0.42 | kBtuh heat | 0.0321 | 1444.4102676465589 | 1444.4103 | 1139.253168847991 | 1139.2532 | IL TRM v13 - 4.4.20 - High Turndown Burner for Space Heating Boilers - CI-HVC-HTBC-V07-250101_x000D_ | IL TRM v13 - 4.4.20 - High Turndown Burner for Space Heating Boilers - CI-HVC-HTBC-V07-250101_x000D_ | IL TRM v13 - 4.4.20 - High Turndown Burner for Space Heating Boilers - CI-HVC-HTBC-V07-250101_x000D_ | 0 | 0 | 3.2523 | 6:1 turndown or less | 6:1 turndown or less | 6:1 turndown or less | 6:1 turndown or less | 6:1 turndown or less | 6:1 turndown or less | 6:1 turndown or less | 6:1 turndown or less | 6:1 turndown or less | 6:1 turndown or less | 6:1 turndown or less | 6:1 turndown or less | 6:1 turndown or less | 6:1 turndown or less | 6:1 turndown or less | 6:1 turndown or less | 6:1 turndown or less | 6:1 turndown or less | 6:1 turndown or less | 6:1 turndown or less | 6:1 turndown or less | 6:1 turndown or less | 6:1 turndown or less | 6:1 turndown or less | 6:1 turndown or less | 6:1 turndown or less | 6:1 turndown or less | 6:1 turndown or less | 0 | 0 | 0 | 386.4853 | 466.8895 | 561.4031 | 639.4484 | 714.5711 | 817.0833 | 875.3097 | 872.0765 | 800.8167 | 670.4826 | 505.3714 | 325.9007 | 184.482 | 86.6536 | 35.7881 | 12.7108 | 3.8827 | 0.82864 | 0.074828 | 0.049007 | 9.2028e-19 | 9.0666e-19 | 8.9408e-19 | 8.8249e-19 | 8.7179e-19 | 0 | 0 | 0 | 386.4853 | 847.1421 | 1393.8172 | 2007.0614 | 2680.9043 | 3439.1458 | 4233.7159 | 5001.0887 | 5674.0478 | 6197.0912 | 6541.5013 | 6699.892 | 6716.1735 | 6638.6707 | 6516.3596 | 6377.3244 | 6240.4764 | 6111.5044 | 5995.4375 | 5889.986 | 5796.9933 | 5711.157 | 5631.9682 | 5558.909 | 5491.5043 | 0 | 0 | 0 | 121.27770724449196 | 148.9096829026369 | 182.22187458258918 | 211.53088472876516 | 241.27776081052133 | 282.08270466898955 | 309.4491076274912 | 316.1241219820077 | 297.9090466272056 | 256.07805934709904 | 198.16401400558715 | 131.14914853183438 | 76.15111850235546 | 36.665353352985946 | 15.512264880109447 | 5.640823592767071 | 1.761939508707376 | 0.38402281083222306 | 0.03534973701282641 | 0.023566491341884273 | 4.496403249731885E-19 | 4.496403249731885E-19 | 4.496403249731885E-19 | 4.496403249731885E-19 | 4.496403249731885E-19 | 0 | 0 | 0 | 121.27770724449196 | 270.1873901471289 | 452.40926472971813 | 663.9401494584832 | 905.2179102690046 | 1187.3006149379942 | 1496.7497225654854 | 1812.873844547493 | 2110.7828911746988 | 2366.860950521798 | 2565.024964527385 | 2696.174113059219 | 2772.3252315615746 | 2808.9905849145607 | 2824.50284979467 | 2830.143673387437 | 2831.9056128961442 | 2832.2896357069767 | 2832.3249854439896 | 2832.348551935331 | 2832.348551935331 | 2832.348551935331 | 2832.348551935331 | 2832.348551935331 | 2832.348551935331 | 10:1 Turndown or greater | 10:1 Turndown or greater | 10:1 Turndown or greater | 10:1 Turndown or greater | 10:1 Turndown or greater | 10:1 Turndown or greater | 10:1 Turndown or greater | 10:1 Turndown or greater | 10:1 Turndown or greater | 10:1 Turndown or greater | 10:1 Turndown or greater | 10:1 Turndown or greater | 10:1 Turndown or greater | 10:1 Turndown or greater | 10:1 Turndown or greater | 10:1 Turndown or greater | 10:1 Turndown or greater | 10:1 Turndown or greater | 10:1 Turndown or greater | 10:1 Turndown or greater | 10:1 Turndown or greater | 10:1 Turndown or greater | 10:1 Turndown or greater | 10:1 Turndown or greater | 10:1 Turndown or greater | 10:1 Turndown or greater | 10:1 Turndown or greater | 10:1 Turndown or greater | 3.2523 | 3.2523 | 3.2523 | 3.2523 | 3.2523 | 3.2523 | 3.2523 | 3.2523 | 3.2523 | 3.2523 | 3.2523 | 3.2523 | 3.2523 | 3.2523 | 3.2523 | 3.2523 | 3.2523 | 3.2523 | 3.2523 | 3.2523 | 3.2523 | 3.2523 | 3.2523 | 3.2523 | 3.2523 | 3.2523 | 3.2523 | 3.2523 | 0.2118 | 0.2118 | 0.2118 | 0.2118 | 0.2118 | 0.2118 | 0.2118 | 0.2118 | 0.2118 | 0.2118 | 0.2118 | 0.2118 | 0.2118 | 0.2118 | 0.2118 | 0.2118 | 0.2118 | 0.2118 | 0.2118 | 0.2118 | 0.2118 | 0.2118 | 0.2118 | 0.2118 | 0.2118 | 0.2118 | 0.2118 | 0.2118 | 0 | 0 | 0 | 330.9285 | 402.9232 | 488.4982 | 561.3318 | 633.2017 | 731.3454 | 791.8701 | 797.897 | 741.4144 | 628.441 | 479.7391 | 313.435 | 179.8153 | 85.628 | 35.8645 | 12.9227 | 4.0035 | 0.86628 | 0.079246 | 0.052536 | 0 | 0 | 0 | 0 | 0 | 0 | 0 | 0 | 330.9285 | 731.0791 | 1212.8132 | 1761.8739 | 2375.625 | 3078.2706 | 3830.1333 | 4575.692 | 5253.1633 | 5808.5121 | 6209.7192 | 6443.6212 | 6546.2802 | 6560.0944 | 6530.2739 | 6483.6477 | 6434.7028 | 6389.1257 | 6349.3849 | 6314.1073 | 6285.3308 | 6258.7133 | 6234.1918 | 6211.6176 | 6190.8495 | 0 | 0 | 0 | 103.08605115781818 | 126.57323046724136 | 154.88859339520081 | 179.8012520194504 | 205.0860966889431 | 239.77029896864116 | 263.0317414833675 | 268.70550368470657 | 253.22268963312473 | 217.66635044503414 | 168.43941190474908 | 111.47677625205925 | 64.72845072700213 | 31.16555035003806 | 13.185425148093028 | 4.7947000538520115 | 1.4976485824012702 | 0.3264193892073897 | 0.03004727646090246 | 0.02003151764060164 | 0 | 0 | 0 | 0 | 0 | 0 | 0 | 0 | 103.08605115781818 | 229.65928162505952 | 384.54787502026034 | 564.3491270397108 | 769.4352237286538 | 1009.205522697295 | 1272.2372641806626 | 1540.9427678653692 | 1794.1654574984939 | 2011.831807943528 | 2180.2712198482773 | 2291.7479961003364 | 2356.4764468273383 | 2387.641997177376 | 2400.8274223254693 | 2405.6221223793214 | 2407.1197709617227 | 2407.44619035093 | 2407.4762376273907 | 2407.4962691450314 | 2407.4962691450314 | 2407.4962691450314 | 2407.4962691450314 | 2407.4962691450314 | 2407.4962691450314 | 10:1 Turndown or greater | 10:1 Turndown or greater | 10:1 Turndown or greater | 10:1 Turndown or greater | 10:1 Turndown or greater | 10:1 Turndown or greater | 10:1 Turndown or greater | 10:1 Turndown or greater | 10:1 Turndown or greater | 10:1 Turndown or greater | 10:1 Turndown or greater | 10:1 Turndown or greater | 10:1 Turndown or greater | 10:1 Turndown or greater | 10:1 Turndown or greater | 10:1 Turndown or greater | 10:1 Turndown or greater | 10:1 Turndown or greater | 10:1 Turndown or greater | 10:1 Turndown or greater | 10:1 Turndown or greater | 10:1 Turndown or greater | 10:1 Turndown or greater | 10:1 Turndown or greater | 10:1 Turndown or greater | 10:1 Turndown or greater | 10:1 Turndown or greater | 10:1 Turndown or greater | 3.2523 | 3.2523 | 3.2523 | 3.2523 | 3.2523 | 3.2523 | 3.2523 | 3.2523 | 3.2523 | 3.2523 | 3.2523 | 3.2523 | 3.2523 | 3.2523 | 3.2523 | 3.2523 | 3.2523 | 3.2523 | 3.2523 | 3.2523 | 3.2523 | 3.2523 | 3.2523 | 3.2523 | 3.2523 | 3.2523 | 3.2523 | 3.2523 | 0.2118 | 0.2118 | 0.2118 | 0.2118 | 0.2118 | 0.2118 | 0.2118 | 0.2118 | 0.2118 | 0.2118 | 0.2118 | 0.2118 | 0.2118 | 0.2118 | 0.2118 | 0.2118 | 0.2118 | 0.2118 | 0.2118 | 0.2118 | 0.2118 | 0.2118 | 0.2118 | 0.2118 | 0.2118 | 0.2118 | 0.2118 | 0.2118 | 0 | 0 | 0 | 330.7975 | 402.5495 | 487.6839 | 559.8171 | 630.5706 | 726.7886 | 784.7008 | 787.7538 | 728.6306 | 614.2226 | 465.9207 | 302.2476 | 172.0422 | 81.2317 | 33.7138 | 12.0306 | 3.6911 | 0.79097 | 0.071658 | 0.047047 | 0 | 0 | 0 | 0 | 0 | 0 | 0 | 0 | 330.7975 | 730.4011 | 1210.7915 | 1757.1194 | 2365.7537 | 3059.0904 | 3795.4567 | 4517.524 | 5162.586 | 5677.0953 | 6030.8544 | 6213.6295 | 6263.2955 | 6223.29 | 6138.6821 | 6036.0765 | 5932.6229 | 5833.6743 | 5741.413 | 5654.3598 | 5574.1439 | 5496.9388 | 5422.6535 | 5351.2174 | 5282.6548 | 0 | 0 | 0 | 103.0861 | 126.5732 | 154.88859339520081 | 179.8012520194504 | 205.0860966889431 | 239.77029896864116 | 263.0317414833675 | 268.70550368470657 | 253.22268963312473 | 217.66635044503414 | 168.43941190474908 | 111.47677625205925 | 64.72845072700213 | 31.16555035003806 | 13.185425148093028 | 4.7947000538520115 | 1.4976485824012702 | 0.3264193892073897 | 0.03004727646090246 | 0.02003151764060164 | 0 | 0 | 0 | 0 | 0 | 0 | 0
Industrial Air Curtains_Retail_Existing_Air curtains installed | Industrial Air Curtains_Retail_Existing | Industrial Air Curtains_Commercial_Existing_No air curtain or other barriers to air on overhead door_Air curtains installed | Commercial | Retail | Existing | Space Heating | Natural Gas | Industrial Air Curtains | NEQ | No air curtain or other barriers to air on overhead door | 15 | 15 | 15 | 415 | 0 | 0 | 0.25 | 0.85 | Retro1Slow | 0.012666666666666666 | TBD | A | WCM209 | 0.7 | 0.42 | perbldg | 0.0321 | 1590.3509253778398 | 1590.3509 | 1254.361293255761 | 1254.3613 | IL TRM v13 - 4.4.33 - Industrial Air Curtain - CI-HVC-AIRC-V07-250101 | IL TRM v13 - 4.4.33 - Industrial Air Curtain - CI-HVC-AIRC-V07-250101 | IL TRM v13 - 4.4.33 - Industrial Air Curtain - CI-HVC-AIRC-V07-250101 | 0 | 0 | 5536.2537 | No air curtain or other barriers to air on overhead door | No air curtain or other barriers to air on overhead door | No air curtain or other barriers to air on overhead door | No air curtain or other barriers to air on overhead door | No air curtain or other barriers to air on overhead door | No air curtain or other barriers to air on overhead door | No air curtain or other barriers to air on overhead door | No air curtain or other barriers to air on overhead door | No air curtain or other barriers to air on overhead door | No air curtain or other barriers to air on overhead door | No air curtain or other barriers to air on overhead door | No air curtain or other barriers to air on overhead door | No air curtain or other barriers to air on overhead door | No air curtain or other barriers to air on overhead door | No air curtain or other barriers to air on overhead door | No air curtain or other barriers to air on overhead door | No air curtain or other barriers to air on overhead door | No air curtain or other barriers to air on overhead door | No air curtain or other barriers to air on overhead door | No air curtain or other barriers to air on overhead door | No air curtain or other barriers to air on overhead door | No air curtain or other barriers to air on overhead door | No air curtain or other barriers to air on overhead door | No air curtain or other barriers to air on overhead door | No air curtain or other barriers to air on overhead door | No air curtain or other barriers to air on overhead door | No air curtain or other barriers to air on overhead door | No air curtain or other barriers to air on overhead door | 0 | 0 | 0 | 177.8064 | 347.4752 | 601.4195 | 950.8515 | 1398.3626 | 1933.2689 | 2530.5323 | 3149.9434 | 3738.8706 | 4234.7253 | 4573.07 | 4696.1051 | 4564.0012 | 4172.5075 | 3562.3997 | 2861.5964 | 2128.2352 | 1435.1576 | 739.1529 | 481.6127 | 0 | 0 | 0 | 0 | 0 | 0 | 0 | 0 | 177.8064 | 521.3054 | 1109.5955 | 2029.3243 | 3364.5583 | 5181.0948 | 7516.0992 | 10366.9541 | 13687.8762 | 17381.5108 | 21303.3198 | 25260.336 | 29011.685 | 32308.6965 | 34936.0885 | 36796.0072 | 37914.5924 | 38365.83 | 38178.4921 | 37795.7712 | 37005.0357 | 36276.1927 | 35604.3289 | 34984.9307 | 34413.8503 | 0 | 0 | 0 | 2.9360883252242317E-06 | 5.869047978530115E-06 | 1.0420760461943591E-05 | 1.6950795173031308E-05 | 2.572893951646202E-05 | 3.6849339087270475E-05 | 5.012522078851626E-05 | 6.498039009396127E-05 | 8.036954330414981E-05 | 9.477478345705643E-05 | 0.00010633114784108773 | 0.00011311632147522627 | 0.0001135885671712874 | 0.00010707638088024916 | 9.414408712143328E-05 | 7.785611983360988E-05 | 5.9537032813936934E-05 | 4.121794579426404E-05 | 2.1753915835861582E-05 | 1.450261055724105E-05 | 0 | 0 | 0 | 0 | 0 | 0 | 0 | 0 | 2.9360883252242317E-06 | 8.805136303754348E-06 | 1.9225896765697937E-05 | 3.617669193872924E-05 | 6.190563145519126E-05 | 9.875497054246174E-05 | 0.000148880191330978 | 0.00021386058142493927 | 0.00029423012472908907 | 0.0003890049081861455 | 0.0004953360560272333 | 0.0006084523775024595 | 0.000722040944673747 | 0.0008291173255539962 | 0.0009232614126754294 | 0.0010011175325090392 | 0.0010606545653229762 | 0.0011018725111172402 | 0.0011236264269531017 | 0.0011381290375103428 | 0.0011381290375103428 | 0.0011381290375103428 | 0.0011381290375103428 | 0.0011381290375103428 | 0.0011381290375103428 | Air curtains installed | Air curtains installed | Air curtains installed | Air curtains installed | Air curtains installed | Air curtains installed | Air curtains installed | Air curtains installed | Air curtains installed | Air curtains installed | Air curtains installed | Air curtains installed | Air curtains installed | Air curtains installed | Air curtains installed | Air curtains installed | Air curtains installed | Air curtains installed | Air curtains installed | Air curtains installed | Air curtains installed | Air curtains installed | Air curtains installed | Air curtains installed | Air curtains installed | Air curtains installed | Air curtains installed | Air curtains installed | 5536.2537 | 5536.2537 | 5536.2537 | 5536.2537 | 5536.2537 | 5536.2537 | 5536.2537 | 5536.2537 | 5536.2537 | 5536.2537 | 5536.2537 | 5536.2537 | 5536.2537 | 5536.2537 | 5536.2537 | 5536.2537 | 5536.2537 | 5536.2537 | 5536.2537 | 5536.2537 | 5536.2537 | 5536.2537 | 5536.2537 | 5536.2537 | 5536.2537 | 5536.2537 | 5536.2537 | 5536.2537 | 415 | 415 | 415 | 415 | 415 | 415 | 415 | 415 | 415 | 415 | 415 | 415 | 415 | 415 | 415 | 415 | 415 | 415 | 415 | 415 | 415 | 415 | 415 | 415 | 415 | 415 | 415 | 415 | 0 | 0 | 0 | 152.9321 | 302.7537 | 531.5749 | 853.8991 | 1278.1709 | 1802.1449 | 2410.2236 | 3070.3667 | 3733.5978 | 4334.6305 | 4797.5326 | 5047.0344 | 5022.4326 | 4699.5768 | 4105.9598 | 3375.7589 | 2567.7792 | 1769.1525 | 929.6905 | 617.3925 | 0 | 0 | 0 | 0 | 0 | 0 | 0 | 0 | 152.9321 | 454.2113 | 980.7349 | 1822.4067 | 3075.3688 | 4829.6868 | 7158.7624 | 10105.0549 | 13668.5726 | 17791.5737 | 22348.9629 | 27147.984 | 31925.7655 | 36389.9165 | 40266.7272 | 43407.3962 | 45745.0862 | 47294.4607 | 48020.0811 | 48451.4367 | 48289.2496 | 48143.0996 | 48011.716 | 47893.5499 | 47787.1868 | 0 | 0 | 0 | 2.4956750764405964E-06 | 4.988690781750597E-06 | 8.857646392652052E-06 | 1.4408175897076611E-05 | 2.1869598588992718E-05 | 3.132193822417991E-05 | 4.260643767023882E-05 | 5.523333157986709E-05 | 6.831411180852733E-05 | 8.055856593849797E-05 | 9.038147566492458E-05 | 9.614887325394232E-05 | 9.65502820955943E-05 | 9.101492374821177E-05 | 8.002247405321826E-05 | 6.617770185856842E-05 | 5.0606477891846406E-05 | 3.503525392512442E-05 | 1.849082846048234E-05 | 1.2327218973654892E-05 | 0 | 0 | 0 | 0 | 0 | 0 | 0 | 0 | 2.4956750764405964E-06 | 7.4843658581911934E-06 | 1.6342012250843244E-05 | 3.0750188147919853E-05 | 5.2619786736912575E-05 | 8.394172496109249E-05 | 0.00012654816263133132 | 0.00018178149421119841 | 0.00025009560601972576 | 0.0003306541719582237 | 0.00042103564762314825 | 0.0005171845208770906 | 0.0006137348029726849 | 0.0007047497267208966 | 0.0007847722007741149 | 0.0008509499026326833 | 0.0009015563805245297 | 0.0009365916344496541 | 0.0009550824629101364 | 0.0009674096818837914 | 0.0009674096818837914 | 0.0009674096818837914 | 0.0009674096818837914 | 0.0009674096818837914 | 0.0009674096818837914 | Air curtains installed | Air curtains installed | Air curtains installed | Air curtains installed | Air curtains installed | Air curtains installed | Air curtains installed | Air curtains installed | Air curtains installed | Air curtains installed | Air curtains installed | Air curtains installed | Air curtains installed | Air curtains installed | Air curtains installed | Air curtains installed | Air curtains installed | Air curtains installed | Air curtains installed | Air curtains installed | Air curtains installed | Air curtains installed | Air curtains installed | Air curtains installed | Air curtains installed | Air curtains installed | Air curtains installed | Air curtains installed | 5536.2537 | 5536.2537 | 5536.2537 | 5536.2537 | 5536.2537 | 5536.2537 | 5536.2537 | 5536.2537 | 5536.2537 | 5536.2537 | 5536.2537 | 5536.2537 | 5536.2537 | 5536.2537 | 5536.2537 | 5536.2537 | 5536.2537 | 5536.2537 | 5536.2537 | 5536.2537 | 5536.2537 | 5536.2537 | 5536.2537 | 5536.2537 | 5536.2537 | 5536.2537 | 5536.2537 | 5536.2537 | 415 | 415 | 415 | 415 | 415 | 415 | 415 | 415 | 415 | 415 | 415 | 415 | 415 | 415 | 415 | 415 | 415 | 415 | 415 | 415 | 415 | 415 | 415 | 415 | 415 | 415 | 415 | 415 | 0 | 0 | 0 | 152.8952 | 302.5643 | 530.8316 | 851.5435 | 1271.9199 | 1787.9027 | 2381.829 | 3021.2273 | 3656.8631 | 4225.8292 | 4656.7469 | 4880.1787 | 4841.0232 | 4518.6421 | 3940.6748 | 3235.7185 | 2459.1505 | 1693.3842 | 889.6253 | 590.6758 | 0 | 0 | 0 | 0 | 0 | 0 | 0 | 0 | 152.8952 | 453.9271 | 979.3637 | 1817.3795 | 3060.3285 | 4791.5182 | 7074.4259 | 9943.3296 | 13387.6497 | 17344.9967 | 21693.1226 | 26250.4675 | 30772.6123 | 34988.8969 | 38645.7942 | 41606.6779 | 43809.8623 | 45268.9585 | 45950.6447 | 46354.7785 | 46199.6618 | 46060.0986 | 45935.0348 | 45823.22 | 45723.5995 | 0 | 0 | 0 | 2.4957e-06 | 4.9887e-06 | 8.857646392652052E-06 | 1.4408175897076611E-05 | 2.1869598588992718E-05 | 3.132193822417991E-05 | 4.260643767023882E-05 | 5.523333157986709E-05 | 6.831411180852733E-05 | 8.055856593849797E-05 | 9.038147566492458E-05 | 9.614887325394232E-05 | 9.65502820955943E-05 | 9.101492374821177E-05 | 8.002247405321826E-05 | 6.617770185856842E-05 | 5.0606477891846406E-05 | 3.503525392512442E-05 | 1.849082846048234E-05 | 1.2327218973654892E-05 | 0 | 0 | 0 | 0 | 0 | 0 | 0
Industrial Air Curtains_Warehouse_Existing_Air curtains installed | Industrial Air Curtains_Warehouse_Existing | Industrial Air Curtains_Commercial_Existing_No air curtain or other barriers to air on overhead door_Air curtains installed | Commercial | Warehouse | Existing | Space Heating | Natural Gas | Industrial Air Curtains | NEQ | No air curtain or other barriers to air on overhead door | 15 | 15 | 15 | 415 | 0 | 0 | 0.01 | 0.5 | Retro1Slow | 0.012666666666666666 | TBD | A | WCM709 | 0.7 | 0.42 | perbldg | 0.0321 | 1601.8460356180935 | 1601.846 | 1263.4278590790593 | 1263.4279 | IL TRM v13 - 4.4.33 - Industrial Air Curtain - CI-HVC-AIRC-V07-250101 | IL TRM v13 - 4.4.33 - Industrial Air Curtain - CI-HVC-AIRC-V07-250101 | IL TRM v13 - 4.4.33 - Industrial Air Curtain - CI-HVC-AIRC-V07-250101 | 0 | 0 | 5536.2537 | No air curtain or other barriers to air on overhead door | No air curtain or other barriers to air on overhead door | No air curtain or other barriers to air on overhead door | No air curtain or other barriers to air on overhead door | No air curtain or other barriers to air on overhead door | No air curtain or other barriers to air on overhead door | No air curtain or other barriers to air on overhead door | No air curtain or other barriers to air on overhead door | No air curtain or other barriers to air on overhead door | No air curtain or other barriers to air on overhead door | No air curtain or other barriers to air on overhead door | No air curtain or other barriers to air on overhead door | No air curtain or other barriers to air on overhead door | No air curtain or other barriers to air on overhead door | No air curtain or other barriers to air on overhead door | No air curtain or other barriers to air on overhead door | No air curtain or other barriers to air on overhead door | No air curtain or other barriers to air on overhead door | No air curtain or other barriers to air on overhead door | No air curtain or other barriers to air on overhead door | No air curtain or other barriers to air on overhead door | No air curtain or other barriers to air on overhead door | No air curtain or other barriers to air on overhead door | No air curtain or other barriers to air on overhead door | No air curtain or other barriers to air on overhead door | No air curtain or other barriers to air on overhead door | No air curtain or other barriers to air on overhead door | No air curtain or other barriers to air on overhead door | 0 | 0 | 0 | 403.5522 | 796.2422 | 1393.5715 | 2230.9938 | 3327.0055 | 4672.6873 | 6222.214 | 7885.5071 | 9528.2684 | 10976.291 | 12037.429 | 12530.0977 | 12326.3513 | 11396.7339 | 9838.4805 | 7993.5532 | 6012.127 | 4099.0962 | 2133.3767 | 1403.9227 | 0 | 0 | 0 | 0 | 0 | 0 | 0 | 0 | 403.5522 | 1194.5755 | 2571.085 | 4761.427 | 8005.0084 | 12522.6424 | 18481.0041 | 25952.4318 | 34882.6618 | 45052.396 | 56075.5029 | 67399.3606 | 78354.1035 | 88247.5618 | 96484.9697 | 102785.5777 | 107106.2771 | 109580.4591 | 110192.5028 | 110176.3804 | 108892.4295 | 107709.2607 | 106618.8336 | 105613.7671 | 104687.2835 | 0 | 0 | 0 | 1.8041669145217706E-05 | 3.606411323404668E-05 | 6.403346618722514E-05 | 0.00010415920925567812 | 0.00015809913149594185 | 0.00022643173855531058 | 0.00030800934751454854 | 0.00039929135950394064 | 0.0004938545946280347 | 0.0005823718829409806 | 0.0006533834056349873 | 0.0006950769258020393 | 0.0006979787801265127 | 0.000657962711990701 | 0.0005784963814716756 | 0.000478410115561199 | 0.0003658430295467991 | 0.00025327594353239936 | 0.00013367341464209971 | 8.911560976139978E-05 | 0 | 0 | 0 | 0 | 0 | 0 | 0 | 0 | 1.8041669145217706E-05 | 5.410578237926438E-05 | 0.00011813924856648952 | 0.00022229845782216763 | 0.0003803975893181095 | 0.00060682932787342 | 0.0009148386753879685 | 0.0013141300348919092 | 0.0018079846295199437 | 0.002390356512460924 | 0.003043739918095912 | 0.003738816843897951 | 0.0044367956240244635 | 0.005094758336015164 | 0.00567325471748684 | 0.006151664833048039 | 0.006517507862594838 | 0.006770783806127237 | 0.006904457220769336 | 0.006993572830530737 | 0.006993572830530737 | 0.006993572830530737 | 0.006993572830530737 | 0.006993572830530737 | 0.006993572830530737 | Air curtains installed | Air curtains installed | Air curtains installed | Air curtains installed | Air curtains installed | Air curtains installed | Air curtains installed | Air curtains installed | Air curtains installed | Air curtains installed | Air curtains installed | Air curtains installed | Air curtains installed | Air curtains installed | Air curtains installed | Air curtains installed | Air curtains installed | Air curtains installed | Air curtains installed | Air curtains installed | Air curtains installed | Air curtains installed | Air curtains installed | Air curtains installed | Air curtains installed | Air curtains installed | Air curtains installed | Air curtains installed | 5536.2537 | 5536.2537 | 5536.2537 | 5536.2537 | 5536.2537 | 5536.2537 | 5536.2537 | 5536.2537 | 5536.2537 | 5536.2537 | 5536.2537 | 5536.2537 | 5536.2537 | 5536.2537 | 5536.2537 | 5536.2537 | 5536.2537 | 5536.2537 | 5536.2537 | 5536.2537 | 5536.2537 | 5536.2537 | 5536.2537 | 5536.2537 | 5536.2537 | 5536.2537 | 5536.2537 | 5536.2537 | 415 | 415 | 415 | 415 | 415 | 415 | 415 | 415 | 415 | 415 | 415 | 415 | 415 | 415 | 415 | 415 | 415 | 415 | 415 | 415 | 415 | 415 | 415 | 415 | 415 | 415 | 415 | 415 | 0 | 0 | 0 | 345.195 | 685.7241 | 1209.2205 | 1952.4777 | 2940.2712 | 4175.8631 | 5630.6551 | 7233.8884 | 8867.296 | 10365.4641 | 11531.7019 | 12169.6576 | 12128.1121 | 11351.1019 | 9912.6784 | 8143.5583 | 6188.5797 | 4259.3856 | 2235.9124 | 1483.23 | 0 | 0 | 0 | 0 | 0 | 0 | 0 | 0 | 345.195 | 1028.7689 | 2230.9647 | 4167.0131 | 7074.4986 | 11191.1706 | 16723.9763 | 23807.8531 | 32462.8647 | 42545.2453 | 53719.6095 | 65460.554 | 77093.9693 | 87894.2228 | 97212.6213 | 104714.4271 | 110249.7895 | 113865.4485 | 115488.6438 | 116400.2225 | 115882.0826 | 115408.3789 | 114976.3997 | 114582.7056 | 114223.9952 | 0 | 0 | 0 | 1.5335418773435045E-05 | 3.065449624893968E-05 | 5.442844625914136E-05 | 8.853532786732639E-05 | 0.00013438426177155057 | 0.00019246697777201399 | 0.00026180794538736623 | 0.00033939765557834954 | 0.0004197764054338295 | 0.0004950161004998335 | 0.0005553758947897391 | 0.0005908153869317334 | 0.0005932819631075359 | 0.0005592683051920958 | 0.0004917219242509243 | 0.0004066485982270191 | 0.00031096657511477924 | 0.00021528455200253948 | 0.00011362240244578472 | 7.574826829718981E-05 | 0 | 0 | 0 | 0 | 0 | 0 | 0 | 0 | 1.5335418773435045E-05 | 4.598991502237473E-05 | 0.0001004183612815161 | 0.0001889536891488425 | 0.0003233379509203931 | 0.0005158049286924071 | 0.0007776128740797733 | 0.001117010529658123 | 0.0015367869350919525 | 0.002031803035591786 | 0.002587178930381525 | 0.003177994317313259 | 0.0037712762804207947 | 0.00433054458561289 | 0.004822266509863814 | 0.005228915108090833 | 0.005539881683205612 | 0.005755166235208151 | 0.0058687886376539355 | 0.005944536905951125 | 0.005944536905951125 | 0.005944536905951125 | 0.005944536905951125 | 0.005944536905951125 | 0.005944536905951125 | Air curtains installed | Air curtains installed | Air curtains installed | Air curtains installed | Air curtains installed | Air curtains installed | Air curtains installed | Air curtains installed | Air curtains installed | Air curtains installed | Air curtains installed | Air curtains installed | Air curtains installed | Air curtains installed | Air curtains installed | Air curtains installed | Air curtains installed | Air curtains installed | Air curtains installed | Air curtains installed | Air curtains installed | Air curtains installed | Air curtains installed | Air curtains installed | Air curtains installed | Air curtains installed | Air curtains installed | Air curtains installed | 5536.2537 | 5536.2537 | 5536.2537 | 5536.2537 | 5536.2537 | 5536.2537 | 5536.2537 | 5536.2537 | 5536.2537 | 5536.2537 | 5536.2537 | 5536.2537 | 5536.2537 | 5536.2537 | 5536.2537 | 5536.2537 | 5536.2537 | 5536.2537 | 5536.2537 | 5536.2537 | 5536.2537 | 5536.2537 | 5536.2537 | 5536.2537 | 5536.2537 | 5536.2537 | 5536.2537 | 5536.2537 | 415 | 415 | 415 | 415 | 415 | 415 | 415 | 415 | 415 | 415 | 415 | 415 | 415 | 415 | 415 | 415 | 415 | 415 | 415 | 415 | 415 | 415 | 415 | 415 | 415 | 415 | 415 | 415 | 0 | 0 | 0 | 345.103 | 685.2542 | 1207.3791 | 1946.6426 | 2924.78 | 4140.5324 | 5560.1402 | 7109.0086 | 8668.9563 | 10080.7048 | 11159.9658 | 11726.6261 | 11644.9579 | 10868.5937 | 9471.8118 | 7770.158 | 5899.1377 | 4057.684 | 2129.3648 | 1412.255 | 0 | 0 | 0 | 0 | 0 | 0 | 0 | 0 | 345.103 | 1028.0639 | 2227.5674 | 4154.5598 | 7037.2257 | 11096.4853 | 16514.5355 | 23396.8542 | 31736.75 | 41376.4454 | 51987.9033 | 63077.4891 | 74022.7352 | 84158.0495 | 92889.0871 | 99913.0379 | 105093.368 | 108473.394 | 109985.2826 | 110830.2802 | 110336.9342 | 109885.8979 | 109474.5897 | 109099.7345 | 108758.189 | 0 | 0 | 0 | 1.5335e-05 | 3.0654e-05 | 5.442844625914136E-05 | 8.853532786732639E-05 | 0.00013438426177155057 | 0.00019246697777201399 | 0.00026180794538736623 | 0.00033939765557834954 | 0.0004197764054338295 | 0.0004950161004998335 | 0.0005553758947897391 | 0.0005908153869317334 | 0.0005932819631075359 | 0.0005592683051920958 | 0.0004917219242509243 | 0.0004066485982270191 | 0.00031096657511477924 | 0.00021528455200253948 | 0.00011362240244578472 | 7.574826829718981E-05 | 0 | 0 | 0 | 0 | 0 | 0 | 0
Industrial Air Curtains_Lodging_Existing_Air curtains installed | Industrial Air Curtains_Lodging_Existing | Industrial Air Curtains_Commercial_Existing_No air curtain or other barriers to air on overhead door_Air curtains installed | Commercial | Lodging | Existing | Space Heating | Natural Gas | Industrial Air Curtains | NEQ | No air curtain or other barriers to air on overhead door | 15 | 15 | 15 | 415 | 0 | 0 | 0.01 | 0.5 | Retro1Slow | 0.012666666666666666 | TBD | A | WCM609 | 0.7 | 0.42 | perbldg | 0.0321 | 1615.6116010109386 | 1615.6116 | 1274.2852064311626 | 1274.2852 | IL TRM v13 - 4.4.33 - Industrial Air Curtain - CI-HVC-AIRC-V07-250101 | IL TRM v13 - 4.4.33 - Industrial Air Curtain - CI-HVC-AIRC-V07-250101 | IL TRM v13 - 4.4.33 - Industrial Air Curtain - CI-HVC-AIRC-V07-250101 | 0 | 0 | 5536.2537 | No air curtain or other barriers to air on overhead door | No air curtain or other barriers to air on overhead door | No air curtain or other barriers to air on overhead door | No air curtain or other barriers to air on overhead door | No air curtain or other barriers to air on overhead door | No air curtain or other barriers to air on overhead door | No air curtain or other barriers to air on overhead door | No air curtain or other barriers to air on overhead door | No air curtain or other barriers to air on overhead door | No air curtain or other barriers to air on overhead door | No air curtain or other barriers to air on overhead door | No air curtain or other barriers to air on overhead door | No air curtain or other barriers to air on overhead door | No air curtain or other barriers to air on overhead door | No air curtain or other barriers to air on overhead door | No air curtain or other barriers to air on overhead door | No air curtain or other barriers to air on overhead door | No air curtain or other barriers to air on overhead door | No air curtain or other barriers to air on overhead door | No air curtain or other barriers to air on overhead door | No air curtain or other barriers to air on overhead door | No air curtain or other barriers to air on overhead door | No air curtain or other barriers to air on overhead door | No air curtain or other barriers to air on overhead door | No air curtain or other barriers to air on overhead door | No air curtain or other barriers to air on overhead door | No air curtain or other barriers to air on overhead door | No air curtain or other barriers to air on overhead door | 0 | 0 | 0 | 80.5544 | 158.5404 | 276.8217 | 442.2892 | 658.6236 | 924.268 | 1230.5122 | 1559.8147 | 1885.316 | 2171.9264 | 2380.4272 | 2474.1295 | 2427.755 | 2236.6537 | 1922.0704 | 1553.4992 | 1161.8806 | 787.3042 | 407.2628 | 266.4361 | 3.7006e-15 | 3.6403e-15 | 3.5847e-15 | 3.5333e-15 | 3.486e-15 | 0 | 0 | 0 | 80.5544 | 237.8528 | 510.7252 | 943.9416 | 1584.6945 | 2477.0066 | 3654.8247 | 5133.5932 | 6902.0769 | 8914.7133 | 11089.0499 | 13308.3357 | 15432.3499 | 17318.9297 | 18849.547 | 19975.7612 | 20698.948 | 21046.8731 | 21035.8108 | 20909.2428 | 20546.3479 | 20211.5052 | 19902.5386 | 19617.4413 | 19354.363 | 0 | 0 | 0 | 2.4846503874796924E-06 | 4.966653151647976E-06 | 8.81851758244494E-06 | 1.4344527524234014E-05 | 2.177298924893098E-05 | 3.1183573005953385E-05 | 4.2418222975352964E-05 | 5.498933735694486E-05 | 6.801233300669568E-05 | 8.020269704314684E-05 | 8.998221389145105E-05 | 9.572413389921915E-05 | 9.612376951018611E-05 | 9.06128637065835E-05 | 7.966897335328862E-05 | 6.588536068562263E-05 | 5.0382922877240834E-05 | 3.488048506885905E-05 | 1.840914489745338E-05 | 1.2272763264968917E-05 | 1.7347234759768072E-22 | 1.7347234759768072E-22 | 1.7347234759768072E-22 | 1.7347234759768072E-22 | 1.7347234759768072E-22 | 0 | 0 | 0 | 2.4846503874796924E-06 | 7.4513035391276686E-06 | 1.6269821121572608E-05 | 3.0614348645806624E-05 | 5.23873378947376E-05 | 8.357091090069098E-05 | 0.00012598913387604395 | 0.00018097847123298882 | 0.0002489908042396845 | 0.0003291935012828313 | 0.00041917571517428235 | 0.0005148998490735015 | 0.0006110236185836877 | 0.0007016364822902711 | 0.0007813054556435598 | 0.0008471908163291824 | 0.0008975737392064233 | 0.0009324542242752824 | 0.0009508633691727358 | 0.0009631361324377046 | 0.0009631361324377046 | 0.0009631361324377046 | 0.0009631361324377046 | 0.0009631361324377046 | 0.0009631361324377046 | Air curtains installed | Air curtains installed | Air curtains installed | Air curtains installed | Air curtains installed | Air curtains installed | Air curtains installed | Air curtains installed | Air curtains installed | Air curtains installed | Air curtains installed | Air curtains installed | Air curtains installed | Air curtains installed | Air curtains installed | Air curtains installed | Air curtains installed | Air curtains installed | Air curtains installed | Air curtains installed | Air curtains installed | Air curtains installed | Air curtains installed | Air curtains installed | Air curtains installed | Air curtains installed | Air curtains installed | Air curtains installed | 5536.2537 | 5536.2537 | 5536.2537 | 5536.2537 | 5536.2537 | 5536.2537 | 5536.2537 | 5536.2537 | 5536.2537 | 5536.2537 | 5536.2537 | 5536.2537 | 5536.2537 | 5536.2537 | 5536.2537 | 5536.2537 | 5536.2537 | 5536.2537 | 5536.2537 | 5536.2537 | 5536.2537 | 5536.2537 | 5536.2537 | 5536.2537 | 5536.2537 | 5536.2537 | 5536.2537 | 5536.2537 | 415 | 415 | 415 | 415 | 415 | 415 | 415 | 415 | 415 | 415 | 415 | 415 | 415 | 415 | 415 | 415 | 415 | 415 | 415 | 415 | 415 | 415 | 415 | 415 | 415 | 415 | 415 | 415 | 0 | 0 | 0 | 69.049 | 137.1419 | 241.7879 | 390.3433 | 587.7362 | 834.551 | 1124.9955 | 1444.9024 | 1770.5789 | 2069.1656 | 2301.6667 | 2429.1725 | 2421.6023 | 2267.6568 | 1982.2532 | 1630.6353 | 1241.0207 | 855.5077 | 449.811 | 298.851 | 0 | 0 | 0 | 0 | 0 | 0 | 0 | 0 | 69.049 | 205.7494 | 446.0893 | 833.0777 | 1414.1344 | 2236.5682 | 3341.4226 | 4755.3989 | 6482.0284 | 8492.9299 | 10722.15 | 13066.5122 | 15393.2392 | 17558.9943 | 19439.7539 | 20967.6206 | 22108.8327 | 22870.1454 | 23233.4965 | 23453.09 | 23383.8387 | 23320.6527 | 23263.1214 | 23210.7619 | 23163.1329 | 0 | 0 | 0 | 2.111952829357738E-06 | 4.221655178900779E-06 | 7.495739945078199E-06 | 1.2192848395598912E-05 | 1.850704086159133E-05 | 2.650603705506037E-05 | 3.605548952905003E-05 | 4.674093675340313E-05 | 5.781048305569131E-05 | 6.817229248667481E-05 | 7.64848818077334E-05 | 8.136551381433627E-05 | 8.17052040836582E-05 | 7.702093415059598E-05 | 6.771862735029533E-05 | 5.600255658277922E-05 | 4.2825484445654704E-05 | 2.9648412308530188E-05 | 1.5647773162835378E-05 | 1.0431848775223581E-05 | 0 | 0 | 0 | 0 | 0 | 0 | 0 | 0 | 2.111952829357738E-06 | 6.333608008258518E-06 | 1.3829347953336719E-05 | 2.6022196348935628E-05 | 4.452923721052696E-05 | 7.103527426558733E-05 | 0.00010709076379463737 | 0.00015383170054804047 | 0.0002116421836037318 | 0.0002798144760904066 | 0.00035629935789813997 | 0.00043766487171247617 | 0.0005193700757961344 | 0.0005963910099467303 | 0.0006641096372970257 | 0.0007201121938798049 | 0.0007629376783254596 | 0.0007925860906339898 | 0.0008082338637968251 | 0.0008186657125720487 | 0.0008186657125720487 | 0.0008186657125720487 | 0.0008186657125720487 | 0.0008186657125720487 | 0.0008186657125720487 | Air curtains installed | Air curtains installed | Air curtains installed | Air curtains installed | Air curtains installed | Air curtains installed | Air curtains installed | Air curtains installed | Air curtains installed | Air curtains installed | Air curtains installed | Air curtains installed | Air curtains installed | Air curtains installed | Air curtains installed | Air curtains installed | Air curtains installed | Air curtains installed | Air curtains installed | Air curtains installed | Air curtains installed | Air curtains installed | Air curtains installed | Air curtains installed | Air curtains installed | Air curtains installed | Air curtains installed | Air curtains installed | 5536.2537 | 5536.2537 | 5536.2537 | 5536.2537 | 5536.2537 | 5536.2537 | 5536.2537 | 5536.2537 | 5536.2537 | 5536.2537 | 5536.2537 | 5536.2537 | 5536.2537 | 5536.2537 | 5536.2537 | 5536.2537 | 5536.2537 | 5536.2537 | 5536.2537 | 5536.2537 | 5536.2537 | 5536.2537 | 5536.2537 | 5536.2537 | 5536.2537 | 5536.2537 | 5536.2537 | 5536.2537 | 415 | 415 | 415 | 415 | 415 | 415 | 415 | 415 | 415 | 415 | 415 | 415 | 415 | 415 | 415 | 415 | 415 | 415 | 415 | 415 | 415 | 415 | 415 | 415 | 415 | 415 | 415 | 415 | 0 | 0 | 0 | 69.0311 | 137.0506 | 241.4996 | 389.6353 | 586.2596 | 831.8232 | 1120.4168 | 1437.809 | 1760.3409 | 2055.3314 | 2285.1155 | 2410.4445 | 2401.6461 | 2247.7386 | 1963.7498 | 1615.3468 | 1229.3372 | 847.4229 | 445.5452 | 296.0077 | 0 | 0 | 0 | 0 | 0 | 0 | 0 | 0 | 69.0311 | 205.6124 | 445.5573 | 831.5667 | 1410.5816 | 2229.2578 | 3327.823 | 4732.0531 | 6444.5473 | 8436.1469 | 10645.0474 | 12965.7741 | 15266.3852 | 17404.7625 | 19258.2932 | 20771.0327 | 21900.691 | 22654.016 | 23013.1617 | 23229.9525 | 23161.2147 | 23099.3068 | 23043.985 | 22994.8672 | 22951.5688 | 0 | 0 | 0 | 2.112e-06 | 4.2217e-06 | 7.495739945078199E-06 | 1.2192848395598912E-05 | 1.850704086159133E-05 | 2.650603705506037E-05 | 3.605548952905003E-05 | 4.674093675340313E-05 | 5.781048305569131E-05 | 6.817229248667481E-05 | 7.64848818077334E-05 | 8.136551381433627E-05 | 8.17052040836582E-05 | 7.702093415059598E-05 | 6.771862735029533E-05 | 5.600255658277922E-05 | 4.2825484445654704E-05 | 2.9648412308530188E-05 | 1.5647773162835378E-05 | 1.0431848775223581E-05 | 0 | 0 | 0 | 0 | 0 | 0 | 0
Industrial Air Curtains_Education_Existing_Air curtains installed | Industrial Air Curtains_Education_Existing | Industrial Air Curtains_Commercial_Existing_No air curtain or other barriers to air on overhead door_Air curtains installed | Commercial | Education | Existing | Space Heating | Natural Gas | Industrial Air Curtains | NEQ | No air curtain or other barriers to air on overhead door | 15 | 15 | 15 | 415 | 0 | 0 | 0.01 | 0.5 | Retro1Slow | 0.012666666666666666 | TBD | A | WCM409 | 0.7 | 0.42 | perbldg | 0.0321 | 1611.8891458357314 | 1611.8891 | 1271.3491854479005 | 1271.3492 | IL TRM v13 - 4.4.33 - Industrial Air Curtain - CI-HVC-AIRC-V07-250101 | IL TRM v13 - 4.4.33 - Industrial Air Curtain - CI-HVC-AIRC-V07-250101 | IL TRM v13 - 4.4.33 - Industrial Air Curtain - CI-HVC-AIRC-V07-250101 | 0 | 0 | 5536.2537 | No air curtain or other barriers to air on overhead door | No air curtain or other barriers to air on overhead door | No air curtain or other barriers to air on overhead door | No air curtain or other barriers to air on overhead door | No air curtain or other barriers to air on overhead door | No air curtain or other barriers to air on overhead door | No air curtain or other barriers to air on overhead door | No air curtain or other barriers to air on overhead door | No air curtain or other barriers to air on overhead door | No air curtain or other barriers to air on overhead door | No air curtain or other barriers to air on overhead door | No air curtain or other barriers to air on overhead door | No air curtain or other barriers to air on overhead door | No air curtain or other barriers to air on overhead door | No air curtain or other barriers to air on overhead door | No air curtain or other barriers to air on overhead door | No air curtain or other barriers to air on overhead door | No air curtain or other barriers to air on overhead door | No air curtain or other barriers to air on overhead door | No air curtain or other barriers to air on overhead door | No air curtain or other barriers to air on overhead door | No air curtain or other barriers to air on overhead door | No air curtain or other barriers to air on overhead door | No air curtain or other barriers to air on overhead door | No air curtain or other barriers to air on overhead door | No air curtain or other barriers to air on overhead door | No air curtain or other barriers to air on overhead door | No air curtain or other barriers to air on overhead door | 0 | 0 | 0 | 1117.6841 | 2206.735 | 3866.1644 | 6198.9709 | 9264.5644 | 13049.5029 | 17439.2265 | 22193.0052 | 26934.9472 | 31166.8535 | 34322.6842 | 35860.7173 | 35390.2558 | 32807.9489 | 28383.4972 | 23106.6042 | 17407.3891 | 11881.6675 | 6189.1244 | 4076.4311 | 0 | 0 | 0 | 0 | 0 | 0 | 0 | 0 | 1117.6841 | 3310.6907 | 7132.9225 | 13229.9553 | 22291.1911 | 34972.2221 | 51797.3855 | 73040.6355 | 98607.9123 | 127924.9451 | 159889.7723 | 192894.6983 | 224962.9024 | 254039.5803 | 278354.0475 | 297117.6397 | 310113.3166 | 317630.6462 | 319678.7098 | 319908.2382 | 316495.6233 | 313347.1884 | 310442.3737 | 307762.2345 | 305289.3125 | 0 | 0 | 0 | 6.109757787044524E-05 | 0.00012213005065719122 | 0.00021684743552264618 | 0.00035273207524203284 | 0.0005353980233244384 | 0.0007668043719996088 | 0.0010430645270747246 | 0.001352188355408043 | 0.0016724239486434402 | 0.0019721851221828858 | 0.002212663539261386 | 0.0023538574096619337 | 0.0023636844533312944 | 0.002228171224520929 | 0.001959060851312935 | 0.0016201216780021132 | 0.0012389165772957336 | 0.000857711476589354 | 0.0004526810570888255 | 0.00030178737139255053 | 0 | 0 | 0 | 0 | 0 | 0 | 0 | 0 | 6.109757787044524E-05 | 0.00018322762852763646 | 0.00040007506405028266 | 0.0007528071392923156 | 0.0012882051626167538 | 0.0020550095346163625 | 0.0030980740616910873 | 0.00445026241709913 | 0.00612268636574257 | 0.008094871487925455 | 0.010307535027186841 | 0.012661392436848776 | 0.015025076890180072 | 0.017253248114701 | 0.019212308966013936 | 0.02083243064401605 | 0.022071347221311786 | 0.022929058697901142 | 0.023381739754989965 | 0.023683527126382515 | 0.023683527126382515 | 0.023683527126382515 | 0.023683527126382515 | 0.023683527126382515 | 0.023683527126382515 | Air curtains installed | Air curtains installed | Air curtains installed | Air curtains installed | Air curtains installed | Air curtains installed | Air curtains installed | Air curtains installed | Air curtains installed | Air curtains installed | Air curtains installed | Air curtains installed | Air curtains installed | Air curtains installed | Air curtains installed | Air curtains installed | Air curtains installed | Air curtains installed | Air curtains installed | Air curtains installed | Air curtains installed | Air curtains installed | Air curtains installed | Air curtains installed | Air curtains installed | Air curtains installed | Air curtains installed | Air curtains installed | 5536.2537 | 5536.2537 | 5536.2537 | 5536.2537 | 5536.2537 | 5536.2537 | 5536.2537 | 5536.2537 | 5536.2537 | 5536.2537 | 5536.2537 | 5536.2537 | 5536.2537 | 5536.2537 | 5536.2537 | 5536.2537 | 5536.2537 | 5536.2537 | 5536.2537 | 5536.2537 | 5536.2537 | 5536.2537 | 5536.2537 | 5536.2537 | 5536.2537 | 5536.2537 | 5536.2537 | 5536.2537 | 415 | 415 | 415 | 415 | 415 | 415 | 415 | 415 | 415 | 415 | 415 | 415 | 415 | 415 | 415 | 415 | 415 | 415 | 415 | 415 | 415 | 415 | 415 | 415 | 415 | 415 | 415 | 415 | 0 | 0 | 0 | 954.9714 | 1896.0845 | 3342.0345 | 5393.3534 | 8116.32 | 11516.3289 | 15510.182 | 19899.5641 | 24356.8298 | 28431.0541 | 31590.3549 | 33306.5364 | 33173.6154 | 31042.0143 | 27112.35 | 22286.9554 | 16951.0197 | 11678.6781 | 6137.2879 | 4076.1392 | 7.8173e-14 | 7.7958e-14 | 7.7761e-14 | 7.7581e-14 | 7.7415e-14 | 0 | 0 | 0 | 954.9714 | 2844.6321 | 6165.9233 | 11510.5917 | 19528.4347 | 30863.3682 | 46067.8044 | 65492.5638 | 89169.5136 | 116695.8045 | 147161.4115 | 179155.7664 | 210872.5307 | 240365.5378 | 265888.0374 | 286578.1372 | 301983.0785 | 312204.1643 | 317001.2649 | 319885.3333 | 318929.2625 | 318052.6074 | 317249.0033 | 316512.0592 | 315835.9439 | 0 | 0 | 0 | 5.1932941189878445E-05 | 0.00010381054305861252 | 0.00018432032019424926 | 0.0002998222639557279 | 0.0004550883198257726 | 0.0006517837161996675 | 0.000886604848013516 | 0.0011493601020968365 | 0.001421560356346924 | 0.0016763573538554526 | 0.0018807640083721778 | 0.002000778798212644 | 0.0020091317853316005 | 0.0018939455408427891 | 0.0016652017236159949 | 0.001377103426301796 | 0.0010530790907013737 | 0.0007290547551009508 | 0.00038477889852550184 | 0.00025651926568366786 | 4.934324553889585E-21 | 4.934324553889585E-21 | 4.934324553889585E-21 | 4.934324553889585E-21 | 4.934324553889585E-21 | 0 | 0 | 0 | 5.1932941189878445E-05 | 0.00015574348424849096 | 0.0003400638044427402 | 0.0006398860683984682 | 0.0010949743882242406 | 0.0017467581044239083 | 0.0026333629524374243 | 0.003782723054534261 | 0.005204283410881185 | 0.006880640764736638 | 0.008761404773108815 | 0.010762183571321459 | 0.01277131535665306 | 0.01466526089749585 | 0.016330462621111843 | 0.01770756604741364 | 0.018760645138115012 | 0.019489699893215962 | 0.019874478791741465 | 0.02013099805742513 | 0.02013099805742513 | 0.02013099805742513 | 0.02013099805742513 | 0.02013099805742513 | 0.02013099805742513 | Air curtains installed | Air curtains installed | Air curtains installed | Air curtains installed | Air curtains installed | Air curtains installed | Air curtains installed | Air curtains installed | Air curtains installed | Air curtains installed | Air curtains installed | Air curtains installed | Air curtains installed | Air curtains installed | Air curtains installed | Air curtains installed | Air curtains installed | Air curtains installed | Air curtains installed | Air curtains installed | Air curtains installed | Air curtains installed | Air curtains installed | Air curtains installed | Air curtains installed | Air curtains installed | Air curtains installed | Air curtains installed | 5536.2537 | 5536.2537 | 5536.2537 | 5536.2537 | 5536.2537 | 5536.2537 | 5536.2537 | 5536.2537 | 5536.2537 | 5536.2537 | 5536.2537 | 5536.2537 | 5536.2537 | 5536.2537 | 5536.2537 | 5536.2537 | 5536.2537 | 5536.2537 | 5536.2537 | 5536.2537 | 5536.2537 | 5536.2537 | 5536.2537 | 5536.2537 | 5536.2537 | 5536.2537 | 5536.2537 | 5536.2537 | 415 | 415 | 415 | 415 | 415 | 415 | 415 | 415 | 415 | 415 | 415 | 415 | 415 | 415 | 415 | 415 | 415 | 415 | 415 | 415 | 415 | 415 | 415 | 415 | 415 | 415 | 415 | 415 | 0 | 0 | 0 | 954.9714 | 1896.0845 | 3342.0345 | 5393.3534 | 8116.32 | 11516.3289 | 15510.182 | 19899.5641 | 24356.8298 | 28431.0541 | 31590.3549 | 33306.5364 | 33173.6154 | 31042.0143 | 27112.35 | 22286.9554 | 16951.0197 | 11678.6781 | 6137.2879 | 4076.1392 | 7.8173e-14 | 7.7958e-14 | 7.7761e-14 | 7.7581e-14 | 7.7415e-14 | 0 | 0 | 0 | 954.9714 | 2844.6321 | 6165.9233 | 11510.5917 | 19528.4347 | 30863.3682 | 46067.8044 | 65492.5638 | 89169.5136 | 116695.8045 | 147161.4115 | 179155.7664 | 210872.5307 | 240365.5378 | 265888.0374 | 286578.1372 | 301983.0785 | 312204.1643 | 317001.2649 | 319885.3333 | 318929.2625 | 318052.6074 | 317249.0033 | 316512.0592 | 315835.9439 | 0 | 0 | 0 | 5.1933e-05 | 0.00010381 | 0.00018432032019424926 | 0.0002998222639557279 | 0.0004550883198257726 | 0.0006517837161996675 | 0.000886604848013516 | 0.0011493601020968365 | 0.001421560356346924 | 0.0016763573538554526 | 0.0018807640083721778 | 0.002000778798212644 | 0.0020091317853316005 | 0.0018939455408427891 | 0.0016652017236159949 | 0.001377103426301796 | 0.0010530790907013737 | 0.0007290547551009508 | 0.00038477889852550184 | 0.00025651926568366786 | 4.934324553889585E-21 | 4.934324553889585E-21 | 4.934324553889585E-21 | 4.934324553889585E-21 | 4.934324553889585E-21 | 0 | 0
Industrial Air Curtains_Healthcare_Existing_Air curtains installed | Industrial Air Curtains_Healthcare_Existing | Industrial Air Curtains_Commercial_Existing_No air curtain or other barriers to air on overhead door_Air curtains installed | Commercial | Healthcare | Existing | Space Heating | Natural Gas | Industrial Air Curtains | NEQ | No air curtain or other barriers to air on overhead door | 15 | 15 | 15 | 415 | 0 | 0 | 0.25 | 0.85 | Retro1Slow | 0.012666666666666666 | TBD | A | WCM509 | 0.7 | 0.42 | perbldg | 0.0321 | 1624.7080544206408 | 1624.7081 | 1281.4598739092373 | 1281.4599 | IL TRM v13 - 4.4.33 - Industrial Air Curtain - CI-HVC-AIRC-V07-250101 | IL TRM v13 - 4.4.33 - Industrial Air Curtain - CI-HVC-AIRC-V07-250101 | IL TRM v13 - 4.4.33 - Industrial Air Curtain - CI-HVC-AIRC-V07-250101 | 0 | 0 | 5536.2537 | No air curtain or other barriers to air on overhead door | No air curtain or other barriers to air on overhead door | No air curtain or other barriers to air on overhead door | No air curtain or other barriers to air on overhead door | No air curtain or other barriers to air on overhead door | No air curtain or other barriers to air on overhead door | No air curtain or other barriers to air on overhead door | No air curtain or other barriers to air on overhead door | No air curtain or other barriers to air on overhead door | No air curtain or other barriers to air on overhead door | No air curtain or other barriers to air on overhead door | No air curtain or other barriers to air on overhead door | No air curtain or other barriers to air on overhead door | No air curtain or other barriers to air on overhead door | No air curtain or other barriers to air on overhead door | No air curtain or other barriers to air on overhead door | No air curtain or other barriers to air on overhead door | No air curtain or other barriers to air on overhead door | No air curtain or other barriers to air on overhead door | No air curtain or other barriers to air on overhead door | No air curtain or other barriers to air on overhead door | No air curtain or other barriers to air on overhead door | No air curtain or other barriers to air on overhead door | No air curtain or other barriers to air on overhead door | No air curtain or other barriers to air on overhead door | No air curtain or other barriers to air on overhead door | No air curtain or other barriers to air on overhead door | No air curtain or other barriers to air on overhead door | 0 | 0 | 0 | 63.0645 | 123.9842 | 216.1719 | 344.7514 | 512.1916 | 716.6628 | 950.7742 | 1200.4849 | 1445.0207 | 1657.9342 | 1810.2574 | 1875.4309 | 1835.4524 | 1687.6769 | 1448.4783 | 1170.0523 | 875.0999 | 593.3091 | 307.2245 | 201.2376 | 3.5708e-15 | 3.5184e-15 | 3.4701e-15 | 3.4255e-15 | 3.3843e-15 | 0 | 0 | 0 | 63.0645 | 186.0093 | 398.8287 | 735.7747 | 1232.3689 | 1920.6317 | 2823.9565 | 3950.9826 | 5290.1708 | 6805.0224 | 8432.9546 | 10087.9378 | 11667.2989 | 13068.0746 | 14205.0781 | 15045.1863 | 15589.9389 | 15860.835 | 15868.6628 | 15792.6262 | 15545.4746 | 15317.4369 | 15107.0238 | 14912.8678 | 14733.7079 | 0 | 0 | 0 | 1.5586037490351897E-06 | 3.115546662550024E-06 | 5.531794184884596E-06 | 8.99822143592922E-06 | 1.3658043337642035E-05 | 1.9561236478300593E-05 | 2.660865355139874E-05 | 3.449442537001419E-05 | 4.266365913652393E-05 | 5.031058893600734E-05 | 5.644521121539406E-05 | 6.004707733541806E-05 | 6.0297765949252715E-05 | 5.684081341808095E-05 | 4.997578781140903E-05 | 4.132942432810841E-05 | 3.160485389796524E-05 | 2.1880283467822095E-05 | 1.1547927385794988E-05 | 7.698618257196662E-06 | 1.3877787807814458E-22 | 1.3877787807814458E-22 | 1.3877787807814458E-22 | 1.3877787807814458E-22 | 1.3877787807814458E-22 | 0 | 0 | 0 | 1.5586037490351897E-06 | 4.674150411585214E-06 | 1.020594459646981E-05 | 1.920416603239903E-05 | 3.2862209370041064E-05 | 5.242344584834167E-05 | 7.90320993997404E-05 | 0.0001135265247697546 | 0.0001561901839062785 | 0.00020650077284228586 | 0.0002629459840576799 | 0.00032299306139309795 | 0.00038329082734235066 | 0.00044013164076043166 | 0.0004901074285718407 | 0.0005314368528999491 | 0.0005630417067979143 | 0.0005849219902657365 | 0.0005964699176515314 | 0.0006041685359087281 | 0.0006041685359087281 | 0.0006041685359087281 | 0.0006041685359087281 | 0.0006041685359087281 | 0.0006041685359087281 | Air curtains installed | Air curtains installed | Air curtains installed | Air curtains installed | Air curtains installed | Air curtains installed | Air curtains installed | Air curtains installed | Air curtains installed | Air curtains installed | Air curtains installed | Air curtains installed | Air curtains installed | Air curtains installed | Air curtains installed | Air curtains installed | Air curtains installed | Air curtains installed | Air curtains installed | Air curtains installed | Air curtains installed | Air curtains installed | Air curtains installed | Air curtains installed | Air curtains installed | Air curtains installed | Air curtains installed | Air curtains installed | 5536.2537 | 5536.2537 | 5536.2537 | 5536.2537 | 5536.2537 | 5536.2537 | 5536.2537 | 5536.2537 | 5536.2537 | 5536.2537 | 5536.2537 | 5536.2537 | 5536.2537 | 5536.2537 | 5536.2537 | 5536.2537 | 5536.2537 | 5536.2537 | 5536.2537 | 5536.2537 | 5536.2537 | 5536.2537 | 5536.2537 | 5536.2537 | 5536.2537 | 5536.2537 | 5536.2537 | 5536.2537 | 415 | 415 | 415 | 415 | 415 | 415 | 415 | 415 | 415 | 415 | 415 | 415 | 415 | 415 | 415 | 415 | 415 | 415 | 415 | 415 | 415 | 415 | 415 | 415 | 415 | 415 | 415 | 415 | 0 | 0 | 0 | 54.023 | 107.1036 | 188.4118 | 303.3751 | 455.3833 | 644.2805 | 864.9194 | 1105.7846 | 1348.3806 | 1567.7568 | 1735.0081 | 1822.0282 | 1807.7735 | 1685.4588 | 1467.1482 | 1202.3739 | 912.0761 | 626.9632 | 328.8794 | 218.0612 | 0 | 0 | 0 | 0 | 0 | 0 | 0 | 0 | 54.023 | 160.6839 | 347.6123 | 647.4686 | 1095.6842 | 1726.6496 | 2568.9535 | 3639.3093 | 4936.3747 | 6434.8876 | 8082.4115 | 9800.6849 | 11491.3542 | 13050.8993 | 14388.1716 | 15460.7958 | 16248.6706 | 16760.5031 | 16987.1755 | 17112.9033 | 17037.3073 | 16967.5318 | 16903.2601 | 16844.1034 | 16789.6847 | 0 | 0 | 0 | 1.324813186679911E-06 | 2.6482146631675205E-06 | 4.702025057151907E-06 | 7.648488220539836E-06 | 1.1609336836995728E-05 | 1.6627051006555504E-05 | 2.2617355518688928E-05 | 2.932026156451206E-05 | 3.6264110266045335E-05 | 4.276400059560623E-05 | 4.797842953308495E-05 | 5.104001573510535E-05 | 5.125310105686479E-05 | 4.831469140536882E-05 | 4.2479419639697676E-05 | 3.513001067889215E-05 | 2.6864125813270452E-05 | 1.8598240947648773E-05 | 9.81573827792574E-06 | 6.54382551861716E-06 | 0 | 0 | 0 | 0 | 0 | 0 | 0 | 0 | 1.324813186679911E-06 | 3.9730278498474315E-06 | 8.675052906999339E-06 | 1.6323541127539173E-05 | 2.7932877964534905E-05 | 4.455992897109041E-05 | 6.717728448977933E-05 | 9.64975460542914E-05 | 0.00013276165632033674 | 0.00017552565691594297 | 0.00022350408644902794 | 0.00027454410218413327 | 0.00032579720324099804 | 0.00037411189464636686 | 0.0004165913142860645 | 0.00045172132496495667 | 0.00047858545077822715 | 0.0004971836917258759 | 0.0005069994300038016 | 0.0005135432555224187 | 0.0005135432555224187 | 0.0005135432555224187 | 0.0005135432555224187 | 0.0005135432555224187 | 0.0005135432555224187 | Air curtains installed | Air curtains installed | Air curtains installed | Air curtains installed | Air curtains installed | Air curtains installed | Air curtains installed | Air curtains installed | Air curtains installed | Air curtains installed | Air curtains installed | Air curtains installed | Air curtains installed | Air curtains installed | Air curtains installed | Air curtains installed | Air curtains installed | Air curtains installed | Air curtains installed | Air curtains installed | Air curtains installed | Air curtains installed | Air curtains installed | Air curtains installed | Air curtains installed | Air curtains installed | Air curtains installed | Air curtains installed | 5536.2537 | 5536.2537 | 5536.2537 | 5536.2537 | 5536.2537 | 5536.2537 | 5536.2537 | 5536.2537 | 5536.2537 | 5536.2537 | 5536.2537 | 5536.2537 | 5536.2537 | 5536.2537 | 5536.2537 | 5536.2537 | 5536.2537 | 5536.2537 | 5536.2537 | 5536.2537 | 5536.2537 | 5536.2537 | 5536.2537 | 5536.2537 | 5536.2537 | 5536.2537 | 5536.2537 | 5536.2537 | 415 | 415 | 415 | 415 | 415 | 415 | 415 | 415 | 415 | 415 | 415 | 415 | 415 | 415 | 415 | 415 | 415 | 415 | 415 | 415 | 415 | 415 | 415 | 415 | 415 | 415 | 415 | 415 | 0 | 0 | 0 | 54.0017 | 107.0043 | 188.0977 | 302.5564 | 453.4911 | 640.2661 | 857.0887 | 1091.7274 | 1325.1312 | 1532.2865 | 1685.033 | 1756.9947 | 1729.6264 | 1598.925 | 1379.1697 | 1119.3731 | 840.9096 | 572.4569 | 297.3883 | 195.2764 | 0 | 0 | 0 | 0 | 0 | 0 | 0 | 0 | 54.0017 | 160.5349 | 347.0329 | 645.7214 | 1091.1314 | 1715.8912 | 2545.6952 | 3593.045 | 4851.2596 | 6289.2992 | 7849.6056 | 9450.8698 | 10994.6022 | 12380.8478 | 13525.3763 | 14393.5251 | 14980.8374 | 15303.3954 | 15360.6045 | 15324.8127 | 15109.5312 | 14902.3417 | 14702.8718 | 14510.9479 | 14326.6459 | 0 | 0 | 0 | 1.3248e-06 | 2.6482e-06 | 4.702025057151907E-06 | 7.648488220539836E-06 | 1.1609336836995728E-05 | 1.6627051006555504E-05 | 2.2617355518688928E-05 | 2.932026156451206E-05 | 3.6264110266045335E-05 | 4.276400059560623E-05 | 4.797842953308495E-05 | 5.104001573510535E-05 | 5.125310105686479E-05 | 4.831469140536882E-05 | 4.2479419639697676E-05 | 3.513001067889215E-05 | 2.6864125813270452E-05 | 1.8598240947648773E-05 | 9.81573827792574E-06 | 6.54382551861716E-06 | 0 | 0 | 0 | 0 | 0 | 0 | 0
Insulation - Wall Cavity_Office_Existing_R-20+4ci | Insulation - Wall Cavity_Office_Existing | Insulation - Wall Cavity_Commercial_Existing_Existing/Assumed R-13_R-20+4ci | Commercial | Office | Existing | Space Heating | Natural Gas | Insulation - Wall Cavity | NEQ | Existing/Assumed R-13 | 45 | 45 | 45 | 0.11551 | 0 | 0 | 0.15 | 0.5 | Retro3Slow | 0.004128203794943829 | TBD | A | WCM2 | 0.6667904986756531 | 0.40007429920539184 | sqft wall | 0.0321 | 1470.7088771680465 | 1470.7089 | 1120.6887590696113 | 1120.6888 | Regional Technical Forum. ComWeatherizationSchool - UES Workbook, Version 4.1. Northwest Power and Conservation Council. July 18, 2023. | Regional Technical Forum. ComWeatherizationSchool_v4_1 ¦ ResMFWeatherization_v6_1 - AEG Adjusted | AEG BEST | 0 | 0 | 2.9994 | Existing/Assumed R-13 | Existing/Assumed R-13 | Existing/Assumed R-13 | Existing/Assumed R-13 | Existing/Assumed R-13 | Existing/Assumed R-13 | Existing/Assumed R-13 | Existing/Assumed R-13 | Existing/Assumed R-13 | Existing/Assumed R-13 | Existing/Assumed R-13 | Existing/Assumed R-13 | Existing/Assumed R-13 | Existing/Assumed R-13 | Existing/Assumed R-13 | Existing/Assumed R-13 | Existing/Assumed R-13 | Existing/Assumed R-13 | Existing/Assumed R-13 | Existing/Assumed R-13 | Existing/Assumed R-13 | Existing/Assumed R-13 | Existing/Assumed R-13 | Existing/Assumed R-13 | Existing/Assumed R-13 | Existing/Assumed R-13 | Existing/Assumed R-13 | Existing/Assumed R-13 | 0 | 0 | 0 | 3623.6001 | 5617.2094 | 11067.8087 | 19063.4189 | 29160.1373 | 40104.2843 | 50100.2622 | 57338.3488 | 60559.357 | 59394.1214 | 54383.7206 | 46704.3864 | 37764.944 | 28849.0927 | 20882.3762 | 14360.433 | 9410.5129 | 5890.2093 | 2960.17 | 1945.2067 | 0 | 0 | 0 | 0 | 0 | 0 | 0 | 0 | 3623.6001 | 9190.7089 | 20122.2162 | 38868.5132 | 67381.0605 | 106297.124 | 154436.5527 | 208836.9044 | 265372.8843 | 319660.909 | 367985.2751 | 407873.949 | 438242.3577 | 459278.6973 | 472062.1509 | 478115.601 | 479380.2925 | 477401.6716 | 473011.0953 | 468187.5265 | 462132.2223 | 456545.4271 | 451390.7139 | 446634.5131 | 442245.8851 | 0 | 0 | 0 | 7905.37616789834 | 12426.517568394198 | 24853.0351367884 | 43492.8114893797 | 67655.48453903507 | 94717.67835464902 | 120549.7724513716 | 140641.40119326685 | 151459.9705158258 | 151459.97051582576 | 141362.63914810415 | 123692.30925459103 | 101864.25468025138 | 79227.75364019562 | 58378.344787512695 | 40864.84135125874 | 27243.22756750582 | 17336.5993611401 | 8848.891192267252 | 5899.260794844837 | 0 | 0 | 0 | 0 | 0 | 0 | 0 | 0 | 7905.37616789834 | 20331.89373629254 | 45184.928873080935 | 88677.74036246065 | 156333.2249014957 | 251050.90325614472 | 371600.6757075164 | 512242.07690078317 | 663702.0474166089 | 815162.0179324347 | 956524.6570805388 | 1080216.9663351297 | 1182081.2210153812 | 1261308.9746555765 | 1319687.3194430894 | 1360552.160794348 | 1387795.3883618538 | 1405131.9877229938 | 1413980.8789152612 | 1419880.139710106 | 1419880.139710106 | 1419880.139710106 | 1419880.139710106 | 1419880.139710106 | 1419880.139710106 | R-20+4ci | R-20+4ci | R-20+4ci | R-20+4ci | R-20+4ci | R-20+4ci | R-20+4ci | R-20+4ci | R-20+4ci | R-20+4ci | R-20+4ci | R-20+4ci | R-20+4ci | R-20+4ci | R-20+4ci | R-20+4ci | R-20+4ci | R-20+4ci | R-20+4ci | R-20+4ci | R-20+4ci | R-20+4ci | R-20+4ci | R-20+4ci | R-20+4ci | R-20+4ci | R-20+4ci | R-20+4ci | 2.9994 | 2.9994 | 2.9994 | 2.9994 | 2.9994 | 2.9994 | 2.9994 | 2.9994 | 2.9994 | 2.9994 | 2.9994 | 2.9994 | 2.9994 | 2.9994 | 2.9994 | 2.9994 | 2.9994 | 2.9994 | 2.9994 | 2.9994 | 2.9994 | 2.9994 | 2.9994 | 2.9994 | 2.9994 | 2.9994 | 2.9994 | 2.9994 | 0.1155 | 0.1155 | 0.1155 | 0.1155 | 0.1155 | 0.1155 | 0.1155 | 0.1155 | 0.1155 | 0.1155 | 0.1155 | 0.1155 | 0.1155 | 0.1155 | 0.1155 | 0.1155 | 0.1155 | 0.1155 | 0.1155 | 0.1155 | 0.1155 | 0.1155 | 0.1155 | 0.1155 | 0.1155 | 0.1155 | 0.1155 | 0.1155 | 0 | 0 | 0 | 0 | 0 | 0 | 0 | 0 | 0 | 0 | 0 | 0 | 0 | 0 | 0 | 0 | 0 | 0 | 0 | 0 | 0 | 0 | 0 | 0 | 0 | 0 | 0 | 0 | 0 | 0 | 0 | 0 | 0 | 0 | 0 | 0 | 0 | 0 | 0 | 0 | 0 | 0 | 0 | 0 | 0 | 0 | 0 | 0 | 0 | 0 | 0 | 0 | 0 | 0 | 0 | 0 | 0 | 0 | 0 | 0 | 0 | 0 | 0 | 0 | 0 | 0 | 0 | 0 | 0 | 0 | 0 | 0 | 0 | 0 | 0 | 0 | 0 | 0 | 0 | 0 | 0 | 0 | 0 | 0 | 0 | 0 | 0 | 0 | 0 | 0 | 0 | 0 | 0 | 0 | 0 | 0 | 0 | 0 | 0 | 0 | 0 | 0 | 0 | 0 | 0 | 0 | 0 | 0 | 0 | 0 | 0 | 0 | R-20+4ci | R-20+4ci | R-20+4ci | R-20+4ci | R-20+4ci | R-20+4ci | R-20+4ci | R-20+4ci | R-20+4ci | R-20+4ci | R-20+4ci | R-20+4ci | R-20+4ci | R-20+4ci | R-20+4ci | R-20+4ci | R-20+4ci | R-20+4ci | R-20+4ci | R-20+4ci | R-20+4ci | R-20+4ci | R-20+4ci | R-20+4ci | R-20+4ci | R-20+4ci | R-20+4ci | R-20+4ci | 2.9994 | 2.9994 | 2.9994 | 2.9994 | 2.9994 | 2.9994 | 2.9994 | 2.9994 | 2.9994 | 2.9994 | 2.9994 | 2.9994 | 2.9994 | 2.9994 | 2.9994 | 2.9994 | 2.9994 | 2.9994 | 2.9994 | 2.9994 | 2.9994 | 2.9994 | 2.9994 | 2.9994 | 2.9994 | 2.9994 | 2.9994 | 2.9994 | 0.1155 | 0.1155 | 0.1155 | 0.1155 | 0.1155 | 0.1155 | 0.1155 | 0.1155 | 0.1155 | 0.1155 | 0.1155 | 0.1155 | 0.1155 | 0.1155 | 0.1155 | 0.1155 | 0.1155 | 0.1155 | 0.1155 | 0.1155 | 0.1155 | 0.1155 | 0.1155 | 0.1155 | 0.1155 | 0.1155 | 0.1155 | 0.1155 | 0 | 0 | 0 | 3099.0675 | 4835.3279 | 9592.6341 | 16642.1846 | 25650.7288 | 35561.8834 | 44802.2104 | 51729.9141 | 55139.5927 | 54594.2407 | 50477.1661 | 43782.6198 | 35764.5424 | 27607.4148 | 20198.6947 | 14044.2089 | 9303.5834 | 5885.2785 | 2987.3934 | 1981.6495 | 2.206e-14 | 2.1973e-14 | 2.1892e-14 | 2.1818e-14 | 2.175e-14 | 0 | 0 | 0 | 3099.0675 | 7911.4179 | 17440.2235 | 33931.8448 | 59271.7823 | 94257.4089 | 138105.0442 | 188409.9448 | 241623.3176 | 293827.8099 | 341551.7301 | 382357.8767 | 415028.7462 | 439511.137 | 456607.0065 | 467587.2482 | 473933.2042 | 477002.0332 | 477361.1822 | 476958.8718 | 474924.1106 | 473043.5664 | 471309.4595 | 469712.4187 | 468242.9963 | 0 | 0 | 0 | 6719.5697 | 10562.5399 | 21125.079866270138 | 36968.88976597275 | 57507.1618581798 | 80510.02660145167 | 102467.30658366586 | 119545.1910142768 | 128740.9749384519 | 128740.97493845188 | 120158.24327588853 | 105138.46286640239 | 86584.61647821365 | 67343.59059416626 | 49621.59306938579 | 34735.11514856993 | 23156.743432379943 | 14736.109456969085 | 7521.557513427165 | 5014.371675618112 | 5.606068498309469E-14 | 5.606068498309469E-14 | 5.606068498309469E-14 | 5.606068498309469E-14 | 5.606068498309469E-14 | 0 | 0
Pool Heater - Night Covers_Retail_Existing_pool cover with a 5 year warranty | Pool Heater - Night Covers_Retail_Existing | Pool Heater - Night Covers_Commercial_Existing_uncovered pool that operates all year (indoor) or during summer (outdoor)_pool cover with a 5 year warranty | Commercial | Retail | Existing | Miscellaneous | Natural Gas | Pool Heater - Night Covers | NEQ | uncovered pool that operates all year (indoor) or during summer (outdoor) | 6 | 6 | 6 | 0.87087 | 0 | 0 | 0.05 | 0.1 | RetroEven20 | 0.03333333333333333 | TBD | A | WCM244 | 0.7 | 0.42 | sqft pool | 0.0321 | 1715.4825119919215 | 1715.4825 | 1470.4780173088777 | 1470.478 | IL TRM v13 - 4.3.4 - Commercial Pool Covers - CI-HWE-PLCV-V06-250101 | IL TRM v13 - 4.3.4 - Commercial Pool Covers - CI-HWE-PLCV-V06-250101 | IL TRM v13 - 4.3.4 - Commercial Pool Covers - CI-HWE-PLCV-V06-250101 | 0 | 0 | 6.3567 | uncovered pool that operates all year (indoor) or during summer (outdoor) | uncovered pool that operates all year (indoor) or during summer (outdoor) | uncovered pool that operates all year (indoor) or during summer (outdoor) | uncovered pool that operates all year (indoor) or during summer (outdoor) | uncovered pool that operates all year (indoor) or during summer (outdoor) | uncovered pool that operates all year (indoor) or during summer (outdoor) | uncovered pool that operates all year (indoor) or during summer (outdoor) | uncovered pool that operates all year (indoor) or during summer (outdoor) | uncovered pool that operates all year (indoor) or during summer (outdoor) | uncovered pool that operates all year (indoor) or during summer (outdoor) | uncovered pool that operates all year (indoor) or during summer (outdoor) | uncovered pool that operates all year (indoor) or during summer (outdoor) | uncovered pool that operates all year (indoor) or during summer (outdoor) | uncovered pool that operates all year (indoor) or during summer (outdoor) | uncovered pool that operates all year (indoor) or during summer (outdoor) | uncovered pool that operates all year (indoor) or during summer (outdoor) | uncovered pool that operates all year (indoor) or during summer (outdoor) | uncovered pool that operates all year (indoor) or during summer (outdoor) | uncovered pool that operates all year (indoor) or during summer (outdoor) | uncovered pool that operates all year (indoor) or during summer (outdoor) | uncovered pool that operates all year (indoor) or during summer (outdoor) | uncovered pool that operates all year (indoor) or during summer (outdoor) | uncovered pool that operates all year (indoor) or during summer (outdoor) | uncovered pool that operates all year (indoor) or during summer (outdoor) | uncovered pool that operates all year (indoor) or during summer (outdoor) | uncovered pool that operates all year (indoor) or during summer (outdoor) | uncovered pool that operates all year (indoor) or during summer (outdoor) | uncovered pool that operates all year (indoor) or during summer (outdoor) | 0 | 0 | 0 | 38.4159 | 38.1106 | 37.7803 | 37.429 | 37.0596 | 36.6748 | 36.2768 | 35.9063 | 35.554 | 35.252 | 34.9931 | 34.7711 | 34.5809 | 34.4178 | 34.2185 | 34.0362 | 33.9509 | 33.8777 | 33.8151 | 22.5076 | 0 | 0 | 0 | 0 | 0 | 0 | 0 | 0 | 38.4159 | 76.2213 | 113.341 | 149.716 | 185.2982 | 220.0489 | 253.9373 | 287.2507 | 319.9862 | 352.52 | 384.9237 | 417.2535 | 449.5516 | 481.8497 | 513.2769 | 544.5793 | 577.1645 | 609.7984 | 642.4869 | 663.9752 | 663.0708 | 662.2957 | 661.6313 | 661.0618 | 660.5736 | 0 | 0 | 0 | 0.555375931288532 | 0.5553759312885319 | 0.5553759312885321 | 0.5553759312885319 | 0.5553759312885319 | 0.5553759312885321 | 0.5553759312885319 | 0.5553759312885319 | 0.5553759312885319 | 0.5553759312885319 | 0.5553759312885317 | 0.5553759312885319 | 0.5553759312885319 | 0.5553759312885319 | 0.5553759312885319 | 0.5553759312885319 | 0.555375931288532 | 0.5553759312885317 | 0.5553759312885319 | 0.3702506208590214 | 0 | 0 | 0 | 0 | 0 | 0 | 0 | 0 | 0.555375931288532 | 1.1107518625770638 | 1.6661277938655958 | 2.2215037251541276 | 2.7768796564426594 | 3.3322555877311917 | 3.8876315190197235 | 4.443007450308255 | 4.9983833815967875 | 5.553759312885319 | 6.109135244173851 | 6.664511175462383 | 7.219887106750915 | 7.775263038039447 | 8.330638969327978 | 8.88601490061651 | 9.441390831905043 | 9.996766763193575 | 10.552142694482107 | 10.922393315341127 | 10.922393315341127 | 10.922393315341127 | 10.922393315341127 | 10.922393315341127 | 10.922393315341127 | pool cover with a 5 year warranty | pool cover with a 5 year warranty | pool cover with a 5 year warranty | pool cover with a 5 year warranty | pool cover with a 5 year warranty | pool cover with a 5 year warranty | pool cover with a 5 year warranty | pool cover with a 5 year warranty | pool cover with a 5 year warranty | pool cover with a 5 year warranty | pool cover with a 5 year warranty | pool cover with a 5 year warranty | pool cover with a 5 year warranty | pool cover with a 5 year warranty | pool cover with a 5 year warranty | pool cover with a 5 year warranty | pool cover with a 5 year warranty | pool cover with a 5 year warranty | pool cover with a 5 year warranty | pool cover with a 5 year warranty | pool cover with a 5 year warranty | pool cover with a 5 year warranty | pool cover with a 5 year warranty | pool cover with a 5 year warranty | pool cover with a 5 year warranty | pool cover with a 5 year warranty | pool cover with a 5 year warranty | pool cover with a 5 year warranty | 6.3567 | 6.3567 | 6.3567 | 6.3567 | 6.3567 | 6.3567 | 6.3567 | 6.3567 | 6.3567 | 6.3567 | 6.3567 | 6.3567 | 6.3567 | 6.3567 | 6.3567 | 6.3567 | 6.3567 | 6.3567 | 6.3567 | 6.3567 | 6.3567 | 6.3567 | 6.3567 | 6.3567 | 6.3567 | 6.3567 | 6.3567 | 6.3567 | 0.8709 | 0.8709 | 0.8709 | 0.8709 | 0.8709 | 0.8709 | 0.8709 | 0.8709 | 0.8709 | 0.8709 | 0.8709 | 0.8709 | 0.8709 | 0.8709 | 0.8709 | 0.8709 | 0.8709 | 0.8709 | 0.8709 | 0.8709 | 0.8709 | 0.8709 | 0.8709 | 0.8709 | 0.8709 | 0.8709 | 0.8709 | 0.8709 | 0 | 0 | 0 | 0 | 0 | 0 | 0 | 32.6847 | 32.5871 | 32.4662 | 32.3319 | 32.1819 | 32.0151 | 31.8314 | 31.6387 | 31.4384 | 31.2329 | 30.9833 | 30.7319 | 30.4863 | 30.252 | 30.0473 | 29.8597 | 29.6912 | 29.5439 | 29.4181 | 19.545 | 0 | 0 | 0 | 0 | 0 | 0 | 0 | 0 | 32.6847 | 65.1743 | 97.3986 | 129.3276 | 160.9097 | 192.0907 | 222.8198 | 253.1095 | 282.9457 | 312.3286 | 340.8167 | 368.783 | 396.3215 | 423.528 | 450.7099 | 477.7558 | 504.7511 | 531.7899 | 558.9436 | 576.5772 | 575.015 | 0 | 0 | 0 | 0 | 0 | 0 | 0 | 0.47206954159525205 | 0.4720695415952523 | 0.47206954159525205 | 0.47206954159525205 | 0.47206954159525205 | 0.472069541595252 | 0.4720695415952519 | 0.47206954159525205 | 0.47206954159525205 | 0.47206954159525205 | 0.47206954159525205 | 0.472069541595252 | 0.47206954159525216 | 0.4720695415952519 | 0.47206954159525205 | 0.4720695415952523 | 0.47206954159525205 | 0.472069541595252 | 0.472069541595252 | 0.3147130277301681 | 0 | 0 | 0 | 0 | 0 | 0 | 0 | 0 | 0.47206954159525205 | 0.9441390831905043 | 1.4162086247857564 | 1.8882781663810082 | 2.3603477079762603 | 2.8324172495715123 | 3.304486791166764 | 3.776556332762016 | 4.248625874357268 | 4.72069541595252 | 5.192764957547772 | 5.664834499143024 | 6.136904040738276 | 6.608973582333528 | 7.081043123928779 | 7.553112665524032 | 8.025182207119284 | 8.497251748714536 | 8.969321290309788 | 9.284034318039955 | 9.284034318039955 | pool cover with a 5 year warranty | pool cover with a 5 year warranty | pool cover with a 5 year warranty | pool cover with a 5 year warranty | pool cover with a 5 year warranty | pool cover with a 5 year warranty | pool cover with a 5 year warranty | pool cover with a 5 year warranty | pool cover with a 5 year warranty | pool cover with a 5 year warranty | pool cover with a 5 year warranty | pool cover with a 5 year warranty | pool cover with a 5 year warranty | pool cover with a 5 year warranty | pool cover with a 5 year warranty | pool cover with a 5 year warranty | pool cover with a 5 year warranty | pool cover with a 5 year warranty | pool cover with a 5 year warranty | pool cover with a 5 year warranty | pool cover with a 5 year warranty | pool cover with a 5 year warranty | pool cover with a 5 year warranty | pool cover with a 5 year warranty | pool cover with a 5 year warranty | pool cover with a 5 year warranty | pool cover with a 5 year warranty | pool cover with a 5 year warranty | 6.3567 | 6.3567 | 6.3567 | 6.3567 | 6.3567 | 6.3567 | 6.3567 | 6.3567 | 6.3567 | 6.3567 | 6.3567 | 6.3567 | 6.3567 | 6.3567 | 6.3567 | 6.3567 | 6.3567 | 6.3567 | 6.3567 | 6.3567 | 6.3567 | 6.3567 | 6.3567 | 6.3567 | 6.3567 | 6.3567 | 6.3567 | 6.3567 | 0.8709 | 0.8709 | 0.8709 | 0.8709 | 0.8709 | 0.8709 | 0.8709 | 0.8709 | 0.8709 | 0.8709 | 0.8709 | 0.8709 | 0.8709 | 0.8709 | 0.8709 | 0.8709 | 0.8709 | 0.8709 | 0.8709 | 0.8709 | 0.8709 | 0.8709 | 0.8709 | 0.8709 | 0.8709 | 0.8709 | 0.8709 | 0.8709 | 0 | 0 | 0 | 32.8876 | 32.8845 | 32.8291 | 32.7638 | 32.6847 | 32.5871 | 32.4662 | 32.3319 | 32.1819 | 32.0151 | 31.8314 | 31.6387 | 31.4384 | 31.2329 | 30.9833 | 30.7319 | 30.4863 | 30.252 | 30.0473 | 19.9065 | 0 | 0 | 0 | 0 | 0 | 0 | 0 | 0 | 32.8876 | 65.769 | 98.4873 | 131.0552 | 163.4236 | 195.5229 | 227.2633 | 258.6553 | 289.6374 | 320.1512 | 350.1454 | 379.6643 | 408.6993 | 437.26 | 464.7501 | 491.7107 | 518.2665 | 544.536 | 570.8992 | 587.2416 | 583.9277 | 581.0297 | 578.5557 | 576.5772 | 575.015 | 0 | 0 | 0 | 0.47207 | 0.47207 | 0.4720695415952523 | 0.472069541595252 | 0.47206954159525205 | 0.4720695415952523 | 0.47206954159525205 | 0.47206954159525205 | 0.47206954159525205 | 0.472069541595252 | 0.4720695415952519 | 0.47206954159525205 | 0.47206954159525205 | 0.47206954159525205 | 0.47206954159525205 | 0.472069541595252 | 0.47206954159525216 | 0.4720695415952519 | 0.47206954159525205 | 0.3147130277301682 | 0 | 0 | 0 | 0 | 0 | 0 | 0
Gas Boiler - High Turndown Burner_Retail_Existing_10:1 Turndown or greater | Gas Boiler - High Turndown Burner_Retail_Existing | Gas Boiler - High Turndown Burner_Commercial_Existing_6:1 turndown or less_10:1 Turndown or greater | Commercial | Retail | Existing | Space Heating | Natural Gas | Gas Boiler - High Turndown Burner | NEQ | 6:1 turndown or less | 21 | 21 | 21 | 0.19136 | 0 | 0 | 0.25 | 0.5 | Retro5Med | 8.35569166605469E-06 | TBD | A | WCM220 | 0.7 | 0.42 | kBtuh heat | 0.0321 | 1591.24608752318 | 1591.2461 | 1255.0673366380015 | 1255.0673 | IL TRM v13 - 4.4.20 - High Turndown Burner for Space Heating Boilers - CI-HVC-HTBC-V07-250101_x000D_ | IL TRM v13 - 4.4.20 - High Turndown Burner for Space Heating Boilers - CI-HVC-HTBC-V07-250101_x000D_ | IL TRM v13 - 4.4.20 - High Turndown Burner for Space Heating Boilers - CI-HVC-HTBC-V07-250101_x000D_ | 0 | 0 | 3.2523 | 6:1 turndown or less | 6:1 turndown or less | 6:1 turndown or less | 6:1 turndown or less | 6:1 turndown or less | 6:1 turndown or less | 6:1 turndown or less | 6:1 turndown or less | 6:1 turndown or less | 6:1 turndown or less | 6:1 turndown or less | 6:1 turndown or less | 6:1 turndown or less | 6:1 turndown or less | 6:1 turndown or less | 6:1 turndown or less | 6:1 turndown or less | 6:1 turndown or less | 6:1 turndown or less | 6:1 turndown or less | 6:1 turndown or less | 6:1 turndown or less | 6:1 turndown or less | 6:1 turndown or less | 6:1 turndown or less | 6:1 turndown or less | 6:1 turndown or less | 6:1 turndown or less | 0 | 0 | 0 | 244.2181 | 292.708 | 348.6016 | 392.6438 | 433.1339 | 487.8656 | 513.933 | 503.0198 | 453.8703 | 373.8087 | 277.7334 | 176.9825 | 99.2076 | 46.2122 | 18.9418 | 6.6762 | 2.0242 | 0.42902 | 0.038483 | 0.025042 | 0 | 0 | 0 | 0 | 0 | 0 | 0 | 0 | 244.2181 | 531.1005 | 865.4865 | 1232.4061 | 1625.0174 | 2053.4513 | 2485.8014 | 2884.6628 | 3215.8192 | 3455.0135 | 3594.9674 | 3638.4199 | 3611.7091 | 3540.3903 | 3448.9585 | 3349.5963 | 3253.4529 | 3164.1319 | 3083.3314 | 3009.6684 | 2943.4783 | 2882.5753 | 2826.5245 | 2774.9285 | 2727.424 | 0 | 0 | 0 | 85.34705886177757 | 104.79257697508282 | 128.23544746398576 | 148.861149177519 | 169.79499136160226 | 198.51075474851598 | 217.7693807334695 | 222.46680498366297 | 209.6482652553024 | 180.210441810601 | 139.45444840514227 | 92.29391249006183 | 53.59001370390686 | 25.802599190769975 | 10.916484273018067 | 3.9696306447338423 | 1.2399340190146066 | 0.2702493160947477 | 0.024876757271638402 | 0.016584504847758925 | 0 | 0 | 0 | 0 | 0 | 0 | 0 | 0 | 85.34705886177757 | 190.1396358368604 | 318.37508330084614 | 467.2362324783652 | 637.0312238399674 | 835.5419785884834 | 1053.311359321953 | 1275.778164305616 | 1485.4264295609182 | 1665.6368713715194 | 1805.0913197766615 | 1897.3852322667233 | 1950.97524597063 | 1976.7778451614001 | 1987.6943294344183 | 1991.6639600791523 | 1992.9038940981668 | 1993.1741434142616 | 1993.1990201715332 | 1993.2156046763812 | 1993.2156046763812 | 1993.2156046763812 | 1993.2156046763812 | 1993.2156046763812 | 1993.2156046763812 | 10:1 Turndown or greater | 10:1 Turndown or greater | 10:1 Turndown or greater | 10:1 Turndown or greater | 10:1 Turndown or greater | 10:1 Turndown or greater | 10:1 Turndown or greater | 10:1 Turndown or greater | 10:1 Turndown or greater | 10:1 Turndown or greater | 10:1 Turndown or greater | 10:1 Turndown or greater | 10:1 Turndown or greater | 10:1 Turndown or greater | 10:1 Turndown or greater | 10:1 Turndown or greater | 10:1 Turndown or greater | 10:1 Turndown or greater | 10:1 Turndown or greater | 10:1 Turndown or greater | 10:1 Turndown or greater | 10:1 Turndown or greater | 10:1 Turndown or greater | 10:1 Turndown or greater | 10:1 Turndown or greater | 10:1 Turndown or greater | 10:1 Turndown or greater | 10:1 Turndown or greater | 3.2523 | 3.2523 | 3.2523 | 3.2523 | 3.2523 | 3.2523 | 3.2523 | 3.2523 | 3.2523 | 3.2523 | 3.2523 | 3.2523 | 3.2523 | 3.2523 | 3.2523 | 3.2523 | 3.2523 | 3.2523 | 3.2523 | 3.2523 | 3.2523 | 3.2523 | 3.2523 | 3.2523 | 3.2523 | 3.2523 | 3.2523 | 3.2523 | 0.1914 | 0.1914 | 0.1914 | 0.1914 | 0.1914 | 0.1914 | 0.1914 | 0.1914 | 0.1914 | 0.1914 | 0.1914 | 0.1914 | 0.1914 | 0.1914 | 0.1914 | 0.1914 | 0.1914 | 0.1914 | 0.1914 | 0.1914 | 0.1914 | 0.1914 | 0.1914 | 0.1914 | 0.1914 | 0.1914 | 0.1914 | 0.1914 | 0 | 0 | 0 | 0 | 0 | 0 | 0 | 0 | 0 | 0 | 0 | 0 | 0 | 0 | 0 | 0 | 0 | 0 | 0 | 0 | 0 | 0 | 0 | 0 | 0 | 0 | 0 | 0 | 0 | 0 | 0 | 0 | 0 | 0 | 0 | 0 | 0 | 0 | 0 | 0 | 0 | 0 | 0 | 0 | 0 | 0 | 0 | 0 | 0 | 0 | 0 | 0 | 0 | 0 | 0 | 0 | 0 | 0 | 0 | 0 | 0 | 0 | 0 | 0 | 0 | 0 | 0 | 0 | 0 | 0 | 0 | 0 | 0 | 0 | 0 | 0 | 0 | 0 | 0 | 0 | 0 | 0 | 0 | 0 | 0 | 0 | 0 | 0 | 0 | 0 | 0 | 0 | 0 | 0 | 0 | 0 | 0 | 0 | 0 | 0 | 0 | 0 | 0 | 0 | 0 | 0 | 0 | 0 | 0 | 0 | 0 | 0 | 10:1 Turndown or greater | 10:1 Turndown or greater | 10:1 Turndown or greater | 10:1 Turndown or greater | 10:1 Turndown or greater | 10:1 Turndown or greater | 10:1 Turndown or greater | 10:1 Turndown or greater | 10:1 Turndown or greater | 10:1 Turndown or greater | 10:1 Turndown or greater | 10:1 Turndown or greater | 10:1 Turndown or greater | 10:1 Turndown or greater | 10:1 Turndown or greater | 10:1 Turndown or greater | 10:1 Turndown or greater | 10:1 Turndown or greater | 10:1 Turndown or greater | 10:1 Turndown or greater | 10:1 Turndown or greater | 10:1 Turndown or greater | 10:1 Turndown or greater | 10:1 Turndown or greater | 10:1 Turndown or greater | 10:1 Turndown or greater | 10:1 Turndown or greater | 10:1 Turndown or greater | 3.2523 | 3.2523 | 3.2523 | 3.2523 | 3.2523 | 3.2523 | 3.2523 | 3.2523 | 3.2523 | 3.2523 | 3.2523 | 3.2523 | 3.2523 | 3.2523 | 3.2523 | 3.2523 | 3.2523 | 3.2523 | 3.2523 | 3.2523 | 3.2523 | 3.2523 | 3.2523 | 3.2523 | 3.2523 | 3.2523 | 3.2523 | 3.2523 | 0.1914 | 0.1914 | 0.1914 | 0.1914 | 0.1914 | 0.1914 | 0.1914 | 0.1914 | 0.1914 | 0.1914 | 0.1914 | 0.1914 | 0.1914 | 0.1914 | 0.1914 | 0.1914 | 0.1914 | 0.1914 | 0.1914 | 0.1914 | 0.1914 | 0.1914 | 0.1914 | 0.1914 | 0.1914 | 0.1914 | 0.1914 | 0.1914 | 0 | 0 | 0 | 210.0031 | 254.8782 | 307.6933 | 351.65 | 393.9966 | 451.2323 | 483.8137 | 482.5815 | 444.0628 | 373.1875 | 282.9739 | 184.0465 | 105.3154 | 50.0929 | 20.9751 | 7.5576 | 2.3418 | 0.50684 | 0.046376 | 0.030752 | 4.8827e-19 | 4.863e-19 | 4.8453e-19 | 4.8293e-19 | 4.8149e-19 | 0 | 0 | 0 | 210.0031 | 462.4608 | 763.9221 | 1103.7373 | 1478.1834 | 1899.26 | 2340.12 | 2767.4553 | 3146.3302 | 3449.2725 | 3662.8 | 3783.642 | 3834.0665 | 3837.6948 | 3819.1885 | 3791.828 | 3763.8597 | 3738.1298 | 3715.7609 | 3695.9994 | 3679.6012 | 3664.7619 | 3651.3708 | 3639.3039 | 3628.455 | 0 | 0 | 0 | 72.545 | 89.0737 | 109.0001303443879 | 126.53197680089117 | 144.32574265736193 | 168.7341415362386 | 185.1039736234491 | 189.0967842361135 | 178.20102546700699 | 153.1788755390109 | 118.53628114437093 | 78.44982561655256 | 45.551511648320826 | 21.932209312154477 | 9.279011632065355 | 3.3741860480237658 | 1.053943916162416 | 0.22971191868053567 | 0.021145243680892652 | 0.014096829120595095 | 2.2482016248659424E-19 | 2.2482016248659424E-19 | 2.2482016248659424E-19 | 2.2482016248659424E-19 | 2.2482016248659424E-19 | 0 | 0
Insulation - Wall Cavity_Retail_Existing_R-20+4ci | Insulation - Wall Cavity_Retail_Existing | Insulation - Wall Cavity_Commercial_Existing_Existing/Assumed R-13_R-20+4ci | Commercial | Retail | Existing | Space Heating | Natural Gas | Insulation - Wall Cavity | NEQ | Existing/Assumed R-13 | 45 | 45 | 45 | 0.10992 | 0 | 0 | 0.15 | 0.5 | Retro3Slow | 0.004128203794943829 | TBD | A | WCM202 | 0.6667904986756531 | 0.40007429920539184 | sqft wall | 0.0321 | 1527.5148252404572 | 1527.5148 | 1163.9752234687576 | 1163.9752 | Regional Technical Forum. ComWeatherizationSchool - UES Workbook, Version 4.1. Northwest Power and Conservation Council. July 18, 2023. | Regional Technical Forum. ComWeatherizationSchool_v4_1 ¦ ResMFWeatherization_v6_1 - AEG Adjusted | AEG BEST | 0 | 0 | 2.9994 | Existing/Assumed R-13 | Existing/Assumed R-13 | Existing/Assumed R-13 | Existing/Assumed R-13 | Existing/Assumed R-13 | Existing/Assumed R-13 | Existing/Assumed R-13 | Existing/Assumed R-13 | Existing/Assumed R-13 | Existing/Assumed R-13 | Existing/Assumed R-13 | Existing/Assumed R-13 | Existing/Assumed R-13 | Existing/Assumed R-13 | Existing/Assumed R-13 | Existing/Assumed R-13 | Existing/Assumed R-13 | Existing/Assumed R-13 | Existing/Assumed R-13 | Existing/Assumed R-13 | Existing/Assumed R-13 | Existing/Assumed R-13 | Existing/Assumed R-13 | Existing/Assumed R-13 | Existing/Assumed R-13 | Existing/Assumed R-13 | Existing/Assumed R-13 | Existing/Assumed R-13 | 0 | 0 | 0 | 2249.4747 | 3458.4109 | 6748.5455 | 11496.3907 | 17368.5934 | 23551.6208 | 28968.0257 | 32615.3555 | 33892.8349 | 32732.3384 | 29557.4652 | 25078.9066 | 20063.832 | 15178.6048 | 10884.0542 | 7411.6134 | 4810.3593 | 2983.6194 | 1486.6023 | 968.8436 | 0 | 0 | 0 | 0 | 0 | 0 | 0 | 0 | 2249.4747 | 5658.5478 | 12269.4289 | 23440.0563 | 40134.0443 | 62423.9928 | 89295.3816 | 118791.1758 | 148519.3997 | 176166.4086 | 199999.4089 | 219016.5308 | 232830.2417 | 241643.9886 | 246042.4042 | 246761.9193 | 245044.1825 | 241822.4588 | 237546.9592 | 233188.8408 | 228310.2342 | 223813.4862 | 219668.2832 | 215846.7775 | 212323.3788 | 0 | 0 | 0 | 5320.4568969020975 | 8363.264403497033 | 16726.528806994065 | 29271.42541223963 | 45533.328419039404 | 63746.65978665514 | 81132.11245574294 | 94654.13119836677 | 101935.2182136257 | 101935.21821362563 | 95139.53699938409 | 83247.09487446098 | 68556.43107308548 | 53321.66861239989 | 39289.65055650528 | 27502.75538955359 | 18335.17025970239 | 11667.835619810628 | 5955.45906657986 | 3970.306044386573 | 0 | 0 | 0 | 0 | 0 | 0 | 0 | 0 | 5320.4568969020975 | 13683.72130039913 | 30410.250107393196 | 59681.67551963283 | 105215.00393867223 | 168961.66372532738 | 250093.7761810703 | 344747.9073794371 | 446683.1255930628 | 548618.3438066883 | 643757.8808060724 | 727004.9756805333 | 795561.4067536189 | 848883.0753660187 | 888172.7259225239 | 915675.4813120775 | 934010.6515717799 | 945678.4871915905 | 951633.9462581703 | 955604.2523025569 | 955604.2523025569 | 955604.2523025569 | 955604.2523025569 | 955604.2523025569 | 955604.2523025569 | R-20+4ci | R-20+4ci | R-20+4ci | R-20+4ci | R-20+4ci | R-20+4ci | R-20+4ci | R-20+4ci | R-20+4ci | R-20+4ci | R-20+4ci | R-20+4ci | R-20+4ci | R-20+4ci | R-20+4ci | R-20+4ci | R-20+4ci | R-20+4ci | R-20+4ci | R-20+4ci | R-20+4ci | R-20+4ci | R-20+4ci | R-20+4ci | R-20+4ci | R-20+4ci | R-20+4ci | R-20+4ci | 2.9994 | 2.9994 | 2.9994 | 2.9994 | 2.9994 | 2.9994 | 2.9994 | 2.9994 | 2.9994 | 2.9994 | 2.9994 | 2.9994 | 2.9994 | 2.9994 | 2.9994 | 2.9994 | 2.9994 | 2.9994 | 2.9994 | 2.9994 | 2.9994 | 2.9994 | 2.9994 | 2.9994 | 2.9994 | 2.9994 | 2.9994 | 2.9994 | 0.1099 | 0.1099 | 0.1099 | 0.1099 | 0.1099 | 0.1099 | 0.1099 | 0.1099 | 0.1099 | 0.1099 | 0.1099 | 0.1099 | 0.1099 | 0.1099 | 0.1099 | 0.1099 | 0.1099 | 0.1099 | 0.1099 | 0.1099 | 0.1099 | 0.1099 | 0.1099 | 0.1099 | 0.1099 | 0.1099 | 0.1099 | 0.1099 | 0 | 0 | 0 | 0 | 0 | 0 | 0 | 0 | 0 | 0 | 0 | 0 | 0 | 0 | 0 | 0 | 0 | 0 | 0 | 0 | 0 | 0 | 0 | 0 | 0 | 0 | 0 | 0 | 0 | 0 | 0 | 0 | 0 | 0 | 0 | 0 | 0 | 0 | 0 | 0 | 0 | 0 | 0 | 0 | 0 | 0 | 0 | 0 | 0 | 0 | 0 | 0 | 0 | 0 | 0 | 0 | 0 | 0 | 0 | 0 | 0 | 0 | 0 | 0 | 0 | 0 | 0 | 0 | 0 | 0 | 0 | 0 | 0 | 0 | 0 | 0 | 0 | 0 | 0 | 0 | 0 | 0 | 0 | 0 | 0 | 0 | 0 | 0 | 0 | 0 | 0 | 0 | 0 | 0 | 0 | 0 | 0 | 0 | 0 | 0 | 0 | 0 | 0 | 0 | 0 | 0 | 0 | 0 | 0 | 0 | 0 | 0 | R-20+4ci | R-20+4ci | R-20+4ci | R-20+4ci | R-20+4ci | R-20+4ci | R-20+4ci | R-20+4ci | R-20+4ci | R-20+4ci | R-20+4ci | R-20+4ci | R-20+4ci | R-20+4ci | R-20+4ci | R-20+4ci | R-20+4ci | R-20+4ci | R-20+4ci | R-20+4ci | R-20+4ci | R-20+4ci | R-20+4ci | R-20+4ci | R-20+4ci | R-20+4ci | R-20+4ci | R-20+4ci | 2.9994 | 2.9994 | 2.9994 | 2.9994 | 2.9994 | 2.9994 | 2.9994 | 2.9994 | 2.9994 | 2.9994 | 2.9994 | 2.9994 | 2.9994 | 2.9994 | 2.9994 | 2.9994 | 2.9994 | 2.9994 | 2.9994 | 2.9994 | 2.9994 | 2.9994 | 2.9994 | 2.9994 | 2.9994 | 2.9994 | 2.9994 | 2.9994 | 0.1099 | 0.1099 | 0.1099 | 0.1099 | 0.1099 | 0.1099 | 0.1099 | 0.1099 | 0.1099 | 0.1099 | 0.1099 | 0.1099 | 0.1099 | 0.1099 | 0.1099 | 0.1099 | 0.1099 | 0.1099 | 0.1099 | 0.1099 | 0.1099 | 0.1099 | 0.1099 | 0.1099 | 0.1099 | 0.1099 | 0.1099 | 0.1099 | 0 | 0 | 0 | 1934.2649 | 3011.2268 | 5955.6426 | 10292.7738 | 15790.0079 | 21762.6707 | 27232.4743 | 31230.9669 | 33080.919 | 32584.6258 | 30018.2778 | 25989.6822 | 21222.8365 | 16393.9977 | 12009.5626 | 8360.973 | 5546.1378 | 3513.1478 | 1785.6304 | 1185.8965 | 0 | 0 | 0 | 0 | 0 | 0 | 0 | 0 | 1934.2649 | 4926.8786 | 10827.8641 | 20985.9949 | 36486.3673 | 57682.3485 | 83945.458 | 113748.976 | 144961.5606 | 175371.4149 | 203117.4789 | 226970.4222 | 246279.8807 | 260993.0925 | 271485.3852 | 278369.8528 | 282525.4261 | 284740.7527 | 285329.2202 | 285430.8372 | 284475.7019 | 283616.3373 | 282846.2534 | 282157.7507 | 281544.335 | 0 | 0 | 0 | 4522.3884 | 7108.7747 | 14217.549485944959 | 24880.711600403687 | 38703.32915618349 | 54184.66081865687 | 68962.2955873815 | 80456.01151861175 | 86644.93548158185 | 86644.93548158182 | 80868.60644947649 | 70760.03064329182 | 58272.96641212266 | 45323.41832053989 | 33396.20297302949 | 23377.342081120558 | 15584.89472074703 | 9917.660276839035 | 5062.140206592879 | 3374.7601377285864 | 0 | 0 | 0 | 0 | 0 | 0 | 0
Gas Boiler - Maintenance_Healthcare_Existing_Boiler with a tune-up performed adhering to program requirements | Gas Boiler - Maintenance_Healthcare_Existing | Gas Boiler - Maintenance_Commercial_Existing_The baseline condition of this measure is a boiler that has not had a tune-up within the past 36 months_Boiler with a tune-up performed adhering to program requirements | Commercial | Healthcare | Existing | Space Heating | Natural Gas | Gas Boiler - Maintenance | NEQ | The baseline condition of this measure is a boiler that has not had a tune-up within the past 36 months | 3 | 3 | 3 | 0.34802 | 0 | 0 | 0.2 | 0.3 | Retro5Med | 8.35569166605469E-06 | TBD | A | WCM516 | 0.7 | 0.42 | kBtuh heat | 0.0321 | 1825.5360370872183 | 1825.536 | 1439.8594095335811 | 1439.8594 | IL TRM v13 - 4.4.2 - Space Heating Boiler Tune-up - CI-HVC-BLRT-V07-250101 | IL TRM v13 - 4.4.2 - Space Heating Boiler Tune-up - CI-HVC-BLRT-V07-250101 | IL TRM v13 - 4.4.2 - Space Heating Boiler Tune-up - CI-HVC-BLRT-V07-250101 | 0 | 0 | 1.2191 | The baseline condition of this measure is a boiler that has not had a tune-up within the past 36 months | The baseline condition of this measure is a boiler that has not had a tune-up within the past 36 months | The baseline condition of this measure is a boiler that has not had a tune-up within the past 36 months | The baseline condition of this measure is a boiler that has not had a tune-up within the past 36 months | The baseline condition of this measure is a boiler that has not had a tune-up within the past 36 months | The baseline condition of this measure is a boiler that has not had a tune-up within the past 36 months | The baseline condition of this measure is a boiler that has not had a tune-up within the past 36 months | The baseline condition of this measure is a boiler that has not had a tune-up within the past 36 months | The baseline condition of this measure is a boiler that has not had a tune-up within the past 36 months | The baseline condition of this measure is a boiler that has not had a tune-up within the past 36 months | The baseline condition of this measure is a boiler that has not had a tune-up within the past 36 months | The baseline condition of this measure is a boiler that has not had a tune-up within the past 36 months | The baseline condition of this measure is a boiler that has not had a tune-up within the past 36 months | The baseline condition of this measure is a boiler that has not had a tune-up within the past 36 months | The baseline condition of this measure is a boiler that has not had a tune-up within the past 36 months | The baseline condition of this measure is a boiler that has not had a tune-up within the past 36 months | The baseline condition of this measure is a boiler that has not had a tune-up within the past 36 months | The baseline condition of this measure is a boiler that has not had a tune-up within the past 36 months | The baseline condition of this measure is a boiler that has not had a tune-up within the past 36 months | The baseline condition of this measure is a boiler that has not had a tune-up within the past 36 months | The baseline condition of this measure is a boiler that has not had a tune-up within the past 36 months | The baseline condition of this measure is a boiler that has not had a tune-up within the past 36 months | The baseline condition of this measure is a boiler that has not had a tune-up within the past 36 months | The baseline condition of this measure is a boiler that has not had a tune-up within the past 36 months | The baseline condition of this measure is a boiler that has not had a tune-up within the past 36 months | The baseline condition of this measure is a boiler that has not had a tune-up within the past 36 months | The baseline condition of this measure is a boiler that has not had a tune-up within the past 36 months | The baseline condition of this measure is a boiler that has not had a tune-up within the past 36 months | 0 | 0 | 0 | 253.842 | 306.448 | 368.175 | 418.9355 | 467.5914 | 533.8969 | 570.9956 | 567.8728 | 520.5319 | 435.0716 | 327.4337 | 210.8865 | 119.2543 | 55.9703 | 23.1013 | 8.2009 | 2.5042 | 0.53431 | 0.048243 | 0.031594 | 0 | 0 | 0 | 0 | 0 | 0 | 0 | 0 | 253.842 | 556.0309 | 914.0823 | 1314.9289 | 1754.2939 | 2247.1993 | 2761.803 | 3256.5743 | 3688.1386 | 4021.25 | 4238.2849 | 4335.4202 | 4341.5197 | 4287.9727 | 4206.3269 | 4114.586 | 4024.8566 | 3940.7194 | 3865.3884 | 3797.0804 | 3737.132 | 3681.797 | 3630.7474 | 3583.6493 | 3540.1964 | 0 | 0 | 0 | 48.51108289779676 | 59.56387316105474 | 72.88874983303566 | 84.61235389150605 | 96.51110432420849 | 112.83308186759582 | 123.77964305099646 | 126.44964879280305 | 119.16361865088219 | 102.43122373883958 | 79.26560560223483 | 52.45965941273374 | 30.460447400942165 | 14.666141341194376 | 6.2049059520437755 | 2.2563294371068277 | 0.7047758034829502 | 0.15360912433288917 | 0.014139894805130547 | 0.009426596536753696 | 0 | 0 | 0 | 0 | 0 | 0 | 0 | 0 | 48.51108289779676 | 108.0749560588515 | 180.96370589188717 | 265.5760597833932 | 362.08716410760167 | 474.9202459751975 | 598.6998890261939 | 725.1495378189969 | 844.3131564698791 | 946.7443802087188 | 1026.0099858109536 | 1078.4696452236874 | 1108.9300926246297 | 1123.596233965824 | 1129.8011399178677 | 1132.0574693549745 | 1132.7622451584575 | 1132.9158542827904 | 1132.9299941775955 | 1132.9394207741323 | 1132.9394207741323 | 1132.9394207741323 | 1132.9394207741323 | 1132.9394207741323 | 1132.9394207741323 | Boiler with a tune-up performed adhering to program requirements | Boiler with a tune-up performed adhering to program requirements | Boiler with a tune-up performed adhering to program requirements | Boiler with a tune-up performed adhering to program requirements | Boiler with a tune-up performed adhering to program requirements | Boiler with a tune-up performed adhering to program requirements | Boiler with a tune-up performed adhering to program requirements | Boiler with a tune-up performed adhering to program requirements | Boiler with a tune-up performed adhering to program requirements | Boiler with a tune-up performed adhering to program requirements | Boiler with a tune-up performed adhering to program requirements | Boiler with a tune-up performed adhering to program requirements | Boiler with a tune-up performed adhering to program requirements | Boiler with a tune-up performed adhering to program requirements | Boiler with a tune-up performed adhering to program requirements | Boiler with a tune-up performed adhering to program requirements | Boiler with a tune-up performed adhering to program requirements | Boiler with a tune-up performed adhering to program requirements | Boiler with a tune-up performed adhering to program requirements | Boiler with a tune-up performed adhering to program requirements | Boiler with a tune-up performed adhering to program requirements | Boiler with a tune-up performed adhering to program requirements | Boiler with a tune-up performed adhering to program requirements | Boiler with a tune-up performed adhering to program requirements | Boiler with a tune-up performed adhering to program requirements | Boiler with a tune-up performed adhering to program requirements | Boiler with a tune-up performed adhering to program requirements | Boiler with a tune-up performed adhering to program requirements | 1.2191 | 1.2191 | 1.2191 | 1.2191 | 1.2191 | 1.2191 | 1.2191 | 1.2191 | 1.2191 | 1.2191 | 1.2191 | 1.2191 | 1.2191 | 1.2191 | 1.2191 | 1.2191 | 1.2191 | 1.2191 | 1.2191 | 1.2191 | 1.2191 | 1.2191 | 1.2191 | 1.2191 | 1.2191 | 1.2191 | 1.2191 | 1.2191 | 0.348 | 0.348 | 0.348 | 0.348 | 0.348 | 0.348 | 0.348 | 0.348 | 0.348 | 0.348 | 0.348 | 0.348 | 0.348 | 0.348 | 0.348 | 0.348 | 0.348 | 0.348 | 0.348 | 0.348 | 0.348 | 0.348 | 0.348 | 0.348 | 0.348 | 0.348 | 0.348 | 0.348 | 0 | 0 | 0 | 0 | 0 | 0 | 0 | 0 | 0 | 0 | 0 | 0 | 0 | 0 | 0 | 0 | 0 | 0 | 0 | 0 | 0 | 0 | 0 | 0 | 0 | 0 | 0 | 0 | 0 | 0 | 0 | 0 | 0 | 0 | 0 | 0 | 0 | 0 | 0 | 0 | 0 | 0 | 0 | 0 | 0 | 0 | 0 | 0 | 0 | 0 | 0 | 0 | 0 | 0 | 0 | 0 | 0 | 0 | 0 | 0 | 0 | 0 | 0 | 0 | 0 | 0 | 0 | 0 | 0 | 0 | 0 | 0 | 0 | 0 | 0 | 0 | 0 | 0 | 0 | 0 | 0 | 0 | 0 | 0 | 0 | 0 | 0 | 0 | 0 | 0 | 0 | 0 | 0 | 0 | 0 | 0 | 0 | 0 | 0 | 0 | 0 | 0 | 0 | 0 | 0 | 0 | 0 | 0 | 0 | 0 | 0 | 0 | Boiler with a tune-up performed adhering to program requirements | Boiler with a tune-up performed adhering to program requirements | Boiler with a tune-up performed adhering to program requirements | Boiler with a tune-up performed adhering to program requirements | Boiler with a tune-up performed adhering to program requirements | Boiler with a tune-up performed adhering to program requirements | Boiler with a tune-up performed adhering to program requirements | Boiler with a tune-up performed adhering to program requirements | Boiler with a tune-up performed adhering to program requirements | Boiler with a tune-up performed adhering to program requirements | Boiler with a tune-up performed adhering to program requirements | Boiler with a tune-up performed adhering to program requirements | Boiler with a tune-up performed adhering to program requirements | Boiler with a tune-up performed adhering to program requirements | Boiler with a tune-up performed adhering to program requirements | Boiler with a tune-up performed adhering to program requirements | Boiler with a tune-up performed adhering to program requirements | Boiler with a tune-up performed adhering to program requirements | Boiler with a tune-up performed adhering to program requirements | Boiler with a tune-up performed adhering to program requirements | Boiler with a tune-up performed adhering to program requirements | Boiler with a tune-up performed adhering to program requirements | Boiler with a tune-up performed adhering to program requirements | Boiler with a tune-up performed adhering to program requirements | Boiler with a tune-up performed adhering to program requirements | Boiler with a tune-up performed adhering to program requirements | Boiler with a tune-up performed adhering to program requirements | Boiler with a tune-up performed adhering to program requirements | 1.2191 | 1.2191 | 1.2191 | 1.2191 | 1.2191 | 1.2191 | 1.2191 | 1.2191 | 1.2191 | 1.2191 | 1.2191 | 1.2191 | 1.2191 | 1.2191 | 1.2191 | 1.2191 | 1.2191 | 1.2191 | 1.2191 | 1.2191 | 1.2191 | 1.2191 | 1.2191 | 1.2191 | 1.2191 | 1.2191 | 1.2191 | 1.2191 | 0.348 | 0.348 | 0.348 | 0.348 | 0.348 | 0.348 | 0.348 | 0.348 | 0.348 | 0.348 | 0.348 | 0.348 | 0.348 | 0.348 | 0.348 | 0.348 | 0.348 | 0.348 | 0.348 | 0.348 | 0.348 | 0.348 | 0.348 | 0.348 | 0.348 | 0.348 | 0.348 | 0.348 | 0 | 0 | 0 | 217.3633 | 264.4807 | 320.364 | 367.6692 | 414.0185 | 477.0127 | 514.7801 | 516.4959 | 477.433 | 402.1976 | 304.8784 | 197.6443 | 112.4295 | 53.0546 | 22.0087 | 7.8506 | 2.4079 | 0.51589 | 0.046732 | 0.03068 | 0 | 0 | 0 | 0 | 0 | 0 | 0 | 0 | 217.3633 | 479.8839 | 795.3801 | 1154.0176 | 1553.3007 | 2007.7709 | 2489.8987 | 2961.9439 | 3382.7686 | 3717.405 | 3946.33 | 4063.1859 | 4093.0607 | 4064.5957 | 4007.3855 | 3938.8504 | 3870.189 | 3804.8599 | 3744.2815 | 3687.2449 | 3634.9364 | 3584.5912 | 3536.1499 | 3489.5665 | 3444.857 | 0 | 0 | 0 | 41.2344 | 50.6293 | 61.95543735808031 | 71.92050080778014 | 82.03443867557722 | 95.90811958745644 | 105.21269659334699 | 107.4822014738826 | 101.28907585324986 | 87.06654017801364 | 67.37576476189959 | 44.59071050082368 | 25.891380290800836 | 12.466220140015214 | 5.274170059237207 | 1.9178800215408032 | 0.5990594329605075 | 0.13056775568295576 | 0.012018910584360946 | 0.008012607056240633 | 0 | 0 | 0 | 0 | 0 | 0 | 0
Gas Boiler - Insulate Hot Water Lines_Retail_Existing_Installing pipe wrap insulation to a length of pipe | Gas Boiler - Insulate Hot Water Lines_Retail_Existing | Gas Boiler - Insulate Hot Water Lines_Commercial_Existing_bare pipe_Installing pipe wrap insulation to a length of pipe | Commercial | Retail | Existing | Space Heating | Natural Gas | Gas Boiler - Insulate Hot Water Lines | NEQ | bare pipe | 15 | 15 | 15 | 0.97667 | 0 | 0 | 0.3 | 0.4 | Retro5Med | 8.35569166605469E-06 | TBD | A | WCM228 | 0.7 | 0.42 | boiler pipe | 0.0321 | 2736.857833860926 | 2736.8578 | 2158.6484323410114 | 2158.6484 | IL TRM v13 - 4.4.14 - Pipe Insulation - CI-HVC-PINS-V09-250101 | IL TRM v13 - 4.4.14 - Pipe Insulation - CI-HVC-PINS-V09-250101 | IL TRM v13 - 4.4.14 - Pipe Insulation - CI-HVC-PINS-V09-250101 | 0 | 0 | 21.9977 | bare pipe | bare pipe | bare pipe | bare pipe | bare pipe | bare pipe | bare pipe | bare pipe | bare pipe | bare pipe | bare pipe | bare pipe | bare pipe | bare pipe | bare pipe | bare pipe | bare pipe | bare pipe | bare pipe | bare pipe | bare pipe | bare pipe | bare pipe | bare pipe | bare pipe | bare pipe | bare pipe | bare pipe | 0 | 0 | 0 | 79.4511 | 95.206 | 113.3515 | 127.6184 | 140.6974 | 158.3531 | 166.6467 | 162.905 | 146.7698 | 120.6753 | 89.4938 | 56.919 | 31.845 | 14.8074 | 6.0598 | 2.133 | 0.64609 | 0.13684 | 0.012269 | 0.007982 | 0 | 0 | 0 | 0 | 0 | 0 | 0 | 0 | 79.4511 | 172.7453 | 281.4222 | 400.5609 | 527.8637 | 666.5162 | 806.0404 | 934.2098 | 1039.9121 | 1115.3695 | 1158.4026 | 1170.1448 | 1159.3371 | 1134.4145 | 1103.3847 | 1070.2022 | 1038.4404 | 1009.2163 | 983.0587 | 959.3222 | 938.2258 | 918.8144 | 900.9496 | 884.5045 | 869.3635 | 0 | 0 | 0 | 0.867215961609283 | 1.0648028956468305 | 1.3030071377735686 | 1.5125859795510748 | 1.725295852884238 | 2.017078237550333 | 2.212766150825276 | 2.2604969261155614 | 2.1302470685901778 | 1.8311277936351265 | 1.4170039974103772 | 0.9378033073216667 | 0.544530952638387 | 0.26218156978885304 | 0.1109229718337455 | 0.040335626121362024 | 0.012599034893203348 | 0.002746017538939672 | 0.00025277404127052177 | 0.00016851602751368107 | 0 | 0 | 0 | 0 | 0 | 0 | 0 | 0 | 0.867215961609283 | 1.9320188572561134 | 3.2350259950296825 | 4.747611974580757 | 6.472907827464995 | 8.489986065015328 | 10.702752215840603 | 12.963249141956164 | 15.093496210546341 | 16.924624004181467 | 18.341628001591843 | 19.27943130891351 | 19.823962261551898 | 20.08614383134075 | 20.197066803174494 | 20.23740242929586 | 20.25000146418906 | 20.252747481727997 | 20.25300025576927 | 20.253168771796783 | 20.253168771796783 | 20.253168771796783 | 20.253168771796783 | 20.253168771796783 | 20.253168771796783 | Installing pipe wrap insulation to a length of pipe | Installing pipe wrap insulation to a length of pipe | Installing pipe wrap insulation to a length of pipe | Installing pipe wrap insulation to a length of pipe | Installing pipe wrap insulation to a length of pipe | Installing pipe wrap insulation to a length of pipe | Installing pipe wrap insulation to a length of pipe | Installing pipe wrap insulation to a length of pipe | Installing pipe wrap insulation to a length of pipe | Installing pipe wrap insulation to a length of pipe | Installing pipe wrap insulation to a length of pipe | Installing pipe wrap insulation to a length of pipe | Installing pipe wrap insulation to a length of pipe | Installing pipe wrap insulation to a length of pipe | Installing pipe wrap insulation to a length of pipe | Installing pipe wrap insulation to a length of pipe | Installing pipe wrap insulation to a length of pipe | Installing pipe wrap insulation to a length of pipe | Installing pipe wrap insulation to a length of pipe | Installing pipe wrap insulation to a length of pipe | Installing pipe wrap insulation to a length of pipe | Installing pipe wrap insulation to a length of pipe | Installing pipe wrap insulation to a length of pipe | Installing pipe wrap insulation to a length of pipe | Installing pipe wrap insulation to a length of pipe | Installing pipe wrap insulation to a length of pipe | Installing pipe wrap insulation to a length of pipe | Installing pipe wrap insulation to a length of pipe | 21.9977 | 21.9977 | 21.9977 | 21.9977 | 21.9977 | 21.9977 | 21.9977 | 21.9977 | 21.9977 | 21.9977 | 21.9977 | 21.9977 | 21.9977 | 21.9977 | 21.9977 | 21.9977 | 21.9977 | 21.9977 | 21.9977 | 21.9977 | 21.9977 | 21.9977 | 21.9977 | 21.9977 | 21.9977 | 21.9977 | 21.9977 | 21.9977 | 0.9767 | 0.9767 | 0.9767 | 0.9767 | 0.9767 | 0.9767 | 0.9767 | 0.9767 | 0.9767 | 0.9767 | 0.9767 | 0.9767 | 0.9767 | 0.9767 | 0.9767 | 0.9767 | 0.9767 | 0.9767 | 0.9767 | 0.9767 | 0.9767 | 0.9767 | 0.9767 | 0.9767 | 0.9767 | 0.9767 | 0.9767 | 0.9767 | 0 | 0 | 0 | 0 | 0 | 0 | 0 | 0 | 0 | 0 | 0 | 0 | 0 | 0 | 0 | 0 | 0 | 0 | 0 | 0 | 0 | 0 | 0 | 0 | 0 | 0 | 0 | 0 | 0 | 0 | 0 | 0 | 0 | 0 | 0 | 0 | 0 | 0 | 0 | 0 | 0 | 0 | 0 | 0 | 0 | 0 | 0 | 0 | 0 | 0 | 0 | 0 | 0 | 0 | 0 | 0 | 0 | 0 | 0 | 0 | 0 | 0 | 0 | 0 | 0 | 0 | 0 | 0 | 0 | 0 | 0 | 0 | 0 | 0 | 0 | 0 | 0 | 0 | 0 | 0 | 0 | 0 | 0 | 0 | 0 | 0 | 0 | 0 | 0 | 0 | 0 | 0 | 0 | 0 | 0 | 0 | 0 | 0 | 0 | 0 | 0 | 0 | 0 | 0 | 0 | 0 | 0 | 0 | 0 | 0 | 0 | 0 | Installing pipe wrap insulation to a length of pipe | Installing pipe wrap insulation to a length of pipe | Installing pipe wrap insulation to a length of pipe | Installing pipe wrap insulation to a length of pipe | Installing pipe wrap insulation to a length of pipe | Installing pipe wrap insulation to a length of pipe | Installing pipe wrap insulation to a length of pipe | Installing pipe wrap insulation to a length of pipe | Installing pipe wrap insulation to a length of pipe | Installing pipe wrap insulation to a length of pipe | Installing pipe wrap insulation to a length of pipe | Installing pipe wrap insulation to a length of pipe | Installing pipe wrap insulation to a length of pipe | Installing pipe wrap insulation to a length of pipe | Installing pipe wrap insulation to a length of pipe | Installing pipe wrap insulation to a length of pipe | Installing pipe wrap insulation to a length of pipe | Installing pipe wrap insulation to a length of pipe | Installing pipe wrap insulation to a length of pipe | Installing pipe wrap insulation to a length of pipe | Installing pipe wrap insulation to a length of pipe | Installing pipe wrap insulation to a length of pipe | Installing pipe wrap insulation to a length of pipe | Installing pipe wrap insulation to a length of pipe | Installing pipe wrap insulation to a length of pipe | Installing pipe wrap insulation to a length of pipe | Installing pipe wrap insulation to a length of pipe | Installing pipe wrap insulation to a length of pipe | 21.9977 | 21.9977 | 21.9977 | 21.9977 | 21.9977 | 21.9977 | 21.9977 | 21.9977 | 21.9977 | 21.9977 | 21.9977 | 21.9977 | 21.9977 | 21.9977 | 21.9977 | 21.9977 | 21.9977 | 21.9977 | 21.9977 | 21.9977 | 21.9977 | 21.9977 | 21.9977 | 21.9977 | 21.9977 | 21.9977 | 21.9977 | 21.9977 | 0.9767 | 0.9767 | 0.9767 | 0.9767 | 0.9767 | 0.9767 | 0.9767 | 0.9767 | 0.9767 | 0.9767 | 0.9767 | 0.9767 | 0.9767 | 0.9767 | 0.9767 | 0.9767 | 0.9767 | 0.9767 | 0.9767 | 0.9767 | 0.9767 | 0.9767 | 0.9767 | 0.9767 | 0.9767 | 0.9767 | 0.9767 | 0.9767 | 0 | 0 | 0 | 0 | 0 | 0 | 0 | 0 | 0 | 0 | 0 | 0 | 0 | 0 | 0 | 0 | 0 | 0 | 0 | 0 | 0 | 0 | 0 | 0 | 0 | 0 | 0 | 0 | 0 | 0 | 0 | 0 | 0 | 0 | 0 | 0 | 0 | 0 | 0 | 0 | 0 | 0 | 0 | 0 | 0 | 0 | 0 | 0 | 0 | 0 | 0 | 0 | 0 | 0 | 0 | 0 | 0 | 0 | 0 | 0 | 0 | 0 | 0 | 0 | 0 | 0 | 0 | 0 | 0 | 0 | 0 | 0 | 0 | 0 | 0 | 0 | 0 | 0 | 0 | 0 | 0 | 0 | 0 | 0 | 0 | 0
Gas Boiler - Insulate Steam Lines/Condensate Tank_Healthcare_Existing_Addition of 2" wrap insulation to hot water boiler pipe | Gas Boiler - Insulate Steam Lines/Condensate Tank_Healthcare_Existing | Gas Boiler - Insulate Steam Lines/Condensate Tank_Commercial_Existing_bare pipe_Addition of 2" wrap insulation to hot water boiler pipe | Commercial | Healthcare | Existing | Space Heating | Natural Gas | Gas Boiler - Insulate Steam Lines/Condensate Tank | NEQ | bare pipe | 15 | 15 | 15 | 3.1467 | 0 | 0 | 0.3 | 0.35 | Retro5Med | 8.35569166605469E-06 | TBD | A | WCM527 | 0.7 | 0.42 | boiler pipe | 0.0321 | 1405.9434144385611 | 1405.9434 | 1108.913115613513 | 1108.9131 | IL TRM v12 - 4.4.14 - Pipe Insulation - CI-HVC-PINS-V08-230101 | IL TRM v12 - 4.4.14 - Pipe Insulation - CI-HVC-PINS-V08-230101 | IL TRM v12 - 4.4.14 - Pipe Insulation - CI-HVC-PINS-V08-230101 | 0 | 0 | 36.2322 | bare pipe | bare pipe | bare pipe | bare pipe | bare pipe | bare pipe | bare pipe | bare pipe | bare pipe | bare pipe | bare pipe | bare pipe | bare pipe | bare pipe | bare pipe | bare pipe | bare pipe | bare pipe | bare pipe | bare pipe | bare pipe | bare pipe | bare pipe | bare pipe | bare pipe | bare pipe | bare pipe | bare pipe | 0 | 0 | 0 | 224.1359 | 270.7795 | 325.6154 | 370.9101 | 414.5208 | 474.0358 | 507.8726 | 506.0541 | 464.7527 | 389.1492 | 293.3392 | 189.1756 | 107.0892 | 50.3018 | 20.7748 | 7.3786 | 2.2539 | 0.48103 | 0.043437 | 0.028449 | 4.2762e-19 | 4.2129e-19 | 4.1545e-19 | 4.1006e-19 | 4.0508e-19 | 0 | 0 | 0 | 224.1359 | 491.3127 | 808.418 | 1164.1899 | 1555.1852 | 1995.2411 | 2456.4887 | 2902.0634 | 3292.9244 | 3596.802 | 3796.9677 | 3889.0867 | 3898.6433 | 3853.704 | 3782.7235 | 3702.0207 | 3622.5822 | 3547.7141 | 3480.337 | 3419.1221 | 3365.1396 | 3315.3114 | 3269.3421 | 3226.931 | 3187.8024 | 0 | 0 | 0 | 0.9242318796257576 | 1.1348093499667495 | 1.3886745510028133 | 1.612032348184462 | 1.8387270294964275 | 2.1496929177639803 | 2.3582465144603804 | 2.409115393857702 | 2.270302138600865 | 1.9515169893849942 | 1.5101662399450322 | 0.9994600558743664 | 0.580331645346406 | 0.27941894035197334 | 0.11821570553352717 | 0.04298752928491899 | 0.013427370131895863 | 0.0029265570098477587 | 0.00026939290514270983 | 0.0001795952700951399 | 2.742838647325548E-21 | 2.742838647325548E-21 | 2.742838647325548E-21 | 2.742838647325548E-21 | 2.742838647325548E-21 | 0 | 0 | 0 | 0.9242318796257576 | 2.059041229592507 | 3.4477157805953205 | 5.059748128779782 | 6.89847515827621 | 9.04816807604019 | 11.406414590500571 | 13.815529984358273 | 16.085832122959136 | 18.03734911234413 | 19.54751535228916 | 20.54697540816353 | 21.127307053509934 | 21.406725993861908 | 21.524941699395434 | 21.567929228680352 | 21.58135659881225 | 21.584283155822096 | 21.58455254872724 | 21.584732143997332 | 21.584732143997332 | 21.584732143997332 | 21.584732143997332 | 21.584732143997332 | 21.584732143997332 | Addition of 2" wrap insulation to hot water boiler pipe | Addition of 2" wrap insulation to hot water boiler pipe | Addition of 2" wrap insulation to hot water boiler pipe | Addition of 2" wrap insulation to hot water boiler pipe | Addition of 2" wrap insulation to hot water boiler pipe | Addition of 2" wrap insulation to hot water boiler pipe | Addition of 2" wrap insulation to hot water boiler pipe | Addition of 2" wrap insulation to hot water boiler pipe | Addition of 2" wrap insulation to hot water boiler pipe | Addition of 2" wrap insulation to hot water boiler pipe | Addition of 2" wrap insulation to hot water boiler pipe | Addition of 2" wrap insulation to hot water boiler pipe | Addition of 2" wrap insulation to hot water boiler pipe | Addition of 2" wrap insulation to hot water boiler pipe | Addition of 2" wrap insulation to hot water boiler pipe | Addition of 2" wrap insulation to hot water boiler pipe | Addition of 2" wrap insulation to hot water boiler pipe | Addition of 2" wrap insulation to hot water boiler pipe | Addition of 2" wrap insulation to hot water boiler pipe | Addition of 2" wrap insulation to hot water boiler pipe | Addition of 2" wrap insulation to hot water boiler pipe | Addition of 2" wrap insulation to hot water boiler pipe | Addition of 2" wrap insulation to hot water boiler pipe | Addition of 2" wrap insulation to hot water boiler pipe | Addition of 2" wrap insulation to hot water boiler pipe | Addition of 2" wrap insulation to hot water boiler pipe | Addition of 2" wrap insulation to hot water boiler pipe | Addition of 2" wrap insulation to hot water boiler pipe | 36.2322 | 36.2322 | 36.2322 | 36.2322 | 36.2322 | 36.2322 | 36.2322 | 36.2322 | 36.2322 | 36.2322 | 36.2322 | 36.2322 | 36.2322 | 36.2322 | 36.2322 | 36.2322 | 36.2322 | 36.2322 | 36.2322 | 36.2322 | 36.2322 | 36.2322 | 36.2322 | 36.2322 | 36.2322 | 36.2322 | 36.2322 | 36.2322 | 3.1467 | 3.1467 | 3.1467 | 3.1467 | 3.1467 | 3.1467 | 3.1467 | 3.1467 | 3.1467 | 3.1467 | 3.1467 | 3.1467 | 3.1467 | 3.1467 | 3.1467 | 3.1467 | 3.1467 | 3.1467 | 3.1467 | 3.1467 | 3.1467 | 3.1467 | 3.1467 | 3.1467 | 3.1467 | 3.1467 | 3.1467 | 3.1467 | 0 | 0 | 0 | 191.9154 | 233.6779 | 283.3234 | 325.5872 | 367.3006 | 424.2673 | 459.4222 | 462.9635 | 430.2297 | 364.7017 | 278.4227 | 181.9132 | 104.3647 | 49.699 | 20.816 | 7.5005 | 2.3237 | 0.5028 | 0.045995 | 0.030493 | 0 | 0 | 0 | 0 | 0 | 0 | 0 | 0 | 191.9154 | 423.9941 | 703.418 | 1021.933 | 1378.0263 | 1785.7629 | 2222.1425 | 2654.9522 | 3048.318 | 3370.8402 | 3603.8891 | 3739.7861 | 3799.4554 | 3807.5151 | 3790.2243 | 3763.1679 | 3734.7611 | 3708.3075 | 3685.2411 | 3664.7653 | 3648.0627 | 3632.6132 | 3618.3803 | 3605.2776 | 3593.2233 | 0 | 0 | 0 | 0.785597097681894 | 0.9645879474717368 | 1.1803733683523912 | 1.3702274959567928 | 1.5629179750719637 | 1.8272389800993833 | 2.0045095372913235 | 2.0477480847790464 | 1.929756817810735 | 1.6587894409772457 | 1.2836413039532766 | 0.8495410474932115 | 0.49328189854444526 | 0.23750609929917726 | 0.10048334970349812 | 0.03653939989218114 | 0.011413264612111488 | 0.002487573458370595 | 0.00022898396937130305 | 0.00015265597958086873 | 0 | 0 | 0 | 0 | 0 | 0 | 0 | 0 | 0.785597097681894 | 1.750185045153631 | 2.930558413506022 | 4.300785909462815 | 5.863703884534778 | 7.690942864634162 | 9.695452401925486 | 11.743200486704533 | 13.672957304515267 | 15.331746745492511 | 16.615388049445787 | 17.464929096939002 | 17.958210995483444 | 18.195717094782623 | 18.29620044448612 | 18.332739844378303 | 18.34415310899041 | 18.346640682448783 | 18.346869666418154 | 18.347022322397734 | 18.347022322397734 | 18.347022322397734 | 18.347022322397734 | 18.347022322397734 | 18.347022322397734 | Addition of 2" wrap insulation to hot water boiler pipe | Addition of 2" wrap insulation to hot water boiler pipe | Addition of 2" wrap insulation to hot water boiler pipe | Addition of 2" wrap insulation to hot water boiler pipe | Addition of 2" wrap insulation to hot water boiler pipe | Addition of 2" wrap insulation to hot water boiler pipe | Addition of 2" wrap insulation to hot water boiler pipe | Addition of 2" wrap insulation to hot water boiler pipe | Addition of 2" wrap insulation to hot water boiler pipe | Addition of 2" wrap insulation to hot water boiler pipe | Addition of 2" wrap insulation to hot water boiler pipe | Addition of 2" wrap insulation to hot water boiler pipe | Addition of 2" wrap insulation to hot water boiler pipe | Addition of 2" wrap insulation to hot water boiler pipe | Addition of 2" wrap insulation to hot water boiler pipe | Addition of 2" wrap insulation to hot water boiler pipe | Addition of 2" wrap insulation to hot water boiler pipe | Addition of 2" wrap insulation to hot water boiler pipe | Addition of 2" wrap insulation to hot water boiler pipe | Addition of 2" wrap insulation to hot water boiler pipe | Addition of 2" wrap insulation to hot water boiler pipe | Addition of 2" wrap insulation to hot water boiler pipe | Addition of 2" wrap insulation to hot water boiler pipe | Addition of 2" wrap insulation to hot water boiler pipe | Addition of 2" wrap insulation to hot water boiler pipe | Addition of 2" wrap insulation to hot water boiler pipe | Addition of 2" wrap insulation to hot water boiler pipe | Addition of 2" wrap insulation to hot water boiler pipe | 36.2322 | 36.2322 | 36.2322 | 36.2322 | 36.2322 | 36.2322 | 36.2322 | 36.2322 | 36.2322 | 36.2322 | 36.2322 | 36.2322 | 36.2322 | 36.2322 | 36.2322 | 36.2322 | 36.2322 | 36.2322 | 36.2322 | 36.2322 | 36.2322 | 36.2322 | 36.2322 | 36.2322 | 36.2322 | 36.2322 | 36.2322 | 36.2322 | 3.1467 | 3.1467 | 3.1467 | 3.1467 | 3.1467 | 3.1467 | 3.1467 | 3.1467 | 3.1467 | 3.1467 | 3.1467 | 3.1467 | 3.1467 | 3.1467 | 3.1467 | 3.1467 | 3.1467 | 3.1467 | 3.1467 | 3.1467 | 3.1467 | 3.1467 | 3.1467 | 3.1467 | 3.1467 | 3.1467 | 3.1467 | 3.1467 | 0 | 0 | 0 | 191.8394 | 233.4612 | 282.8511 | 324.7086 | 365.7744 | 421.6238 | 455.2628 | 457.0781 | 422.8115 | 356.4504 | 270.403 | 175.4202 | 99.8531 | 47.1473 | 19.5678 | 6.9827 | 2.1424 | 0.45909 | 0.041591 | 0.027306 | 0 | 0 | 0 | 0 | 0 | 0 | 0 | 0 | 191.8394 | 423.6008 | 702.2454 | 1019.1753 | 1372.3003 | 1774.6361 | 2202.0241 | 2621.2014 | 2995.7576 | 3294.5754 | 3500.0827 | 3606.3022 | 3635.2113 | 3612.0319 | 3562.9412 | 3503.3934 | 3443.3493 | 3385.9184 | 3332.3686 | 3281.8418 | 3235.2834 | 3190.4725 | 3147.3562 | 3105.8938 | 3066.0991 | 0 | 0 | 0 | 0.7856 | 0.96459 | 1.1803733683523912 | 1.3702274959567928 | 1.5629179750719637 | 1.8272389800993833 | 2.0045095372913235 | 2.0477480847790464 | 1.929756817810735 | 1.6587894409772457 | 1.2836413039532766 | 0.8495410474932115 | 0.49328189854444526 | 0.23750609929917726 | 0.10048334970349812 | 0.03653939989218114 | 0.011413264612111488 | 0.002487573458370595 | 0.00022898396937130305 | 0.00015265597958086873 | 0 | 0 | 0 | 0 | 0 | 0 | 0
Gas Boiler - High Turndown Burner_Warehouse_Existing_10:1 Turndown or greater | Gas Boiler - High Turndown Burner_Warehouse_Existing | Gas Boiler - High Turndown Burner_Commercial_Existing_6:1 turndown or less_10:1 Turndown or greater | Commercial | Warehouse | Existing | Space Heating | Natural Gas | Gas Boiler - High Turndown Burner | NEQ | 6:1 turndown or less | 21 | 21 | 21 | 0.1783 | 0 | 0 | 0.25 | 0.5 | Retro5Med | 8.35569166605469E-06 | TBD | A | WCM720 | 0.7 | 0.42 | kBtuh heat | 0.0321 | 1707.8339437755963 | 1707.8339 | 1347.0239556539918 | 1347.024 | IL TRM v13 - 4.4.20 - High Turndown Burner for Space Heating Boilers - CI-HVC-HTBC-V07-250101_x000D_ | IL TRM v13 - 4.4.20 - High Turndown Burner for Space Heating Boilers - CI-HVC-HTBC-V07-250101_x000D_ | IL TRM v13 - 4.4.20 - High Turndown Burner for Space Heating Boilers - CI-HVC-HTBC-V07-250101_x000D_ | 0 | 0 | 3.2523 | 6:1 turndown or less | 6:1 turndown or less | 6:1 turndown or less | 6:1 turndown or less | 6:1 turndown or less | 6:1 turndown or less | 6:1 turndown or less | 6:1 turndown or less | 6:1 turndown or less | 6:1 turndown or less | 6:1 turndown or less | 6:1 turndown or less | 6:1 turndown or less | 6:1 turndown or less | 6:1 turndown or less | 6:1 turndown or less | 6:1 turndown or less | 6:1 turndown or less | 6:1 turndown or less | 6:1 turndown or less | 6:1 turndown or less | 6:1 turndown or less | 6:1 turndown or less | 6:1 turndown or less | 6:1 turndown or less | 6:1 turndown or less | 6:1 turndown or less | 6:1 turndown or less | 0 | 0 | 0 | 559.1872 | 676.9951 | 815.6351 | 930.5792 | 1041.1966 | 1191.5084 | 1276.823 | 1271.9892 | 1167.7868 | 977.5424 | 736.9431 | 475.56 | 269.5644 | 126.8745 | 52.5437 | 18.7218 | 5.7389 | 1.2297 | 0.11149 | 0.07329 | 3.2225e-18 | 3.1855e-18 | 3.1515e-18 | 3.1201e-18 | 3.0912e-18 | 0 | 0 | 0 | 559.1872 | 1228.3657 | 2025.0087 | 2920.8449 | 3906.3269 | 5015.1203 | 6175.7633 | 7294.4639 | 8274.1512 | 9035.1629 | 9538.9546 | 9776.5991 | 9813.6481 | 9720.055 | 9567.2581 | 9393.1907 | 9224.0068 | 9069.5129 | 8932.5291 | 8808.3593 | 8699.9317 | 8600.1014 | 8508.1702 | 8423.4989 | 8345.5021 | 0 | 0 | 0 | 143.38774152257545 | 176.0572788468649 | 215.44258748010046 | 250.09489800449202 | 285.26490142578166 | 333.50895942917043 | 365.8645077238425 | 373.7564381921138 | 352.2205881490118 | 302.76342963213614 | 234.29112460072184 | 155.05883676278518 | 90.03416328161718 | 43.34978232077866 | 18.340292520329427 | 6.669197280119795 | 2.083157181918286 | 0.4540336784845056 | 0.04179431709957865 | 0.02786287806638576 | 1.240387103374313E-18 | 1.240387103374313E-18 | 1.240387103374313E-18 | 1.240387103374313E-18 | 1.240387103374313E-18 | 0 | 0 | 0 | 143.38774152257545 | 319.4450203694404 | 534.8876078495408 | 784.9825058540329 | 1070.2474072798145 | 1403.7563667089848 | 1769.6208744328276 | 2143.377312624941 | 2495.597900773953 | 2798.361330406089 | 3032.652455006811 | 3187.7112917695963 | 3277.7454550512134 | 3321.0952373719924 | 3339.435529892322 | 3346.104727172442 | 3348.1878843543604 | 3348.641918032845 | 3348.683712349944 | 3348.7115752280106 | 3348.7115752280106 | 3348.7115752280106 | 3348.7115752280106 | 3348.7115752280106 | 3348.7115752280106 | 10:1 Turndown or greater | 10:1 Turndown or greater | 10:1 Turndown or greater | 10:1 Turndown or greater | 10:1 Turndown or greater | 10:1 Turndown or greater | 10:1 Turndown or greater | 10:1 Turndown or greater | 10:1 Turndown or greater | 10:1 Turndown or greater | 10:1 Turndown or greater | 10:1 Turndown or greater | 10:1 Turndown or greater | 10:1 Turndown or greater | 10:1 Turndown or greater | 10:1 Turndown or greater | 10:1 Turndown or greater | 10:1 Turndown or greater | 10:1 Turndown or greater | 10:1 Turndown or greater | 10:1 Turndown or greater | 10:1 Turndown or greater | 10:1 Turndown or greater | 10:1 Turndown or greater | 10:1 Turndown or greater | 10:1 Turndown or greater | 10:1 Turndown or greater | 10:1 Turndown or greater | 3.2523 | 3.2523 | 3.2523 | 3.2523 | 3.2523 | 3.2523 | 3.2523 | 3.2523 | 3.2523 | 3.2523 | 3.2523 | 3.2523 | 3.2523 | 3.2523 | 3.2523 | 3.2523 | 3.2523 | 3.2523 | 3.2523 | 3.2523 | 3.2523 | 3.2523 | 3.2523 | 3.2523 | 3.2523 | 3.2523 | 3.2523 | 3.2523 | 0.1783 | 0.1783 | 0.1783 | 0.1783 | 0.1783 | 0.1783 | 0.1783 | 0.1783 | 0.1783 | 0.1783 | 0.1783 | 0.1783 | 0.1783 | 0.1783 | 0.1783 | 0.1783 | 0.1783 | 0.1783 | 0.1783 | 0.1783 | 0.1783 | 0.1783 | 0.1783 | 0.1783 | 0.1783 | 0.1783 | 0.1783 | 0.1783 | 0 | 0 | 0 | 0 | 0 | 0 | 0 | 0 | 0 | 0 | 0 | 0 | 0 | 0 | 0 | 0 | 0 | 0 | 0 | 0 | 0 | 0 | 0 | 0 | 0 | 0 | 0 | 0 | 0 | 0 | 0 | 0 | 0 | 0 | 0 | 0 | 0 | 0 | 0 | 0 | 0 | 0 | 0 | 0 | 0 | 0 | 0 | 0 | 0 | 0 | 0 | 0 | 0 | 0 | 0 | 0 | 0 | 0 | 0 | 0 | 0 | 0 | 0 | 0 | 0 | 0 | 0 | 0 | 0 | 0 | 0 | 0 | 0 | 0 | 0 | 0 | 0 | 0 | 0 | 0 | 0 | 0 | 0 | 0 | 0 | 0 | 0 | 0 | 0 | 0 | 0 | 0 | 0 | 0 | 0 | 0 | 0 | 0 | 0 | 0 | 0 | 0 | 0 | 0 | 0 | 0 | 0 | 0 | 0 | 0 | 0 | 0 | 10:1 Turndown or greater | 10:1 Turndown or greater | 10:1 Turndown or greater | 10:1 Turndown or greater | 10:1 Turndown or greater | 10:1 Turndown or greater | 10:1 Turndown or greater | 10:1 Turndown or greater | 10:1 Turndown or greater | 10:1 Turndown or greater | 10:1 Turndown or greater | 10:1 Turndown or greater | 10:1 Turndown or greater | 10:1 Turndown or greater | 10:1 Turndown or greater | 10:1 Turndown or greater | 10:1 Turndown or greater | 10:1 Turndown or greater | 10:1 Turndown or greater | 10:1 Turndown or greater | 10:1 Turndown or greater | 10:1 Turndown or greater | 10:1 Turndown or greater | 10:1 Turndown or greater | 10:1 Turndown or greater | 10:1 Turndown or greater | 10:1 Turndown or greater | 10:1 Turndown or greater | 3.2523 | 3.2523 | 3.2523 | 3.2523 | 3.2523 | 3.2523 | 3.2523 | 3.2523 | 3.2523 | 3.2523 | 3.2523 | 3.2523 | 3.2523 | 3.2523 | 3.2523 | 3.2523 | 3.2523 | 3.2523 | 3.2523 | 3.2523 | 3.2523 | 3.2523 | 3.2523 | 3.2523 | 3.2523 | 3.2523 | 3.2523 | 3.2523 | 0.1783 | 0.1783 | 0.1783 | 0.1783 | 0.1783 | 0.1783 | 0.1783 | 0.1783 | 0.1783 | 0.1783 | 0.1783 | 0.1783 | 0.1783 | 0.1783 | 0.1783 | 0.1783 | 0.1783 | 0.1783 | 0.1783 | 0.1783 | 0.1783 | 0.1783 | 0.1783 | 0.1783 | 0.1783 | 0.1783 | 0.1783 | 0.1783 | 0 | 0 | 0 | 478.2009 | 582.6456 | 706.7037 | 812.0675 | 915.5026 | 1056.1503 | 1141.5146 | 1147.5321 | 1063.488 | 898.9223 | 684.3316 | 445.954 | 255.2678 | 121.3257 | 50.7397 | 18.2589 | 5.6509 | 1.2217 | 0.11169 | 0.074003 | 0 | 0 | 0 | 0 | 0 | 0 | 0 | 0 | 478.2009 | 1057.1743 | 1754.5606 | 2548.8676 | 3434.7524 | 4445.3909 | 5521.3008 | 6580.7409 | 7535.1596 | 8308.4985 | 8857.9529 | 9167.9558 | 9293.1725 | 9294.9517 | 9238.7906 | 9160.9293 | 9082.4639 | 9010.6952 | 8948.9728 | 8894.1105 | 8848.6422 | 8807.0417 | 8769.0619 | 8734.4035 | 8702.7813 | 0 | 0 | 0 | 121.8796 | 149.6487 | 183.12619935808542 | 212.58066330381826 | 242.47516621191434 | 283.4826155147949 | 310.98483156526623 | 317.6929724632967 | 299.38749992666 | 257.34891518731564 | 199.14745591061364 | 131.80001124836733 | 76.52903878937457 | 36.84731497266184 | 15.589248642280007 | 5.6688176881018215 | 1.7706836046305419 | 0.3859286267118296 | 0.03552516953464183 | 0.023683446356427895 | 0 | 0 | 0 | 0 | 0 | 0 | 0
Gas Boiler - Stack Economizer_Lodging_Existing_Boiler with an economizer installed on a exhaust stack | Gas Boiler - Stack Economizer_Lodging_Existing | Gas Boiler - Stack Economizer_Commercial_Existing_The baseline boiler does not have an economizer installed._Boiler with an economizer installed on a exhaust stack | Commercial | Lodging | Existing | Space Heating | Natural Gas | Gas Boiler - Stack Economizer | NEQ | The baseline boiler does not have an economizer installed. | 15 | 15 | 15 | 0.13196 | 0 | 0 | 0 | 0 | Retro1Slow | 0.012666666666666666 | TBD | A | WCM624 | 0.7 | 0.42 | kBtuh heat | 0.0321 | 1831.4058264765129 | 1831.4058 | 1444.4891025730235 | 1444.4891 | IL TRM v13 - 4.4.28 - Stack Economizer for Boilers Serving HVAC Loads - CI-HVC-BECO-V03-250101 | Efficiency Maine TRM - 2023.1 - Boiler Stack Heat Exchanger (Boiler Economizer) - AF2. ¦ GDS Associates, Inc. (2009). Natural Gas Energy Efficiency Potential in Massachusetts. Prepared for GasNetworks. | IL TRM v13 - 4.4.28 - Stack Economizer for Boilers Serving HVAC Loads - CI-HVC-BECO-V03-250101 | 0 | 0 | 1.9889 | The baseline boiler does not have an economizer installed. | The baseline boiler does not have an economizer installed. | The baseline boiler does not have an economizer installed. | The baseline boiler does not have an economizer installed. | The baseline boiler does not have an economizer installed. | The baseline boiler does not have an economizer installed. | The baseline boiler does not have an economizer installed. | The baseline boiler does not have an economizer installed. | The baseline boiler does not have an economizer installed. | The baseline boiler does not have an economizer installed. | The baseline boiler does not have an economizer installed. | The baseline boiler does not have an economizer installed. | The baseline boiler does not have an economizer installed. | The baseline boiler does not have an economizer installed. | The baseline boiler does not have an economizer installed. | The baseline boiler does not have an economizer installed. | The baseline boiler does not have an economizer installed. | The baseline boiler does not have an economizer installed. | The baseline boiler does not have an economizer installed. | The baseline boiler does not have an economizer installed. | The baseline boiler does not have an economizer installed. | The baseline boiler does not have an economizer installed. | The baseline boiler does not have an economizer installed. | The baseline boiler does not have an economizer installed. | The baseline boiler does not have an economizer installed. | The baseline boiler does not have an economizer installed. | The baseline boiler does not have an economizer installed. | The baseline boiler does not have an economizer installed. | 0 | 0 | 0 | 0 | 0 | 0 | 0 | 0 | 0 | 0 | 0 | 0 | 0 | 0 | 0 | 0 | 0 | 0 | 0 | 0 | 0 | 0 | 0 | 0 | 0 | 0 | 0 | 0 | 0 | 0 | 0 | 0 | 0 | 0 | 0 | 0 | 0 | 0 | 0 | 0 | 0 | 0 | 0 | 0 | 0 | 0 | 0 | 0 | 0 | 0 | 0 | 0 | 0 | 0 | 0 | 0 | 0 | 0 | 0 | 0 | 0 | 0 | 0 | 0 | 0 | 0 | 0 | 0 | 0 | 0 | 0 | 0 | 0 | 0 | 0 | 0 | 0 | 0 | 0 | 0 | 0 | 0 | 0 | 0 | 0 | 0 | 0 | 0 | 0 | 0 | 0 | 0 | 0 | 0 | 0 | 0 | 0 | 0 | 0 | 0 | 0 | 0 | 0 | 0 | 0 | 0 | 0 | 0 | 0 | 0 | 0 | 0 | Boiler with an economizer installed on a exhaust stack | Boiler with an economizer installed on a exhaust stack | Boiler with an economizer installed on a exhaust stack | Boiler with an economizer installed on a exhaust stack | Boiler with an economizer installed on a exhaust stack | Boiler with an economizer installed on a exhaust stack | Boiler with an economizer installed on a exhaust stack | Boiler with an economizer installed on a exhaust stack | Boiler with an economizer installed on a exhaust stack | Boiler with an economizer installed on a exhaust stack | Boiler with an economizer installed on a exhaust stack | Boiler with an economizer installed on a exhaust stack | Boiler with an economizer installed on a exhaust stack | Boiler with an economizer installed on a exhaust stack | Boiler with an economizer installed on a exhaust stack | Boiler with an economizer installed on a exhaust stack | Boiler with an economizer installed on a exhaust stack | Boiler with an economizer installed on a exhaust stack | Boiler with an economizer installed on a exhaust stack | Boiler with an economizer installed on a exhaust stack | Boiler with an economizer installed on a exhaust stack | Boiler with an economizer installed on a exhaust stack | Boiler with an economizer installed on a exhaust stack | Boiler with an economizer installed on a exhaust stack | Boiler with an economizer installed on a exhaust stack | Boiler with an economizer installed on a exhaust stack | Boiler with an economizer installed on a exhaust stack | Boiler with an economizer installed on a exhaust stack | 1.9889 | 1.9889 | 1.9889 | 1.9889 | 1.9889 | 1.9889 | 1.9889 | 1.9889 | 1.9889 | 1.9889 | 1.9889 | 1.9889 | 1.9889 | 1.9889 | 1.9889 | 1.9889 | 1.9889 | 1.9889 | 1.9889 | 1.9889 | 1.9889 | 1.9889 | 1.9889 | 1.9889 | 1.9889 | 1.9889 | 1.9889 | 1.9889 | 0.132 | 0.132 | 0.132 | 0.132 | 0.132 | 0.132 | 0.132 | 0.132 | 0.132 | 0.132 | 0.132 | 0.132 | 0.132 | 0.132 | 0.132 | 0.132 | 0.132 | 0.132 | 0.132 | 0.132 | 0.132 | 0.132 | 0.132 | 0.132 | 0.132 | 0.132 | 0.132 | 0.132 | 0 | 0 | 0 | 0 | 0 | 0 | 0 | 0 | 0 | 0 | 0 | 0 | 0 | 0 | 0 | 0 | 0 | 0 | 0 | 0 | 0 | 0 | 0 | 0 | 0 | 0 | 0 | 0 | 0 | 0 | 0 | 0 | 0 | 0 | 0 | 0 | 0 | 0 | 0 | 0 | 0 | 0 | 0 | 0 | 0 | 0 | 0 | 0 | 0 | 0 | 0 | 0 | 0 | 0 | 0 | 0 | 0 | 0 | 0 | 0 | 0 | 0 | 0 | 0 | 0 | 0 | 0 | 0 | 0 | 0 | 0 | 0 | 0 | 0 | 0 | 0 | 0 | 0 | 0 | 0 | 0 | 0 | 0 | 0 | 0 | 0 | 0 | 0 | 0 | 0 | 0 | 0 | 0 | 0 | 0 | 0 | 0 | 0 | 0 | 0 | 0 | 0 | 0 | 0 | 0 | 0 | 0 | 0 | 0 | 0 | 0 | 0 | Boiler with an economizer installed on a exhaust stack | Boiler with an economizer installed on a exhaust stack | Boiler with an economizer installed on a exhaust stack | Boiler with an economizer installed on a exhaust stack | Boiler with an economizer installed on a exhaust stack | Boiler with an economizer installed on a exhaust stack | Boiler with an economizer installed on a exhaust stack | Boiler with an economizer installed on a exhaust stack | Boiler with an economizer installed on a exhaust stack | Boiler with an economizer installed on a exhaust stack | Boiler with an economizer installed on a exhaust stack | Boiler with an economizer installed on a exhaust stack | Boiler with an economizer installed on a exhaust stack | Boiler with an economizer installed on a exhaust stack | Boiler with an economizer installed on a exhaust stack | Boiler with an economizer installed on a exhaust stack | Boiler with an economizer installed on a exhaust stack | Boiler with an economizer installed on a exhaust stack | Boiler with an economizer installed on a exhaust stack | Boiler with an economizer installed on a exhaust stack | Boiler with an economizer installed on a exhaust stack | Boiler with an economizer installed on a exhaust stack | Boiler with an economizer installed on a exhaust stack | Boiler with an economizer installed on a exhaust stack | Boiler with an economizer installed on a exhaust stack | Boiler with an economizer installed on a exhaust stack | Boiler with an economizer installed on a exhaust stack | Boiler with an economizer installed on a exhaust stack | 1.9889 | 1.9889 | 1.9889 | 1.9889 | 1.9889 | 1.9889 | 1.9889 | 1.9889 | 1.9889 | 1.9889 | 1.9889 | 1.9889 | 1.9889 | 1.9889 | 1.9889 | 1.9889 | 1.9889 | 1.9889 | 1.9889 | 1.9889 | 1.9889 | 1.9889 | 1.9889 | 1.9889 | 1.9889 | 1.9889 | 1.9889 | 1.9889 | 0.132 | 0.132 | 0.132 | 0.132 | 0.132 | 0.132 | 0.132 | 0.132 | 0.132 | 0.132 | 0.132 | 0.132 | 0.132 | 0.132 | 0.132 | 0.132 | 0.132 | 0.132 | 0.132 | 0.132 | 0.132 | 0.132 | 0.132 | 0.132 | 0.132 | 0.132 | 0.132 | 0.132 | 0 | 0 | 0 | 0 | 0 | 0 | 0 | 0 | 0 | 0 | 0 | 0 | 0 | 0 | 0 | 0 | 0 | 0 | 0 | 0 | 0 | 0 | 0 | 0 | 0 | 0 | 0 | 0 | 0 | 0 | 0 | 0 | 0 | 0 | 0 | 0 | 0 | 0 | 0 | 0 | 0 | 0 | 0 | 0 | 0 | 0 | 0 | 0 | 0 | 0 | 0 | 0 | 0 | 0 | 0 | 0 | 0 | 0 | 0 | 0 | 0 | 0 | 0 | 0 | 0 | 0 | 0 | 0 | 0 | 0 | 0 | 0 | 0 | 0 | 0 | 0 | 0 | 0 | 0 | 0 | 0 | 0 | 0 | 0 | 0 | 0
Ventilation - Demand Controlled_Education_Existing_new CO2 sensors installed on return air systems where no other sensors were previously installed | Ventilation - Demand Controlled_Education_Existing | Ventilation - Demand Controlled_Commercial_Existing_space with no demand control capability_new CO2 sensors installed on return air systems where no other sensors were previously installed | Commercial | Education | Existing | Space Heating | Natural Gas | Ventilation - Demand Controlled | NEQ | space with no demand control capability | 10 | 10 | 10 | 0.012419 | 0 | 0 | 0.34277 | 0.12387 | Retro3Slow | 0.004128203794943829 | TBD | A | WCM411 | 0.7 | 0.42 | sqft | 0.0321 | 7331.913591532198 | 7331.9136 | 5782.917762335259 | 5782.9178 | IL TRM v13 - 4.4.19 - Demand Controlled Ventilation - CI-HVC-DCV-V07-240101 | IL TRM v13 - 4.4.19 - Demand Controlled Ventilation - CI-HVC-DCV-V07-240101 | IL TRM v13 - 4.4.19 - Demand Controlled Ventilation - CI-HVC-DCV-V07-240101 | 0 | 0 | 0.53487 | space with no demand control capability | space with no demand control capability | space with no demand control capability | space with no demand control capability | space with no demand control capability | space with no demand control capability | space with no demand control capability | space with no demand control capability | space with no demand control capability | space with no demand control capability | space with no demand control capability | space with no demand control capability | space with no demand control capability | space with no demand control capability | space with no demand control capability | space with no demand control capability | space with no demand control capability | space with no demand control capability | space with no demand control capability | space with no demand control capability | space with no demand control capability | space with no demand control capability | space with no demand control capability | space with no demand control capability | space with no demand control capability | space with no demand control capability | space with no demand control capability | space with no demand control capability | 0 | 0 | 0 | 0 | 0 | 0 | 0 | 0 | 0 | 0 | 0 | 0 | 0 | 1327.5829 | 3556.4885 | 6194.3087 | 8808.7211 | 11100.0131 | 12915.2448 | 14232.1045 | 15105.4879 | 15822.9068 | 15935.8079 | 16403.1577 | 16238.5034 | 16086.6085 | 15946.4783 | 15817.1963 | 0 | 0 | 0 | 0 | 0 | 0 | 0 | 0 | 0 | 0 | 0 | 0 | 0 | 1327.5829 | 4849.7571 | 10923.4965 | 19474.5572 | 30143.4445 | 42434.1325 | 55865.1014 | 70019.3388 | 84802.5131 | 99612.7194 | 114943.5912 | 130028.2945 | 144898.6194 | 159582.888 | 174106.3062 | 0 | 0 | 0 | 0 | 0 | 0 | 0 | 0 | 0 | 0 | 0 | 0 | 0 | 135921.9391236147 | 373785.3325899467 | 667616.5833424719 | 972330.4730117556 | 1252988.002970305 | 1488740.3281354918 | 1672103.2477084121 | 1805458.0983068994 | 1919712.6187355842 | 1959418.1081084737 | 2038829.086854253 | 2038829.086854253 | 2038829.086854253 | 2038829.0868542527 | 2038829.0868542527 | 0 | 0 | 0 | 0 | 0 | 0 | 0 | 0 | 0 | 0 | 0 | 0 | 0 | 135921.9391236147 | 509707.2717135614 | 1177323.8550560332 | 2149654.328067789 | 3402642.331038094 | 4891382.6591735855 | 6563485.906881997 | 8368944.005188897 | 10288656.62392448 | 12248074.732032955 | 14286903.818887208 | 16325732.90574146 | 18364561.992595714 | 20403391.079449967 | 22442220.16630422 | new CO2 sensors installed on return air systems where no other sensors were previously installed | new CO2 sensors installed on return air systems where no other sensors were previously installed | new CO2 sensors installed on return air systems where no other sensors were previously installed | new CO2 sensors installed on return air systems where no other sensors were previously installed | new CO2 sensors installed on return air systems where no other sensors were previously installed | new CO2 sensors installed on return air systems where no other sensors were previously installed | new CO2 sensors installed on return air systems where no other sensors were previously installed | new CO2 sensors installed on return air systems where no other sensors were previously installed | new CO2 sensors installed on return air systems where no other sensors were previously installed | new CO2 sensors installed on return air systems where no other sensors were previously installed | new CO2 sensors installed on return air systems where no other sensors were previously installed | new CO2 sensors installed on return air systems where no other sensors were previously installed | new CO2 sensors installed on return air systems where no other sensors were previously installed | new CO2 sensors installed on return air systems where no other sensors were previously installed | new CO2 sensors installed on return air systems where no other sensors were previously installed | new CO2 sensors installed on return air systems where no other sensors were previously installed | new CO2 sensors installed on return air systems where no other sensors were previously installed | new CO2 sensors installed on return air systems where no other sensors were previously installed | new CO2 sensors installed on return air systems where no other sensors were previously installed | new CO2 sensors installed on return air systems where no other sensors were previously installed | new CO2 sensors installed on return air systems where no other sensors were previously installed | new CO2 sensors installed on return air systems where no other sensors were previously installed | new CO2 sensors installed on return air systems where no other sensors were previously installed | new CO2 sensors installed on return air systems where no other sensors were previously installed | new CO2 sensors installed on return air systems where no other sensors were previously installed | new CO2 sensors installed on return air systems where no other sensors were previously installed | new CO2 sensors installed on return air systems where no other sensors were previously installed | new CO2 sensors installed on return air systems where no other sensors were previously installed | 0.5349 | 0.5349 | 0.5349 | 0.5349 | 0.5349 | 0.5349 | 0.5349 | 0.5349 | 0.5349 | 0.5349 | 0.5349 | 0.5349 | 0.5349 | 0.5349 | 0.5349 | 0.5349 | 0.5349 | 0.5349 | 0.5349 | 0.5349 | 0.5349 | 0.5349 | 0.5349 | 0.5349 | 0.5349 | 0.5349 | 0.5349 | 0.5349 | 0.0124 | 0.0124 | 0.0124 | 0.0124 | 0.0124 | 0.0124 | 0.0124 | 0.0124 | 0.0124 | 0.0124 | 0.0124 | 0.0124 | 0.0124 | 0.0124 | 0.0124 | 0.0124 | 0.0124 | 0.0124 | 0.0124 | 0.0124 | 0.0124 | 0.0124 | 0.0124 | 0.0124 | 0.0124 | 0.0124 | 0.0124 | 0.0124 | 0 | 0 | 0 | 0 | 0 | 0 | 0 | 0 | 0 | 0 | 0 | 0 | 0 | 0 | 0 | 0 | 0 | 0 | 0 | 0 | 0 | 0 | 0 | 0 | 0 | 0 | 0 | 0 | 0 | 0 | 0 | 0 | 0 | 0 | 0 | 0 | 0 | 0 | 0 | 0 | 0 | 0 | 0 | 0 | 0 | 0 | 0 | 0 | 0 | 0 | 0 | 0 | 0 | 0 | 0 | 0 | 0 | 0 | 0 | 0 | 0 | 0 | 0 | 0 | 0 | 0 | 0 | 0 | 0 | 0 | 0 | 0 | 0 | 0 | 0 | 0 | 0 | 0 | 0 | 0 | 0 | 0 | 0 | 0 | 0 | 0 | 0 | 0 | 0 | 0 | 0 | 0 | 0 | 0 | 0 | 0 | 0 | 0 | 0 | 0 | 0 | 0 | 0 | 0 | 0 | 0 | 0 | 0 | 0 | 0 | 0 | 0 | new CO2 sensors installed on return air systems where no other sensors were previously installed | new CO2 sensors installed on return air systems where no other sensors were previously installed | new CO2 sensors installed on return air systems where no other sensors were previously installed | new CO2 sensors installed on return air systems where no other sensors were previously installed | new CO2 sensors installed on return air systems where no other sensors were previously installed | new CO2 sensors installed on return air systems where no other sensors were previously installed | new CO2 sensors installed on return air systems where no other sensors were previously installed | new CO2 sensors installed on return air systems where no other sensors were previously installed | new CO2 sensors installed on return air systems where no other sensors were previously installed | new CO2 sensors installed on return air systems where no other sensors were previously installed | new CO2 sensors installed on return air systems where no other sensors were previously installed | new CO2 sensors installed on return air systems where no other sensors were previously installed | new CO2 sensors installed on return air systems where no other sensors were previously installed | new CO2 sensors installed on return air systems where no other sensors were previously installed | new CO2 sensors installed on return air systems where no other sensors were previously installed | new CO2 sensors installed on return air systems where no other sensors were previously installed | new CO2 sensors installed on return air systems where no other sensors were previously installed | new CO2 sensors installed on return air systems where no other sensors were previously installed | new CO2 sensors installed on return air systems where no other sensors were previously installed | new CO2 sensors installed on return air systems where no other sensors were previously installed | new CO2 sensors installed on return air systems where no other sensors were previously installed | new CO2 sensors installed on return air systems where no other sensors were previously installed | new CO2 sensors installed on return air systems where no other sensors were previously installed | new CO2 sensors installed on return air systems where no other sensors were previously installed | new CO2 sensors installed on return air systems where no other sensors were previously installed | new CO2 sensors installed on return air systems where no other sensors were previously installed | new CO2 sensors installed on return air systems where no other sensors were previously installed | new CO2 sensors installed on return air systems where no other sensors were previously installed | 0.5349 | 0.5349 | 0.5349 | 0.5349 | 0.5349 | 0.5349 | 0.5349 | 0.5349 | 0.5349 | 0.5349 | 0.5349 | 0.5349 | 0.5349 | 0.5349 | 0.5349 | 0.5349 | 0.5349 | 0.5349 | 0.5349 | 0.5349 | 0.5349 | 0.5349 | 0.5349 | 0.5349 | 0.5349 | 0.5349 | 0.5349 | 0.5349 | 0.0124 | 0.0124 | 0.0124 | 0.0124 | 0.0124 | 0.0124 | 0.0124 | 0.0124 | 0.0124 | 0.0124 | 0.0124 | 0.0124 | 0.0124 | 0.0124 | 0.0124 | 0.0124 | 0.0124 | 0.0124 | 0.0124 | 0.0124 | 0.0124 | 0.0124 | 0.0124 | 0.0124 | 0.0124 | 0.0124 | 0.0124 | 0.0124 | 0 | 0 | 0 | 0 | 0 | 0 | 0 | 0 | 0 | 0 | 0 | 0 | 0 | 0 | 0 | 0 | 0 | 0 | 0 | 0 | 0 | 0 | 0 | 0 | 0 | 0 | 0 | 0 | 0 | 0 | 0 | 0 | 0 | 0 | 0 | 0 | 0 | 0 | 0 | 0 | 0 | 0 | 0 | 0 | 0 | 0 | 0 | 0 | 0 | 0 | 0 | 0 | 0 | 0 | 0 | 0 | 0 | 0 | 0 | 0 | 0 | 0 | 0 | 0 | 0 | 0 | 0 | 0 | 0 | 0 | 0 | 0 | 0 | 0 | 0 | 0 | 0 | 0 | 0 | 0 | 0 | 0 | 0 | 0 | 0 | 0
Building Shell - Air Sealing (Infiltration Control)_Office_Existing_Sealed building envelope | Building Shell - Air Sealing (Infiltration Control)_Office_Existing | Building Shell - Air Sealing (Infiltration Control)_Commercial_Existing_Building envelope with leakage_Sealed building envelope | Commercial | Office | Existing | Space Heating | Natural Gas | Building Shell - Air Sealing (Infiltration Control) | NEQ | Building envelope with leakage | 20 | 20 | 20 | 1.0423 | 0 | 0 | 0.7 | 0.8 | Retro1Slow | 0.012666666666666666 | TBD | A | WCM8 | 0.7 | 0.42 | BldgPerim | 0.0321 | 1783.0623628634448 | 1783.0624 | 1406.359046765533 | 1406.359 | IL TRM v13 - 4.8.4 - C&I Air Sealing - CI-SHL-CAIR-V04-250101 | IL TRM v13 - 4.8.4 - C&I Air Sealing - CI-SHL-CAIR-V04-250101 | AEG BEST | 0 | 0 | 19.2827 | Building envelope with leakage | Building envelope with leakage | Building envelope with leakage | Building envelope with leakage | Building envelope with leakage | Building envelope with leakage | Building envelope with leakage | Building envelope with leakage | Building envelope with leakage | Building envelope with leakage | Building envelope with leakage | Building envelope with leakage | Building envelope with leakage | Building envelope with leakage | Building envelope with leakage | Building envelope with leakage | Building envelope with leakage | Building envelope with leakage | Building envelope with leakage | Building envelope with leakage | Building envelope with leakage | Building envelope with leakage | Building envelope with leakage | Building envelope with leakage | Building envelope with leakage | Building envelope with leakage | Building envelope with leakage | Building envelope with leakage | 0 | 0 | 0 | 277.6041 | 546.9319 | 955.6358 | 1527.012 | 2272.3137 | 3183.5166 | 4227.4565 | 5341.4336 | 6433.3023 | 7386.3738 | 8073.0321 | 8375.4821 | 8212.7263 | 7569.9005 | 6515.6623 | 5280.0662 | 3961.8376 | 2694.6348 | 1399.4242 | 919.2282 | 0 | 0 | 0 | 0 | 0 | 0 | 0 | 0 | 277.6041 | 820.5436 | 1763.1107 | 3258.9764 | 5467.3461 | 8531.7157 | 12556.2446 | 17579.4896 | 23552.0978 | 30317.5123 | 37607.6434 | 45051.6949 | 52205.2951 | 58615.5002 | 63898.4324 | 67894.0449 | 70580.292 | 72035.2256 | 72282.6172 | 72138.7579 | 71205.7512 | 70344.9327 | 69550.6898 | 68817.8501 | 68141.6463 | 0 | 0 | 0 | 4.3058338639333344 | 8.607079466205938 | 15.282259358307128 | 24.858689450720746 | 37.73201851637555 | 54.0403130050299 | 73.50966633193687 | 95.29507738388921 | 117.86358680522194 | 138.9891675091814 | 155.9368133552629 | 165.8874099212944 | 166.57996793895603 | 157.02971292132023 | 138.06423837252888 | 114.17759963621228 | 87.31228207475051 | 60.446964513288826 | 31.902564604235778 | 21.268376402823844 | 0 | 0 | 0 | 0 | 0 | 0 | 0 | 0 | 4.3058338639333344 | 12.912913330139274 | 28.1951726884464 | 53.05386213916715 | 90.7858806555427 | 144.8261936605726 | 218.33585999250948 | 313.63093737639866 | 431.49452418162065 | 570.4836916908021 | 726.420505046065 | 892.3079149673595 | 1058.8878829063153 | 1215.9175958276355 | 1353.9818342001645 | 1468.1594338363768 | 1555.4717159111274 | 1615.9186804244164 | 1647.8212450286521 | 1669.089621431476 | 1669.089621431476 | 1669.089621431476 | 1669.089621431476 | 1669.089621431476 | 1669.089621431476 | Sealed building envelope | Sealed building envelope | Sealed building envelope | Sealed building envelope | Sealed building envelope | Sealed building envelope | Sealed building envelope | Sealed building envelope | Sealed building envelope | Sealed building envelope | Sealed building envelope | Sealed building envelope | Sealed building envelope | Sealed building envelope | Sealed building envelope | Sealed building envelope | Sealed building envelope | Sealed building envelope | Sealed building envelope | Sealed building envelope | Sealed building envelope | Sealed building envelope | Sealed building envelope | Sealed building envelope | Sealed building envelope | Sealed building envelope | Sealed building envelope | Sealed building envelope | 19.2827 | 19.2827 | 19.2827 | 19.2827 | 19.2827 | 19.2827 | 19.2827 | 19.2827 | 19.2827 | 19.2827 | 19.2827 | 19.2827 | 19.2827 | 19.2827 | 19.2827 | 19.2827 | 19.2827 | 19.2827 | 19.2827 | 19.2827 | 19.2827 | 19.2827 | 19.2827 | 19.2827 | 19.2827 | 19.2827 | 19.2827 | 19.2827 | 1.0423 | 1.0423 | 1.0423 | 1.0423 | 1.0423 | 1.0423 | 1.0423 | 1.0423 | 1.0423 | 1.0423 | 1.0423 | 1.0423 | 1.0423 | 1.0423 | 1.0423 | 1.0423 | 1.0423 | 1.0423 | 1.0423 | 1.0423 | 1.0423 | 1.0423 | 1.0423 | 1.0423 | 1.0423 | 1.0423 | 1.0423 | 1.0423 | 0 | 0 | 0 | 0 | 0 | 0 | 0 | 0 | 0 | 0 | 0 | 0 | 0 | 0 | 0 | 0 | 0 | 0 | 0 | 0 | 0 | 0 | 0 | 0 | 0 | 0 | 0 | 0 | 0 | 0 | 0 | 0 | 0 | 0 | 0 | 0 | 0 | 0 | 0 | 0 | 0 | 0 | 0 | 0 | 0 | 0 | 0 | 0 | 0 | 0 | 0 | 0 | 0 | 0 | 0 | 0 | 0 | 0 | 0 | 0 | 0 | 0 | 0 | 0 | 0 | 0 | 0 | 0 | 0 | 0 | 0 | 0 | 0 | 0 | 0 | 0 | 0 | 0 | 0 | 0 | 0 | 0 | 0 | 0 | 0 | 0 | 0 | 0 | 0 | 0 | 0 | 0 | 0 | 0 | 0 | 0 | 0 | 0 | 0 | 0 | 0 | 0 | 0 | 0 | 0 | 0 | 0 | 0 | 0 | 0 | 0 | 0 | Sealed building envelope | Sealed building envelope | Sealed building envelope | Sealed building envelope | Sealed building envelope | Sealed building envelope | Sealed building envelope | Sealed building envelope | Sealed building envelope | Sealed building envelope | Sealed building envelope | Sealed building envelope | Sealed building envelope | Sealed building envelope | Sealed building envelope | Sealed building envelope | Sealed building envelope | Sealed building envelope | Sealed building envelope | Sealed building envelope | Sealed building envelope | Sealed building envelope | Sealed building envelope | Sealed building envelope | Sealed building envelope | Sealed building envelope | Sealed building envelope | Sealed building envelope | 19.2827 | 19.2827 | 19.2827 | 19.2827 | 19.2827 | 19.2827 | 19.2827 | 19.2827 | 19.2827 | 19.2827 | 19.2827 | 19.2827 | 19.2827 | 19.2827 | 19.2827 | 19.2827 | 19.2827 | 19.2827 | 19.2827 | 19.2827 | 19.2827 | 19.2827 | 19.2827 | 19.2827 | 19.2827 | 19.2827 | 19.2827 | 19.2827 | 1.0423 | 1.0423 | 1.0423 | 1.0423 | 1.0423 | 1.0423 | 1.0423 | 1.0423 | 1.0423 | 1.0423 | 1.0423 | 1.0423 | 1.0423 | 1.0423 | 1.0423 | 1.0423 | 1.0423 | 1.0423 | 1.0423 | 1.0423 | 1.0423 | 1.0423 | 1.0423 | 1.0423 | 1.0423 | 1.0423 | 1.0423 | 1.0423 | 0 | 0 | 0 | 237.4321 | 470.8668 | 828.5157 | 1333.8612 | 2000.9408 | 2827.7109 | 3789.9309 | 4835.8616 | 5884.4645 | 6828.278 | 7544.1331 | 7912.7795 | 7845.051 | 7311.8971 | 6364.7588 | 5217.0059 | 3958.2763 | 2721.37 | 1427.6354 | 946.6813 | 0 | 0 | 0 | 0 | 0 | 0 | 0 | 0 | 237.4321 | 706.4257 | 1528.5792 | 2846.7505 | 4814.4037 | 7578.1687 | 11256.7212 | 15915.5735 | 21542.8213 | 28026.7975 | 35143.8053 | 42562.819 | 49868.1176 | 56617.7205 | 62418.5374 | 67083.1796 | 70516.8462 | 72749.9319 | 73739.776 | 74293.2124 | 73976.269 | 73683.3472 | 73413.235 | 73164.4729 | 72935.5892 | 0 | 0 | 0 | 3.66 | 7.316 | 12.989920454561059 | 21.129886033112633 | 32.072215738919205 | 45.93426605427542 | 62.48321638214634 | 81.00081577630581 | 100.18404878443863 | 118.1407923828042 | 132.54629135197348 | 141.00429843310027 | 141.59297274811263 | 133.47525598312214 | 117.35460261664953 | 97.0509596907804 | 74.21543976353793 | 51.3799198362955 | 27.11717991360042 | 18.078119942400278 | 0 | 0 | 0 | 0 | 0 | 0 | 0
Gas Boiler - Insulate Steam Lines/Condensate Tank_Office_Existing_Addition of 2" wrap insulation to hot water boiler pipe | Gas Boiler - Insulate Steam Lines/Condensate Tank_Office_Existing | Gas Boiler - Insulate Steam Lines/Condensate Tank_Commercial_Existing_bare pipe_Addition of 2" wrap insulation to hot water boiler pipe | Commercial | Office | Existing | Space Heating | Natural Gas | Gas Boiler - Insulate Steam Lines/Condensate Tank | NEQ | bare pipe | 15 | 15 | 15 | 3.1 | 0 | 0 | 0.3 | 0.35 | Retro5Med | 8.35569166605469E-06 | TBD | A | WCM27 | 0.7 | 0.42 | boiler pipe | 0.0321 | 1420.2088124825782 | 1420.2088 | 1120.1646971693574 | 1120.1647 | IL TRM v12 - 4.4.14 - Pipe Insulation - CI-HVC-PINS-V08-230101 | IL TRM v12 - 4.4.14 - Pipe Insulation - CI-HVC-PINS-V08-230101 | IL TRM v12 - 4.4.14 - Pipe Insulation - CI-HVC-PINS-V08-230101 | 0 | 0 | 36.2322 | bare pipe | bare pipe | bare pipe | bare pipe | bare pipe | bare pipe | bare pipe | bare pipe | bare pipe | bare pipe | bare pipe | bare pipe | bare pipe | bare pipe | bare pipe | bare pipe | bare pipe | bare pipe | bare pipe | bare pipe | bare pipe | bare pipe | bare pipe | bare pipe | bare pipe | bare pipe | bare pipe | bare pipe | 0 | 0 | 0 | 3772.6445 | 4567.4865 | 5505.9262 | 6290.6354 | 7055.9945 | 8104.9311 | 8728.9471 | 8749.4007 | 8087.6203 | 6818.4403 | 5175.7106 | 3360.9034 | 1915.2256 | 905.1998 | 375.9875 | 134.2333 | 41.1892 | 8.825 | 0.79942 | 0.52506 | 7.4272e-18 | 7.3344e-18 | 7.2487e-18 | 7.1697e-18 | 7.0968e-18 | 0 | 0 | 0 | 3772.6445 | 8287.4212 | 13669.7749 | 19744.66 | 26472.4464 | 34114.0718 | 42220.3485 | 50175.1008 | 57303.4309 | 63021.0187 | 66994.1364 | 69093.7059 | 69724.8879 | 69348.7836 | 68460.5153 | 67348.2251 | 66201.9766 | 65087.3027 | 64052.1839 | 63105.1191 | 62260.5307 | 61481.7968 | 60763.7242 | 60101.5373 | 59490.8434 | 0 | 0 | 0 | 55.69220842581423 | 68.38115005024719 | 83.6785164361445 | 97.1375728357225 | 110.79770263535858 | 129.53583258357858 | 142.10281997192976 | 145.1680683108319 | 136.8034826322251 | 117.59418097907987 | 90.9993420987627 | 60.225295158147944 | 34.96952622086009 | 16.837179291525228 | 7.123422007952985 | 2.590335275619268 | 0.8091042004511869 | 0.17634797776989228 | 0.016233032156084525 | 0.010822021437389681 | 1.5515838457795456E-19 | 1.5515838457795456E-19 | 1.5515838457795456E-19 | 1.5515838457795456E-19 | 1.5515838457795456E-19 | 0 | 0 | 0 | 55.69220842581423 | 124.07335847606143 | 207.75187491220592 | 304.88944774792844 | 415.687150383287 | 545.2229829668656 | 687.3258029387954 | 832.4938712496274 | 969.2973538818525 | 1086.8915348609323 | 1177.890876959695 | 1238.116172117843 | 1273.0856983387032 | 1289.9228776302282 | 1297.0462996381812 | 1299.6366349138004 | 1300.4457391142516 | 1300.6220870920217 | 1300.6383201241777 | 1300.649142145615 | 1300.649142145615 | 1300.649142145615 | 1300.649142145615 | 1300.649142145615 | 1300.649142145615 | Addition of 2" wrap insulation to hot water boiler pipe | Addition of 2" wrap insulation to hot water boiler pipe | Addition of 2" wrap insulation to hot water boiler pipe | Addition of 2" wrap insulation to hot water boiler pipe | Addition of 2" wrap insulation to hot water boiler pipe | Addition of 2" wrap insulation to hot water boiler pipe | Addition of 2" wrap insulation to hot water boiler pipe | Addition of 2" wrap insulation to hot water boiler pipe | Addition of 2" wrap insulation to hot water boiler pipe | Addition of 2" wrap insulation to hot water boiler pipe | Addition of 2" wrap insulation to hot water boiler pipe | Addition of 2" wrap insulation to hot water boiler pipe | Addition of 2" wrap insulation to hot water boiler pipe | Addition of 2" wrap insulation to hot water boiler pipe | Addition of 2" wrap insulation to hot water boiler pipe | Addition of 2" wrap insulation to hot water boiler pipe | Addition of 2" wrap insulation to hot water boiler pipe | Addition of 2" wrap insulation to hot water boiler pipe | Addition of 2" wrap insulation to hot water boiler pipe | Addition of 2" wrap insulation to hot water boiler pipe | Addition of 2" wrap insulation to hot water boiler pipe | Addition of 2" wrap insulation to hot water boiler pipe | Addition of 2" wrap insulation to hot water boiler pipe | Addition of 2" wrap insulation to hot water boiler pipe | Addition of 2" wrap insulation to hot water boiler pipe | Addition of 2" wrap insulation to hot water boiler pipe | Addition of 2" wrap insulation to hot water boiler pipe | Addition of 2" wrap insulation to hot water boiler pipe | 36.2322 | 36.2322 | 36.2322 | 36.2322 | 36.2322 | 36.2322 | 36.2322 | 36.2322 | 36.2322 | 36.2322 | 36.2322 | 36.2322 | 36.2322 | 36.2322 | 36.2322 | 36.2322 | 36.2322 | 36.2322 | 36.2322 | 36.2322 | 36.2322 | 36.2322 | 36.2322 | 36.2322 | 36.2322 | 36.2322 | 36.2322 | 36.2322 | 3.1 | 3.1 | 3.1 | 3.1 | 3.1 | 3.1 | 3.1 | 3.1 | 3.1 | 3.1 | 3.1 | 3.1 | 3.1 | 3.1 | 3.1 | 3.1 | 3.1 | 3.1 | 3.1 | 3.1 | 3.1 | 3.1 | 3.1 | 3.1 | 3.1 | 3.1 | 3.1 | 3.1 | 0 | 0 | 0 | 3226.3759 | 3931.2826 | 4771.179 | 5490.1641 | 6204.4959 | 7183.4152 | 7801.0594 | 7887.7035 | 7357.4178 | 6261.3066 | 4801.7367 | 3151.0024 | 1815.0839 | 867.4212 | 364.6784 | 131.8258 | 40.9507 | 8.8805 | 0.81369 | 0.54025 | 0 | 0 | 0 | 0 | 0 | 0 | 0 | 0 | 3226.3759 | 7133.0686 | 11845.5898 | 17232.1899 | 23277.822 | 30235.3641 | 37732.3225 | 45233.5342 | 52129.7077 | 57871.5811 | 62153.4368 | 64778.5449 | 66079.1731 | 66454.5107 | 66401.3424 | 66140.3168 | 65818.6572 | 65496.2722 | 65195.5444 | 64929.5839 | 64711.8539 | 64515.3062 | 64339.1209 | 64182.2261 | 64043.5067 | 0 | 0 | 0 | 47.33837716194209 | 58.1239775427101 | 71.12673897072283 | 82.5669369103641 | 94.1780472400548 | 110.10545769604178 | 120.78739697614031 | 123.3928580642071 | 116.28296023739132 | 99.95505383221793 | 77.3494407839483 | 51.19150088442576 | 29.724097287731087 | 14.311602397796445 | 6.0549087067600365 | 2.201784984276378 | 0.6877385703835093 | 0.14989578110440852 | 0.013798077332671866 | 0.00919871822178124 | 0 | 0 | 0 | 0 | 0 | 0 | 0 | 0 | 47.33837716194209 | 105.4623547046522 | 176.58909367537504 | 259.15603058573913 | 353.33407782579394 | 463.43953552183575 | 584.2269324979761 | 707.6197905621832 | 823.9027507995745 | 923.8578046317925 | 1001.2072454157409 | 1052.3987463001667 | 1082.1228435878977 | 1096.4344459856943 | 1102.4893546924543 | 1104.6911396767307 | 1105.3788782471142 | 1105.5287740282188 | 1105.5425721055515 | 1105.5517708237733 | 1105.5517708237733 | 1105.5517708237733 | 1105.5517708237733 | 1105.5517708237733 | 1105.5517708237733 | Addition of 2" wrap insulation to hot water boiler pipe | Addition of 2" wrap insulation to hot water boiler pipe | Addition of 2" wrap insulation to hot water boiler pipe | Addition of 2" wrap insulation to hot water boiler pipe | Addition of 2" wrap insulation to hot water boiler pipe | Addition of 2" wrap insulation to hot water boiler pipe | Addition of 2" wrap insulation to hot water boiler pipe | Addition of 2" wrap insulation to hot water boiler pipe | Addition of 2" wrap insulation to hot water boiler pipe | Addition of 2" wrap insulation to hot water boiler pipe | Addition of 2" wrap insulation to hot water boiler pipe | Addition of 2" wrap insulation to hot water boiler pipe | Addition of 2" wrap insulation to hot water boiler pipe | Addition of 2" wrap insulation to hot water boiler pipe | Addition of 2" wrap insulation to hot water boiler pipe | Addition of 2" wrap insulation to hot water boiler pipe | Addition of 2" wrap insulation to hot water boiler pipe | Addition of 2" wrap insulation to hot water boiler pipe | Addition of 2" wrap insulation to hot water boiler pipe | Addition of 2" wrap insulation to hot water boiler pipe | Addition of 2" wrap insulation to hot water boiler pipe | Addition of 2" wrap insulation to hot water boiler pipe | Addition of 2" wrap insulation to hot water boiler pipe | Addition of 2" wrap insulation to hot water boiler pipe | Addition of 2" wrap insulation to hot water boiler pipe | Addition of 2" wrap insulation to hot water boiler pipe | Addition of 2" wrap insulation to hot water boiler pipe | Addition of 2" wrap insulation to hot water boiler pipe | 36.2322 | 36.2322 | 36.2322 | 36.2322 | 36.2322 | 36.2322 | 36.2322 | 36.2322 | 36.2322 | 36.2322 | 36.2322 | 36.2322 | 36.2322 | 36.2322 | 36.2322 | 36.2322 | 36.2322 | 36.2322 | 36.2322 | 36.2322 | 36.2322 | 36.2322 | 36.2322 | 36.2322 | 36.2322 | 36.2322 | 36.2322 | 36.2322 | 3.1 | 3.1 | 3.1 | 3.1 | 3.1 | 3.1 | 3.1 | 3.1 | 3.1 | 3.1 | 3.1 | 3.1 | 3.1 | 3.1 | 3.1 | 3.1 | 3.1 | 3.1 | 3.1 | 3.1 | 3.1 | 3.1 | 3.1 | 3.1 | 3.1 | 3.1 | 3.1 | 3.1 | 0 | 0 | 0 | 3226.3759 | 3931.2826 | 4771.179 | 5490.1641 | 6204.4959 | 7183.4152 | 7801.0594 | 7887.7035 | 7357.4178 | 6261.3066 | 4798.8505 | 3147.154 | 1811.7083 | 865.2393 | 363.2558 | 131.1249 | 40.6738 | 8.8074 | 0.80584 | 0.53428 | 0 | 0 | 0 | 0 | 0 | 0 | 0 | 0 | 3226.3759 | 7133.0686 | 11845.5898 | 17232.1899 | 23277.822 | 30235.3641 | 37732.3225 | 45233.5342 | 52129.7077 | 57871.5811 | 62116.0783 | 64699.4296 | 65956.2812 | 66287.352 | 66142.3058 | 65788.6512 | 65373.6889 | 64957.2845 | 64566.2058 | 64212.7808 | 63909.7046 | 63629.7083 | 63371.5538 | 63133.8049 | 62915.0296 | 0 | 0 | 0 | 47.3384 | 58.124 | 71.12673897072283 | 82.5669369103641 | 94.1780472400548 | 110.10545769604178 | 120.78739697614031 | 123.3928580642071 | 116.28296023739132 | 99.95505383221793 | 77.3494407839483 | 51.19150088442576 | 29.724097287731087 | 14.311602397796445 | 6.0549087067600365 | 2.201784984276378 | 0.6877385703835093 | 0.14989578110440852 | 0.013798077332671866 | 0.00919871822178124 | 0 | 0 | 0 | 0 | 0 | 0 | 0
Gas Boiler - Maintenance_Retail_Existing_Boiler with a tune-up performed adhering to program requirements | Gas Boiler - Maintenance_Retail_Existing | Gas Boiler - Maintenance_Commercial_Existing_The baseline condition of this measure is a boiler that has not had a tune-up within the past 36 months_Boiler with a tune-up performed adhering to program requirements | Commercial | Retail | Existing | Space Heating | Natural Gas | Gas Boiler - Maintenance | NEQ | The baseline condition of this measure is a boiler that has not had a tune-up within the past 36 months | 3 | 3 | 3 | 0.31438 | 0 | 0 | 0.2 | 0.3 | Retro5Med | 8.35569166605469E-06 | TBD | A | WCM216 | 0.7 | 0.42 | kBtuh heat | 0.0321 | 2011.1163301135007 | 2011.1163 | 1586.2325983993812 | 1586.2326 | IL TRM v13 - 4.4.2 - Space Heating Boiler Tune-up - CI-HVC-BLRT-V07-250101 | IL TRM v13 - 4.4.2 - Space Heating Boiler Tune-up - CI-HVC-BLRT-V07-250101 | IL TRM v13 - 4.4.2 - Space Heating Boiler Tune-up - CI-HVC-BLRT-V07-250101 | 0 | 0 | 1.2191 | The baseline condition of this measure is a boiler that has not had a tune-up within the past 36 months | The baseline condition of this measure is a boiler that has not had a tune-up within the past 36 months | The baseline condition of this measure is a boiler that has not had a tune-up within the past 36 months | The baseline condition of this measure is a boiler that has not had a tune-up within the past 36 months | The baseline condition of this measure is a boiler that has not had a tune-up within the past 36 months | The baseline condition of this measure is a boiler that has not had a tune-up within the past 36 months | The baseline condition of this measure is a boiler that has not had a tune-up within the past 36 months | The baseline condition of this measure is a boiler that has not had a tune-up within the past 36 months | The baseline condition of this measure is a boiler that has not had a tune-up within the past 36 months | The baseline condition of this measure is a boiler that has not had a tune-up within the past 36 months | The baseline condition of this measure is a boiler that has not had a tune-up within the past 36 months | The baseline condition of this measure is a boiler that has not had a tune-up within the past 36 months | The baseline condition of this measure is a boiler that has not had a tune-up within the past 36 months | The baseline condition of this measure is a boiler that has not had a tune-up within the past 36 months | The baseline condition of this measure is a boiler that has not had a tune-up within the past 36 months | The baseline condition of this measure is a boiler that has not had a tune-up within the past 36 months | The baseline condition of this measure is a boiler that has not had a tune-up within the past 36 months | The baseline condition of this measure is a boiler that has not had a tune-up within the past 36 months | The baseline condition of this measure is a boiler that has not had a tune-up within the past 36 months | The baseline condition of this measure is a boiler that has not had a tune-up within the past 36 months | The baseline condition of this measure is a boiler that has not had a tune-up within the past 36 months | The baseline condition of this measure is a boiler that has not had a tune-up within the past 36 months | The baseline condition of this measure is a boiler that has not had a tune-up within the past 36 months | The baseline condition of this measure is a boiler that has not had a tune-up within the past 36 months | The baseline condition of this measure is a boiler that has not had a tune-up within the past 36 months | The baseline condition of this measure is a boiler that has not had a tune-up within the past 36 months | The baseline condition of this measure is a boiler that has not had a tune-up within the past 36 months | The baseline condition of this measure is a boiler that has not had a tune-up within the past 36 months | 0 | 0 | 0 | 160.4792 | 192.3325 | 229.0443 | 257.9624 | 284.5398 | 320.4632 | 337.5495 | 330.3453 | 298.0368 | 245.4421 | 182.3469 | 116.1934 | 65.1306 | 30.3384 | 12.4353 | 4.3829 | 1.3289 | 0.28165 | 0.025264 | 0.01644 | 0 | 0 | 0 | 0 | 0 | 0 | 0 | 0 | 160.4792 | 348.9754 | 568.6571 | 809.6767 | 1067.5272 | 1348.846 | 1632.6661 | 1894.4281 | 2111.6881 | 2268.5559 | 2360.2891 | 2388.7122 | 2371.1167 | 2324.2693 | 2264.2356 | 2199.0035 | 2135.8873 | 2077.2507 | 2024.2077 | 1975.8502 | 1932.3984 | 1892.4174 | 1855.6216 | 1821.7502 | 1790.5647 | 0 | 0 | 0 | 34.13882354471102 | 41.91703079003311 | 51.2941789855943 | 59.54445967100759 | 67.9179965446409 | 79.40430189940638 | 87.10775229338778 | 88.98672199346515 | 83.85930610212093 | 72.08417672424038 | 55.78177936205689 | 36.91756499602472 | 21.436005481562734 | 10.321039676307986 | 4.3665937092072244 | 1.5878522578935363 | 0.49597360760584247 | 0.10809972643789902 | 0.00995070290865536 | 0.006633801939103572 | 0 | 0 | 0 | 0 | 0 | 0 | 0 | 0 | 34.13882354471102 | 76.05585433474413 | 127.35003332033843 | 186.89449299134603 | 254.8124895359869 | 334.2167914353933 | 421.32454372878107 | 510.3112657222462 | 594.1705718243671 | 666.2547485486075 | 722.0365279106644 | 758.9540929066891 | 780.3900983882519 | 790.7111380645598 | 795.0777317737671 | 796.6655840316607 | 797.1615576392664 | 797.2696573657043 | 797.279608068613 | 797.2862418705521 | 797.2862418705521 | 797.2862418705521 | 797.2862418705521 | 797.2862418705521 | 797.2862418705521 | Boiler with a tune-up performed adhering to program requirements | Boiler with a tune-up performed adhering to program requirements | Boiler with a tune-up performed adhering to program requirements | Boiler with a tune-up performed adhering to program requirements | Boiler with a tune-up performed adhering to program requirements | Boiler with a tune-up performed adhering to program requirements | Boiler with a tune-up performed adhering to program requirements | Boiler with a tune-up performed adhering to program requirements | Boiler with a tune-up performed adhering to program requirements | Boiler with a tune-up performed adhering to program requirements | Boiler with a tune-up performed adhering to program requirements | Boiler with a tune-up performed adhering to program requirements | Boiler with a tune-up performed adhering to program requirements | Boiler with a tune-up performed adhering to program requirements | Boiler with a tune-up performed adhering to program requirements | Boiler with a tune-up performed adhering to program requirements | Boiler with a tune-up performed adhering to program requirements | Boiler with a tune-up performed adhering to program requirements | Boiler with a tune-up performed adhering to program requirements | Boiler with a tune-up performed adhering to program requirements | Boiler with a tune-up performed adhering to program requirements | Boiler with a tune-up performed adhering to program requirements | Boiler with a tune-up performed adhering to program requirements | Boiler with a tune-up performed adhering to program requirements | Boiler with a tune-up performed adhering to program requirements | Boiler with a tune-up performed adhering to program requirements | Boiler with a tune-up performed adhering to program requirements | Boiler with a tune-up performed adhering to program requirements | 1.2191 | 1.2191 | 1.2191 | 1.2191 | 1.2191 | 1.2191 | 1.2191 | 1.2191 | 1.2191 | 1.2191 | 1.2191 | 1.2191 | 1.2191 | 1.2191 | 1.2191 | 1.2191 | 1.2191 | 1.2191 | 1.2191 | 1.2191 | 1.2191 | 1.2191 | 1.2191 | 1.2191 | 1.2191 | 1.2191 | 1.2191 | 1.2191 | 0.3144 | 0.3144 | 0.3144 | 0.3144 | 0.3144 | 0.3144 | 0.3144 | 0.3144 | 0.3144 | 0.3144 | 0.3144 | 0.3144 | 0.3144 | 0.3144 | 0.3144 | 0.3144 | 0.3144 | 0.3144 | 0.3144 | 0.3144 | 0.3144 | 0.3144 | 0.3144 | 0.3144 | 0.3144 | 0.3144 | 0.3144 | 0.3144 | 0 | 0 | 0 | 0 | 0 | 0 | 0 | 0 | 0 | 0 | 0 | 0 | 0 | 0 | 0 | 0 | 0 | 0 | 0 | 0 | 0 | 0 | 0 | 0 | 0 | 0 | 0 | 0 | 0 | 0 | 0 | 0 | 0 | 0 | 0 | 0 | 0 | 0 | 0 | 0 | 0 | 0 | 0 | 0 | 0 | 0 | 0 | 0 | 0 | 0 | 0 | 0 | 0 | 0 | 0 | 0 | 0 | 0 | 0 | 0 | 0 | 0 | 0 | 0 | 0 | 0 | 0 | 0 | 0 | 0 | 0 | 0 | 0 | 0 | 0 | 0 | 0 | 0 | 0 | 0 | 0 | 0 | 0 | 0 | 0 | 0 | 0 | 0 | 0 | 0 | 0 | 0 | 0 | 0 | 0 | 0 | 0 | 0 | 0 | 0 | 0 | 0 | 0 | 0 | 0 | 0 | 0 | 0 | 0 | 0 | 0 | 0 | Boiler with a tune-up performed adhering to program requirements | Boiler with a tune-up performed adhering to program requirements | Boiler with a tune-up performed adhering to program requirements | Boiler with a tune-up performed adhering to program requirements | Boiler with a tune-up performed adhering to program requirements | Boiler with a tune-up performed adhering to program requirements | Boiler with a tune-up performed adhering to program requirements | Boiler with a tune-up performed adhering to program requirements | Boiler with a tune-up performed adhering to program requirements | Boiler with a tune-up performed adhering to program requirements | Boiler with a tune-up performed adhering to program requirements | Boiler with a tune-up performed adhering to program requirements | Boiler with a tune-up performed adhering to program requirements | Boiler with a tune-up performed adhering to program requirements | Boiler with a tune-up performed adhering to program requirements | Boiler with a tune-up performed adhering to program requirements | Boiler with a tune-up performed adhering to program requirements | Boiler with a tune-up performed adhering to program requirements | Boiler with a tune-up performed adhering to program requirements | Boiler with a tune-up performed adhering to program requirements | Boiler with a tune-up performed adhering to program requirements | Boiler with a tune-up performed adhering to program requirements | Boiler with a tune-up performed adhering to program requirements | Boiler with a tune-up performed adhering to program requirements | Boiler with a tune-up performed adhering to program requirements | Boiler with a tune-up performed adhering to program requirements | Boiler with a tune-up performed adhering to program requirements | Boiler with a tune-up performed adhering to program requirements | 1.2191 | 1.2191 | 1.2191 | 1.2191 | 1.2191 | 1.2191 | 1.2191 | 1.2191 | 1.2191 | 1.2191 | 1.2191 | 1.2191 | 1.2191 | 1.2191 | 1.2191 | 1.2191 | 1.2191 | 1.2191 | 1.2191 | 1.2191 | 1.2191 | 1.2191 | 1.2191 | 1.2191 | 1.2191 | 1.2191 | 1.2191 | 1.2191 | 0.3144 | 0.3144 | 0.3144 | 0.3144 | 0.3144 | 0.3144 | 0.3144 | 0.3144 | 0.3144 | 0.3144 | 0.3144 | 0.3144 | 0.3144 | 0.3144 | 0.3144 | 0.3144 | 0.3144 | 0.3144 | 0.3144 | 0.3144 | 0.3144 | 0.3144 | 0.3144 | 0.3144 | 0.3144 | 0.3144 | 0.3144 | 0.3144 | 0 | 0 | 0 | 137.997 | 167.4778 | 202.1709 | 231.0381 | 258.8417 | 296.4186 | 317.7924 | 316.9533 | 291.6291 | 245.0648 | 185.8126 | 120.8481 | 69.1504 | 32.8908 | 13.7722 | 4.9623 | 1.5376 | 0.33279 | 0.03045 | 0.020192 | 0 | 0 | 0 | 0 | 0 | 0 | 0 | 0 | 137.997 | 303.878 | 501.9375 | 725.1683 | 971.1137 | 1247.6411 | 1537.1045 | 1817.6289 | 2066.2873 | 2265.0681 | 2405.1485 | 2484.4049 | 2517.461 | 2519.8194 | 2507.6601 | 2489.6944 | 2471.3323 | 2454.4407 | 2439.7559 | 2426.7829 | 2416.0181 | 2406.2767 | 2397.486 | 2389.5646 | 2382.4428 | 0 | 0 | 0 | 29.018 | 35.6295 | 43.60005213775514 | 50.61279072035645 | 57.73029706294476 | 67.49365661449542 | 74.04158944937961 | 75.63871369444539 | 71.28041018680278 | 61.27155021560432 | 47.414512457748344 | 31.379930246621015 | 18.22060465932833 | 8.77288372486179 | 3.7116046528261424 | 1.3496744192095067 | 0.4215775664649665 | 0.09188476747221423 | 0.00845809747235706 | 0.005638731648238038 | 0 | 0 | 0 | 0 | 0 | 0 | 0
Gas Boiler - High Turndown Burner_Office_Existing_10:1 Turndown or greater | Gas Boiler - High Turndown Burner_Office_Existing | Gas Boiler - High Turndown Burner_Commercial_Existing_6:1 turndown or less_10:1 Turndown or greater | Commercial | Office | Existing | Space Heating | Natural Gas | Gas Boiler - High Turndown Burner | NEQ | 6:1 turndown or less | 21 | 21 | 21 | 0.16643 | 0 | 0 | 0.25 | 0.5 | Retro5Med | 8.35569166605469E-06 | TBD | A | WCM20 | 0.7 | 0.42 | kBtuh heat | 0.0321 | 1829.6138151325906 | 1829.6138 | 1443.0756851750011 | 1443.0757 | IL TRM v13 - 4.4.20 - High Turndown Burner for Space Heating Boilers - CI-HVC-HTBC-V07-250101_x000D_ | IL TRM v13 - 4.4.20 - High Turndown Burner for Space Heating Boilers - CI-HVC-HTBC-V07-250101_x000D_ | IL TRM v13 - 4.4.20 - High Turndown Burner for Space Heating Boilers - CI-HVC-HTBC-V07-250101_x000D_ | 0 | 0 | 3.2523 | 6:1 turndown or less | 6:1 turndown or less | 6:1 turndown or less | 6:1 turndown or less | 6:1 turndown or less | 6:1 turndown or less | 6:1 turndown or less | 6:1 turndown or less | 6:1 turndown or less | 6:1 turndown or less | 6:1 turndown or less | 6:1 turndown or less | 6:1 turndown or less | 6:1 turndown or less | 6:1 turndown or less | 6:1 turndown or less | 6:1 turndown or less | 6:1 turndown or less | 6:1 turndown or less | 6:1 turndown or less | 6:1 turndown or less | 6:1 turndown or less | 6:1 turndown or less | 6:1 turndown or less | 6:1 turndown or less | 6:1 turndown or less | 6:1 turndown or less | 6:1 turndown or less | 0 | 0 | 0 | 1047.3975 | 1266.7754 | 1524.4538 | 1737.0943 | 1940.8745 | 2217.5686 | 2372.3086 | 2359.2289 | 2162.1316 | 1806.8903 | 1360.0168 | 876.3781 | 496.0994 | 233.1937 | 96.4453 | 34.3218 | 10.5075 | 2.2479 | 0.20347 | 0.13357 | 3.6511e-19 | 3.6054e-19 | 3.5633e-19 | 3.5245e-19 | 3.4887e-19 | 0 | 0 | 0 | 1047.3975 | 2298.4855 | 3784.8202 | 5452.2849 | 7281.7086 | 9333.8605 | 11474.4301 | 13529.4466 | 15319.4087 | 16700.6036 | 17603.9881 | 18016.6471 | 18060.7833 | 17865.3379 | 17560.9513 | 17220.1267 | 16888.4256 | 16578.9529 | 16302.5009 | 16053.0763 | 15838.2801 | 15640.2311 | 15457.6087 | 15289.1986 | 15133.8838 | 0 | 0 | 0 | 298.2829220259325 | 366.2438575344261 | 448.1753031326893 | 520.2609105103475 | 593.4234506045616 | 693.7833449639669 | 761.0911035394544 | 777.50832341826 | 732.7082853469627 | 629.8248337989744 | 487.38504776325095 | 322.5617645164154 | 187.2939277837251 | 90.17855782179355 | 38.15246677075882 | 13.873624280275937 | 4.3334960482940765 | 0.9445053731822568 | 0.08694279508250687 | 0.05796186338833788 | 1.605858303475673E-19 | 1.605858303475673E-19 | 1.605858303475673E-19 | 1.605858303475673E-19 | 1.605858303475673E-19 | 0 | 0 | 0 | 298.2829220259325 | 664.5267795603586 | 1112.702082693048 | 1632.9629932033952 | 2226.3864438079568 | 2920.169788771924 | 3681.260892311378 | 4458.769215729638 | 5191.477501076601 | 5821.302334875575 | 6308.687382638826 | 6631.249147155242 | 6818.543074938967 | 6908.721632760761 | 6946.87409953152 | 6960.747723811796 | 6965.081219860091 | 6966.025725233273 | 6966.112668028355 | 6966.170629891744 | 6966.170629891744 | 6966.170629891744 | 6966.170629891744 | 6966.170629891744 | 6966.170629891744 | 10:1 Turndown or greater | 10:1 Turndown or greater | 10:1 Turndown or greater | 10:1 Turndown or greater | 10:1 Turndown or greater | 10:1 Turndown or greater | 10:1 Turndown or greater | 10:1 Turndown or greater | 10:1 Turndown or greater | 10:1 Turndown or greater | 10:1 Turndown or greater | 10:1 Turndown or greater | 10:1 Turndown or greater | 10:1 Turndown or greater | 10:1 Turndown or greater | 10:1 Turndown or greater | 10:1 Turndown or greater | 10:1 Turndown or greater | 10:1 Turndown or greater | 10:1 Turndown or greater | 10:1 Turndown or greater | 10:1 Turndown or greater | 10:1 Turndown or greater | 10:1 Turndown or greater | 10:1 Turndown or greater | 10:1 Turndown or greater | 10:1 Turndown or greater | 10:1 Turndown or greater | 3.2523 | 3.2523 | 3.2523 | 3.2523 | 3.2523 | 3.2523 | 3.2523 | 3.2523 | 3.2523 | 3.2523 | 3.2523 | 3.2523 | 3.2523 | 3.2523 | 3.2523 | 3.2523 | 3.2523 | 3.2523 | 3.2523 | 3.2523 | 3.2523 | 3.2523 | 3.2523 | 3.2523 | 3.2523 | 3.2523 | 3.2523 | 3.2523 | 0.1664 | 0.1664 | 0.1664 | 0.1664 | 0.1664 | 0.1664 | 0.1664 | 0.1664 | 0.1664 | 0.1664 | 0.1664 | 0.1664 | 0.1664 | 0.1664 | 0.1664 | 0.1664 | 0.1664 | 0.1664 | 0.1664 | 0.1664 | 0.1664 | 0.1664 | 0.1664 | 0.1664 | 0.1664 | 0.1664 | 0.1664 | 0.1664 | 0 | 0 | 0 | 0 | 0 | 0 | 0 | 0 | 0 | 0 | 0 | 0 | 0 | 0 | 0 | 0 | 0 | 0 | 0 | 0 | 0 | 0 | 0 | 0 | 0 | 0 | 0 | 0 | 0 | 0 | 0 | 0 | 0 | 0 | 0 | 0 | 0 | 0 | 0 | 0 | 0 | 0 | 0 | 0 | 0 | 0 | 0 | 0 | 0 | 0 | 0 | 0 | 0 | 0 | 0 | 0 | 0 | 0 | 0 | 0 | 0 | 0 | 0 | 0 | 0 | 0 | 0 | 0 | 0 | 0 | 0 | 0 | 0 | 0 | 0 | 0 | 0 | 0 | 0 | 0 | 0 | 0 | 0 | 0 | 0 | 0 | 0 | 0 | 0 | 0 | 0 | 0 | 0 | 0 | 0 | 0 | 0 | 0 | 0 | 0 | 0 | 0 | 0 | 0 | 0 | 0 | 0 | 0 | 0 | 0 | 0 | 0 | 10:1 Turndown or greater | 10:1 Turndown or greater | 10:1 Turndown or greater | 10:1 Turndown or greater | 10:1 Turndown or greater | 10:1 Turndown or greater | 10:1 Turndown or greater | 10:1 Turndown or greater | 10:1 Turndown or greater | 10:1 Turndown or greater | 10:1 Turndown or greater | 10:1 Turndown or greater | 10:1 Turndown or greater | 10:1 Turndown or greater | 10:1 Turndown or greater | 10:1 Turndown or greater | 10:1 Turndown or greater | 10:1 Turndown or greater | 10:1 Turndown or greater | 10:1 Turndown or greater | 10:1 Turndown or greater | 10:1 Turndown or greater | 10:1 Turndown or greater | 10:1 Turndown or greater | 10:1 Turndown or greater | 10:1 Turndown or greater | 10:1 Turndown or greater | 10:1 Turndown or greater | 3.2523 | 3.2523 | 3.2523 | 3.2523 | 3.2523 | 3.2523 | 3.2523 | 3.2523 | 3.2523 | 3.2523 | 3.2523 | 3.2523 | 3.2523 | 3.2523 | 3.2523 | 3.2523 | 3.2523 | 3.2523 | 3.2523 | 3.2523 | 3.2523 | 3.2523 | 3.2523 | 3.2523 | 3.2523 | 3.2523 | 3.2523 | 3.2523 | 0.1664 | 0.1664 | 0.1664 | 0.1664 | 0.1664 | 0.1664 | 0.1664 | 0.1664 | 0.1664 | 0.1664 | 0.1664 | 0.1664 | 0.1664 | 0.1664 | 0.1664 | 0.1664 | 0.1664 | 0.1664 | 0.1664 | 0.1664 | 0.1664 | 0.1664 | 0.1664 | 0.1664 | 0.1664 | 0.1664 | 0.1664 | 0.1664 | 0 | 0 | 0 | 895.8323 | 1090.6094 | 1321.7006 | 1517.4391 | 1709.2165 | 1969.966 | 2127.1807 | 2136.4987 | 1978.4065 | 1671.1827 | 1271.708 | 828.5969 | 474.3207 | 225.4814 | 94.3214 | 33.9548 | 10.5122 | 2.2734 | 0.20787 | 0.13776 | 1.7876e-18 | 1.7797e-18 | 1.7725e-18 | 1.7659e-18 | 1.7598e-18 | 0 | 0 | 0 | 895.8323 | 1978.8431 | 3281.437 | 4762.8446 | 6412.5818 | 8291.6881 | 10288.791 | 12252.1579 | 14017.6559 | 15446.2947 | 16460.9236 | 17034.3571 | 17267.9171 | 17274.4823 | 17174.2283 | 17035.9789 | 16895.8597 | 16766.7647 | 16654.773 | 16556.3011 | 16478.2065 | 16406.0587 | 16339.539 | 16278.2772 | 16221.9044 | 0 | 0 | 0 | 253.5405 | 311.3073 | 380.94900766278596 | 442.2217739337953 | 504.40993301387726 | 589.7158432193719 | 646.9274380085362 | 660.882074905521 | 622.8020425449184 | 535.3511087291281 | 414.2772905987633 | 274.17749983895305 | 159.19983861616623 | 76.6517741485245 | 32.42959675514498 | 11.79258063823454 | 3.683471641049963 | 0.8028295672049179 | 0.07390137582013077 | 0.04926758388008717 | 6.423433213902692E-19 | 6.423433213902692E-19 | 6.423433213902692E-19 | 6.423433213902692E-19 | 6.423433213902692E-19 | 0 | 0
Gas Boiler - Insulate Steam Lines/Condensate Tank_Warehouse_Existing_Addition of 2" wrap insulation to hot water boiler pipe | Gas Boiler - Insulate Steam Lines/Condensate Tank_Warehouse_Existing | Gas Boiler - Insulate Steam Lines/Condensate Tank_Commercial_Existing_bare pipe_Addition of 2" wrap insulation to hot water boiler pipe | Commercial | Warehouse | Existing | Space Heating | Natural Gas | Gas Boiler - Insulate Steam Lines/Condensate Tank | NEQ | bare pipe | 15 | 15 | 15 | 2.91 | 0 | 0 | 0.3 | 0.35 | Retro5Med | 8.35569166605469E-06 | TBD | A | WCM727 | 0.7 | 0.42 | boiler pipe | 0.0321 | 1512.9663776914033 | 1512.9664 | 1193.3255936720927 | 1193.3256 | IL TRM v12 - 4.4.14 - Pipe Insulation - CI-HVC-PINS-V08-230101 | IL TRM v12 - 4.4.14 - Pipe Insulation - CI-HVC-PINS-V08-230101 | IL TRM v12 - 4.4.14 - Pipe Insulation - CI-HVC-PINS-V08-230101 | 0 | 0 | 36.2322 | bare pipe | bare pipe | bare pipe | bare pipe | bare pipe | bare pipe | bare pipe | bare pipe | bare pipe | bare pipe | bare pipe | bare pipe | bare pipe | bare pipe | bare pipe | bare pipe | bare pipe | bare pipe | bare pipe | bare pipe | bare pipe | bare pipe | bare pipe | bare pipe | bare pipe | bare pipe | bare pipe | bare pipe | 0 | 0 | 0 | 696.7422 | 843.7498 | 1016.9344 | 1160.8922 | 1299.8902 | 1489.11 | 1597.9076 | 1594.5512 | 1466.8692 | 1230.7141 | 930.1178 | 601.7726 | 341.9782 | 161.3408 | 66.9568 | 23.8984 | 7.3354 | 1.5732 | 0.1427 | 0.093837 | 0 | 0 | 0 | 0 | 0 | 0 | 0 | 0 | 696.7422 | 1530.9317 | 2524.7823 | 3643.7371 | 4876.885 | 6267.7407 | 7728.7919 | 9144.2568 | 10393.2472 | 11375.1612 | 12039.3979 | 12371.2856 | 12449.9123 | 12360.5703 | 12191.6297 | 11990.4059 | 11789.9205 | 11602.9945 | 11433.2231 | 11277.8896 | 11139.0445 | 11011.2087 | 10893.4882 | 10785.0645 | 10685.1876 | 0 | 0 | 0 | 4.177200351265949 | 5.128935843698068 | 6.276316528479735 | 7.2858145661615366 | 8.310394136809876 | 9.715849679231694 | 10.65843798048217 | 10.888347276591967 | 10.260960587816394 | 8.820164758719788 | 6.825415879965881 | 4.517205031020156 | 2.622893243818154 | 1.2628745248013338 | 0.5342930681851796 | 0.19428838843097437 | 0.060686951476121874 | 0.0132269998893416 | 0.0012175604010179167 | 0.0008117069340119442 | 0 | 0 | 0 | 0 | 0 | 0 | 0 | 0 | 4.177200351265949 | 9.306136194964015 | 15.582452723443751 | 22.86826728960529 | 31.178661426415164 | 40.894511105646856 | 51.552949086129026 | 62.44129636272099 | 72.70225695053738 | 81.52242170925717 | 88.34783758922305 | 92.8650426202432 | 95.48793586406136 | 96.7508103888627 | 97.28510345704788 | 97.47939184547884 | 97.54007879695497 | 97.55330579684431 | 97.55452335724532 | 97.55533506417935 | 97.55533506417935 | 97.55533506417935 | 97.55533506417935 | 97.55533506417935 | 97.55533506417935 | Addition of 2" wrap insulation to hot water boiler pipe | Addition of 2" wrap insulation to hot water boiler pipe | Addition of 2" wrap insulation to hot water boiler pipe | Addition of 2" wrap insulation to hot water boiler pipe | Addition of 2" wrap insulation to hot water boiler pipe | Addition of 2" wrap insulation to hot water boiler pipe | Addition of 2" wrap insulation to hot water boiler pipe | Addition of 2" wrap insulation to hot water boiler pipe | Addition of 2" wrap insulation to hot water boiler pipe | Addition of 2" wrap insulation to hot water boiler pipe | Addition of 2" wrap insulation to hot water boiler pipe | Addition of 2" wrap insulation to hot water boiler pipe | Addition of 2" wrap insulation to hot water boiler pipe | Addition of 2" wrap insulation to hot water boiler pipe | Addition of 2" wrap insulation to hot water boiler pipe | Addition of 2" wrap insulation to hot water boiler pipe | Addition of 2" wrap insulation to hot water boiler pipe | Addition of 2" wrap insulation to hot water boiler pipe | Addition of 2" wrap insulation to hot water boiler pipe | Addition of 2" wrap insulation to hot water boiler pipe | Addition of 2" wrap insulation to hot water boiler pipe | Addition of 2" wrap insulation to hot water boiler pipe | Addition of 2" wrap insulation to hot water boiler pipe | Addition of 2" wrap insulation to hot water boiler pipe | Addition of 2" wrap insulation to hot water boiler pipe | Addition of 2" wrap insulation to hot water boiler pipe | Addition of 2" wrap insulation to hot water boiler pipe | Addition of 2" wrap insulation to hot water boiler pipe | 36.2322 | 36.2322 | 36.2322 | 36.2322 | 36.2322 | 36.2322 | 36.2322 | 36.2322 | 36.2322 | 36.2322 | 36.2322 | 36.2322 | 36.2322 | 36.2322 | 36.2322 | 36.2322 | 36.2322 | 36.2322 | 36.2322 | 36.2322 | 36.2322 | 36.2322 | 36.2322 | 36.2322 | 36.2322 | 36.2322 | 36.2322 | 36.2322 | 2.91 | 2.91 | 2.91 | 2.91 | 2.91 | 2.91 | 2.91 | 2.91 | 2.91 | 2.91 | 2.91 | 2.91 | 2.91 | 2.91 | 2.91 | 2.91 | 2.91 | 2.91 | 2.91 | 2.91 | 2.91 | 2.91 | 2.91 | 2.91 | 2.91 | 2.91 | 2.91 | 2.91 | 0 | 0 | 0 | 595.9773 | 726.6111 | 882.3536 | 1015.876 | 1148.6495 | 1330.5672 | 1445.6997 | 1462.4287 | 1364.7257 | 1161.8558 | 890.7342 | 584.2507 | 336.3534 | 160.6344 | 67.4363 | 24.3376 | 7.5478 | 1.6341 | 0.1495 | 0.099101 | 0 | 0 | 0 | 0 | 0 | 0 | 0 | 0 | 595.9773 | 1318.3908 | 2190.6533 | 3188.5691 | 4309.465 | 5600.426 | 6992.5898 | 8386.5753 | 9669.527 | 10738.7224 | 11529.6181 | 12011.0707 | 12245.1374 | 12306.4519 | 12278.9362 | 12210.7979 | 12131.3626 | 12052.1605 | 11978.2124 | 11910.4828 | 11849.5775 | 11793.8531 | 11742.9785 | 11696.5529 | 11654.1943 | 0 | 0 | 0 | 3.550620298576056 | 4.359595467143358 | 5.334869049207776 | 6.192942381237306 | 7.063835016288395 | 8.258472227346939 | 9.059672283409844 | 9.25509518510317 | 8.721816499643936 | 7.497140044911819 | 5.801603497970997 | 3.839624276367132 | 2.2294592572454306 | 1.0734433460811337 | 0.45414910795740254 | 0.16514513016632823 | 0.0515839087547036 | 0.011242949905940361 | 0.00103492634086523 | 0.0006899508939101534 | 0 | 0 | 0 | 0 | 0 | 0 | 0 | 0 | 3.550620298576056 | 7.910215765719414 | 13.24508481492719 | 19.438027196164498 | 26.50186221245289 | 34.76033443979983 | 43.82000672320967 | 53.075101908312845 | 61.79691840795678 | 69.2940584528686 | 75.0956619508396 | 78.93528622720673 | 81.16474548445217 | 82.2381888305333 | 82.69233793849071 | 82.85748306865703 | 82.90906697741174 | 82.92030992731769 | 82.92134485365855 | 82.92203480455247 | 82.92203480455247 | 82.92203480455247 | 82.92203480455247 | 82.92203480455247 | 82.92203480455247 | Addition of 2" wrap insulation to hot water boiler pipe | Addition of 2" wrap insulation to hot water boiler pipe | Addition of 2" wrap insulation to hot water boiler pipe | Addition of 2" wrap insulation to hot water boiler pipe | Addition of 2" wrap insulation to hot water boiler pipe | Addition of 2" wrap insulation to hot water boiler pipe | Addition of 2" wrap insulation to hot water boiler pipe | Addition of 2" wrap insulation to hot water boiler pipe | Addition of 2" wrap insulation to hot water boiler pipe | Addition of 2" wrap insulation to hot water boiler pipe | Addition of 2" wrap insulation to hot water boiler pipe | Addition of 2" wrap insulation to hot water boiler pipe | Addition of 2" wrap insulation to hot water boiler pipe | Addition of 2" wrap insulation to hot water boiler pipe | Addition of 2" wrap insulation to hot water boiler pipe | Addition of 2" wrap insulation to hot water boiler pipe | Addition of 2" wrap insulation to hot water boiler pipe | Addition of 2" wrap insulation to hot water boiler pipe | Addition of 2" wrap insulation to hot water boiler pipe | Addition of 2" wrap insulation to hot water boiler pipe | Addition of 2" wrap insulation to hot water boiler pipe | Addition of 2" wrap insulation to hot water boiler pipe | Addition of 2" wrap insulation to hot water boiler pipe | Addition of 2" wrap insulation to hot water boiler pipe | Addition of 2" wrap insulation to hot water boiler pipe | Addition of 2" wrap insulation to hot water boiler pipe | Addition of 2" wrap insulation to hot water boiler pipe | Addition of 2" wrap insulation to hot water boiler pipe | 36.2322 | 36.2322 | 36.2322 | 36.2322 | 36.2322 | 36.2322 | 36.2322 | 36.2322 | 36.2322 | 36.2322 | 36.2322 | 36.2322 | 36.2322 | 36.2322 | 36.2322 | 36.2322 | 36.2322 | 36.2322 | 36.2322 | 36.2322 | 36.2322 | 36.2322 | 36.2322 | 36.2322 | 36.2322 | 36.2322 | 36.2322 | 36.2322 | 2.91 | 2.91 | 2.91 | 2.91 | 2.91 | 2.91 | 2.91 | 2.91 | 2.91 | 2.91 | 2.91 | 2.91 | 2.91 | 2.91 | 2.91 | 2.91 | 2.91 | 2.91 | 2.91 | 2.91 | 2.91 | 2.91 | 2.91 | 2.91 | 2.91 | 2.91 | 2.91 | 2.91 | 0 | 0 | 0 | 595.8185 | 726.1132 | 881.01 | 1012.84 | 1142.5977 | 1319.3097 | 1427.5947 | 1437.1826 | 1334.2001 | 1129.9374 | 862.0205 | 562.9813 | 322.9539 | 153.8062 | 64.4371 | 23.2217 | 7.1948 | 1.5567 | 0.14237 | 0.094359 | 0 | 0 | 0 | 0 | 0 | 0 | 0 | 0 | 595.8185 | 1317.4875 | 2187.3174 | 3179.0399 | 4286.7601 | 5553.0424 | 6905.0189 | 8241.7964 | 9453.2434 | 10443.7089 | 11157.9492 | 11573.8125 | 11757.3212 | 11783.3341 | 11732.8301 | 11650.9057 | 11563.9745 | 11481.435 | 11407.4167 | 11340.5466 | 11282.5557 | 11229.4978 | 11181.0576 | 11136.8536 | 11096.5219 | 0 | 0 | 0 | 3.5506 | 4.3596 | 5.334869049207776 | 6.192942381237306 | 7.063835016288395 | 8.258472227346939 | 9.059672283409844 | 9.25509518510317 | 8.721816499643936 | 7.497140044911819 | 5.801603497970997 | 3.839624276367132 | 2.2294592572454306 | 1.0734433460811337 | 0.45414910795740254 | 0.16514513016632823 | 0.0515839087547036 | 0.011242949905940361 | 0.00103492634086523 | 0.0006899508939101534 | 0 | 0 | 0 | 0 | 0 | 0 | 0
Gas Boiler - Insulate Steam Lines/Condensate Tank_Retail_Existing_Addition of 2" wrap insulation to hot water boiler pipe | Gas Boiler - Insulate Steam Lines/Condensate Tank_Retail_Existing | Gas Boiler - Insulate Steam Lines/Condensate Tank_Commercial_Existing_bare pipe_Addition of 2" wrap insulation to hot water boiler pipe | Commercial | Retail | Existing | Space Heating | Natural Gas | Gas Boiler - Insulate Steam Lines/Condensate Tank | NEQ | bare pipe | 15 | 15 | 15 | 2.53 | 0 | 0 | 0.3 | 0.35 | Retro5Med | 8.35569166605469E-06 | TBD | A | WCM227 | 0.7 | 0.42 | boiler pipe | 0.0321 | 1740.1900431922982 | 1740.19 | 1372.5442594192778 | 1372.5443 | IL TRM v12 - 4.4.14 - Pipe Insulation - CI-HVC-PINS-V08-230101 | IL TRM v12 - 4.4.14 - Pipe Insulation - CI-HVC-PINS-V08-230101 | IL TRM v12 - 4.4.14 - Pipe Insulation - CI-HVC-PINS-V08-230101 | 0 | 0 | 36.2322 | bare pipe | bare pipe | bare pipe | bare pipe | bare pipe | bare pipe | bare pipe | bare pipe | bare pipe | bare pipe | bare pipe | bare pipe | bare pipe | bare pipe | bare pipe | bare pipe | bare pipe | bare pipe | bare pipe | bare pipe | bare pipe | bare pipe | bare pipe | bare pipe | bare pipe | bare pipe | bare pipe | bare pipe | 0 | 0 | 0 | 102.9192 | 123.3494 | 146.8968 | 165.447 | 182.4972 | 205.5437 | 216.5097 | 211.8958 | 191.1777 | 157.4446 | 116.9731 | 74.5375 | 41.7813 | 19.4621 | 7.9772 | 2.8116 | 0.85249 | 0.18068 | 0.016207 | 0.010546 | 0 | 0 | 0 | 0 | 0 | 0 | 0 | 0 | 102.9192 | 223.8099 | 364.7062 | 519.2947 | 684.6871 | 865.1439 | 1047.2184 | 1215.1565 | 1354.5567 | 1455.2187 | 1514.0936 | 1532.3468 | 1521.0706 | 1491.023 | 1452.5129 | 1410.6665 | 1370.177 | 1332.561 | 1298.5333 | 1267.5115 | 1239.6367 | 1213.9884 | 1190.3835 | 1168.6547 | 1148.6489 | 0 | 0 | 0 | 0.43360798080464125 | 0.5324014478234148 | 0.651503568886784 | 0.7562929897755369 | 0.8626479264421184 | 1.0085391187751658 | 1.1063830754126371 | 1.13024846305778 | 1.0651235342950884 | 0.9155638968175628 | 0.708501998705188 | 0.4689016536608332 | 0.2722654763191934 | 0.13109078489442647 | 0.055461485916872735 | 0.020167813060680998 | 0.006299517446601669 | 0.0013730087694698355 | 0.0001263870206352609 | 8.425801375684058E-05 | 0 | 0 | 0 | 0 | 0 | 0 | 0 | 0 | 0.43360798080464125 | 0.966009428628056 | 1.6175129975148401 | 2.373805987290377 | 3.2364539137324955 | 4.244993032507661 | 5.351376107920298 | 6.481624570978078 | 7.546748105273167 | 8.46231200209073 | 9.170814000795918 | 9.63971565445675 | 9.911981130775946 | 10.043071915670371 | 10.098533401587243 | 10.118701214647926 | 10.125000732094527 | 10.126373740863995 | 10.126500127884631 | 10.126584385898388 | 10.126584385898388 | 10.126584385898388 | 10.126584385898388 | 10.126584385898388 | 10.126584385898388 | Addition of 2" wrap insulation to hot water boiler pipe | Addition of 2" wrap insulation to hot water boiler pipe | Addition of 2" wrap insulation to hot water boiler pipe | Addition of 2" wrap insulation to hot water boiler pipe | Addition of 2" wrap insulation to hot water boiler pipe | Addition of 2" wrap insulation to hot water boiler pipe | Addition of 2" wrap insulation to hot water boiler pipe | Addition of 2" wrap insulation to hot water boiler pipe | Addition of 2" wrap insulation to hot water boiler pipe | Addition of 2" wrap insulation to hot water boiler pipe | Addition of 2" wrap insulation to hot water boiler pipe | Addition of 2" wrap insulation to hot water boiler pipe | Addition of 2" wrap insulation to hot water boiler pipe | Addition of 2" wrap insulation to hot water boiler pipe | Addition of 2" wrap insulation to hot water boiler pipe | Addition of 2" wrap insulation to hot water boiler pipe | Addition of 2" wrap insulation to hot water boiler pipe | Addition of 2" wrap insulation to hot water boiler pipe | Addition of 2" wrap insulation to hot water boiler pipe | Addition of 2" wrap insulation to hot water boiler pipe | Addition of 2" wrap insulation to hot water boiler pipe | Addition of 2" wrap insulation to hot water boiler pipe | Addition of 2" wrap insulation to hot water boiler pipe | Addition of 2" wrap insulation to hot water boiler pipe | Addition of 2" wrap insulation to hot water boiler pipe | Addition of 2" wrap insulation to hot water boiler pipe | Addition of 2" wrap insulation to hot water boiler pipe | Addition of 2" wrap insulation to hot water boiler pipe | 36.2322 | 36.2322 | 36.2322 | 36.2322 | 36.2322 | 36.2322 | 36.2322 | 36.2322 | 36.2322 | 36.2322 | 36.2322 | 36.2322 | 36.2322 | 36.2322 | 36.2322 | 36.2322 | 36.2322 | 36.2322 | 36.2322 | 36.2322 | 36.2322 | 36.2322 | 36.2322 | 36.2322 | 36.2322 | 36.2322 | 36.2322 | 36.2322 | 2.53 | 2.53 | 2.53 | 2.53 | 2.53 | 2.53 | 2.53 | 2.53 | 2.53 | 2.53 | 2.53 | 2.53 | 2.53 | 2.53 | 2.53 | 2.53 | 2.53 | 2.53 | 2.53 | 2.53 | 2.53 | 2.53 | 2.53 | 2.53 | 2.53 | 2.53 | 2.53 | 2.53 | 0 | 0 | 0 | 0 | 0 | 0 | 0 | 0 | 0 | 0 | 0 | 0 | 0 | 0 | 0 | 0 | 0 | 0 | 0 | 0 | 0 | 0 | 0 | 0 | 0 | 0 | 0 | 0 | 0 | 0 | 0 | 0 | 0 | 0 | 0 | 0 | 0 | 0 | 0 | 0 | 0 | 0 | 0 | 0 | 0 | 0 | 0 | 0 | 0 | 0 | 0 | 0 | 0 | 0 | 0 | 0 | 0 | 0 | 0 | 0 | 0 | 0 | 0 | 0 | 0 | 0 | 0 | 0 | 0 | 0 | 0 | 0 | 0 | 0 | 0 | 0 | 0 | 0 | 0 | 0 | 0 | 0 | 0 | 0 | 0 | 0 | 0 | 0 | 0 | 0 | 0 | 0 | 0 | 0 | 0 | 0 | 0 | 0 | 0 | 0 | 0 | 0 | 0 | 0 | 0 | 0 | 0 | 0 | 0 | 0 | 0 | 0 | Addition of 2" wrap insulation to hot water boiler pipe | Addition of 2" wrap insulation to hot water boiler pipe | Addition of 2" wrap insulation to hot water boiler pipe | Addition of 2" wrap insulation to hot water boiler pipe | Addition of 2" wrap insulation to hot water boiler pipe | Addition of 2" wrap insulation to hot water boiler pipe | Addition of 2" wrap insulation to hot water boiler pipe | Addition of 2" wrap insulation to hot water boiler pipe | Addition of 2" wrap insulation to hot water boiler pipe | Addition of 2" wrap insulation to hot water boiler pipe | Addition of 2" wrap insulation to hot water boiler pipe | Addition of 2" wrap insulation to hot water boiler pipe | Addition of 2" wrap insulation to hot water boiler pipe | Addition of 2" wrap insulation to hot water boiler pipe | Addition of 2" wrap insulation to hot water boiler pipe | Addition of 2" wrap insulation to hot water boiler pipe | Addition of 2" wrap insulation to hot water boiler pipe | Addition of 2" wrap insulation to hot water boiler pipe | Addition of 2" wrap insulation to hot water boiler pipe | Addition of 2" wrap insulation to hot water boiler pipe | Addition of 2" wrap insulation to hot water boiler pipe | Addition of 2" wrap insulation to hot water boiler pipe | Addition of 2" wrap insulation to hot water boiler pipe | Addition of 2" wrap insulation to hot water boiler pipe | Addition of 2" wrap insulation to hot water boiler pipe | Addition of 2" wrap insulation to hot water boiler pipe | Addition of 2" wrap insulation to hot water boiler pipe | Addition of 2" wrap insulation to hot water boiler pipe | 36.2322 | 36.2322 | 36.2322 | 36.2322 | 36.2322 | 36.2322 | 36.2322 | 36.2322 | 36.2322 | 36.2322 | 36.2322 | 36.2322 | 36.2322 | 36.2322 | 36.2322 | 36.2322 | 36.2322 | 36.2322 | 36.2322 | 36.2322 | 36.2322 | 36.2322 | 36.2322 | 36.2322 | 36.2322 | 36.2322 | 36.2322 | 36.2322 | 2.53 | 2.53 | 2.53 | 2.53 | 2.53 | 2.53 | 2.53 | 2.53 | 2.53 | 2.53 | 2.53 | 2.53 | 2.53 | 2.53 | 2.53 | 2.53 | 2.53 | 2.53 | 2.53 | 2.53 | 2.53 | 2.53 | 2.53 | 2.53 | 2.53 | 2.53 | 2.53 | 2.53 | 0 | 0 | 0 | 88.5006 | 107.4088 | 129.6607 | 148.1772 | 166.0127 | 190.118 | 203.8324 | 203.2998 | 187.0613 | 157.1968 | 119.1915 | 77.5202 | 44.3581 | 21.0986 | 8.8345 | 3.1832 | 0.98633 | 0.21348 | 0.019533 | 0.012953 | 0 | 0 | 0 | 0 | 0 | 0 | 0 | 0 | 88.5006 | 194.8865 | 321.9136 | 465.0895 | 622.8409 | 800.2166 | 985.9006 | 1165.8616 | 1325.3904 | 1452.9278 | 1542.8088 | 1593.6665 | 1614.8811 | 1616.3985 | 1608.6001 | 1597.0758 | 1585.2966 | 1574.4606 | 1565.0402 | 1556.718 | 1549.8122 | 1543.5629 | 1537.9236 | 1532.8419 | 1528.2731 | 0 | 0 | 0 | 0.36857 | 0.45254 | 0.5537780335537663 | 0.6428490413092063 | 0.7332507374758006 | 0.8572582509588909 | 0.9404256141007415 | 0.9607111935991131 | 0.905355004150825 | 0.7782293122949285 | 0.6022266988994097 | 0.39856640561170814 | 0.23142565487131433 | 0.11142716716026248 | 0.04714226302934182 | 0.01714264110157885 | 0.005354589829611418 | 0.0011670574540493597 | 0.00010742896753997177 | 7.161931169331448E-05 | 0 | 0 | 0 | 0 | 0 | 0 | 0
Gas Boiler - Maintenance_Warehouse_Existing_Boiler with a tune-up performed adhering to program requirements | Gas Boiler - Maintenance_Warehouse_Existing | Gas Boiler - Maintenance_Commercial_Existing_The baseline condition of this measure is a boiler that has not had a tune-up within the past 36 months_Boiler with a tune-up performed adhering to program requirements | Commercial | Warehouse | Existing | Space Heating | Natural Gas | Gas Boiler - Maintenance | NEQ | The baseline condition of this measure is a boiler that has not had a tune-up within the past 36 months | 3 | 3 | 3 | 0.29292 | 0 | 0 | 0.2 | 0.3 | Retro5Med | 8.35569166605469E-06 | TBD | A | WCM716 | 0.7 | 0.42 | kBtuh heat | 0.0321 | 2158.467354848539 | 2158.4674 | 1702.4531249509612 | 1702.4531 | IL TRM v13 - 4.4.2 - Space Heating Boiler Tune-up - CI-HVC-BLRT-V07-250101 | IL TRM v13 - 4.4.2 - Space Heating Boiler Tune-up - CI-HVC-BLRT-V07-250101 | IL TRM v13 - 4.4.2 - Space Heating Boiler Tune-up - CI-HVC-BLRT-V07-250101 | 0 | 0 | 1.2191 | The baseline condition of this measure is a boiler that has not had a tune-up within the past 36 months | The baseline condition of this measure is a boiler that has not had a tune-up within the past 36 months | The baseline condition of this measure is a boiler that has not had a tune-up within the past 36 months | The baseline condition of this measure is a boiler that has not had a tune-up within the past 36 months | The baseline condition of this measure is a boiler that has not had a tune-up within the past 36 months | The baseline condition of this measure is a boiler that has not had a tune-up within the past 36 months | The baseline condition of this measure is a boiler that has not had a tune-up within the past 36 months | The baseline condition of this measure is a boiler that has not had a tune-up within the past 36 months | The baseline condition of this measure is a boiler that has not had a tune-up within the past 36 months | The baseline condition of this measure is a boiler that has not had a tune-up within the past 36 months | The baseline condition of this measure is a boiler that has not had a tune-up within the past 36 months | The baseline condition of this measure is a boiler that has not had a tune-up within the past 36 months | The baseline condition of this measure is a boiler that has not had a tune-up within the past 36 months | The baseline condition of this measure is a boiler that has not had a tune-up within the past 36 months | The baseline condition of this measure is a boiler that has not had a tune-up within the past 36 months | The baseline condition of this measure is a boiler that has not had a tune-up within the past 36 months | The baseline condition of this measure is a boiler that has not had a tune-up within the past 36 months | The baseline condition of this measure is a boiler that has not had a tune-up within the past 36 months | The baseline condition of this measure is a boiler that has not had a tune-up within the past 36 months | The baseline condition of this measure is a boiler that has not had a tune-up within the past 36 months | The baseline condition of this measure is a boiler that has not had a tune-up within the past 36 months | The baseline condition of this measure is a boiler that has not had a tune-up within the past 36 months | The baseline condition of this measure is a boiler that has not had a tune-up within the past 36 months | The baseline condition of this measure is a boiler that has not had a tune-up within the past 36 months | The baseline condition of this measure is a boiler that has not had a tune-up within the past 36 months | The baseline condition of this measure is a boiler that has not had a tune-up within the past 36 months | The baseline condition of this measure is a boiler that has not had a tune-up within the past 36 months | The baseline condition of this measure is a boiler that has not had a tune-up within the past 36 months | 0 | 0 | 0 | 367.4336 | 444.7955 | 535.8135 | 611.2303 | 683.7682 | 782.3214 | 838.1512 | 834.7891 | 766.2394 | 641.2941 | 483.3866 | 311.9076 | 176.7911 | 83.2073 | 34.4591 | 12.2781 | 3.7637 | 0.80647 | 0.073114 | 0.048065 | 0 | 0 | 0 | 0 | 0 | 0 | 0 | 0 | 367.4336 | 807.054 | 1330.2849 | 1918.4922 | 2565.3387 | 3292.8311 | 4053.9865 | 4787.2566 | 5429.0561 | 5927.31 | 6256.9318 | 6412.2201 | 6436.1811 | 6374.6443 | 6274.379 | 6160.2094 | 6049.2591 | 5947.9477 | 5858.1203 | 5776.6956 | 5705.5943 | 5640.1306 | 5579.8465 | 5524.3231 | 5473.1764 | 0 | 0 | 0 | 57.35509660903017 | 70.42291153874594 | 86.17703499204016 | 100.03795920179681 | 114.1059605703126 | 133.40358377166817 | 146.34580308953701 | 149.5025752768455 | 140.8882352596047 | 121.10537185285438 | 93.71644984028872 | 62.023534705114045 | 36.01366531264686 | 17.339912928311453 | 7.336117008131768 | 2.6676789120479154 | 0.8332628727673135 | 0.18161347139380216 | 0.01671772683983145 | 0.0111451512265543 | 0 | 0 | 0 | 0 | 0 | 0 | 0 | 0 | 57.35509660903017 | 127.77800814777612 | 213.95504313981627 | 313.9930023416131 | 428.0989629119257 | 561.5025466835939 | 707.848349773131 | 857.3509250499765 | 998.2391603095812 | 1119.3445321624356 | 1213.0609820027244 | 1275.0845167078385 | 1311.0981820204852 | 1328.4380949487966 | 1335.7742119569284 | 1338.4418908689763 | 1339.2751537417437 | 1339.4567672131373 | 1339.473484939977 | 1339.4846300912036 | 1339.4846300912036 | 1339.4846300912036 | 1339.4846300912036 | 1339.4846300912036 | 1339.4846300912036 | Boiler with a tune-up performed adhering to program requirements | Boiler with a tune-up performed adhering to program requirements | Boiler with a tune-up performed adhering to program requirements | Boiler with a tune-up performed adhering to program requirements | Boiler with a tune-up performed adhering to program requirements | Boiler with a tune-up performed adhering to program requirements | Boiler with a tune-up performed adhering to program requirements | Boiler with a tune-up performed adhering to program requirements | Boiler with a tune-up performed adhering to program requirements | Boiler with a tune-up performed adhering to program requirements | Boiler with a tune-up performed adhering to program requirements | Boiler with a tune-up performed adhering to program requirements | Boiler with a tune-up performed adhering to program requirements | Boiler with a tune-up performed adhering to program requirements | Boiler with a tune-up performed adhering to program requirements | Boiler with a tune-up performed adhering to program requirements | Boiler with a tune-up performed adhering to program requirements | Boiler with a tune-up performed adhering to program requirements | Boiler with a tune-up performed adhering to program requirements | Boiler with a tune-up performed adhering to program requirements | Boiler with a tune-up performed adhering to program requirements | Boiler with a tune-up performed adhering to program requirements | Boiler with a tune-up performed adhering to program requirements | Boiler with a tune-up performed adhering to program requirements | Boiler with a tune-up performed adhering to program requirements | Boiler with a tune-up performed adhering to program requirements | Boiler with a tune-up performed adhering to program requirements | Boiler with a tune-up performed adhering to program requirements | 1.2191 | 1.2191 | 1.2191 | 1.2191 | 1.2191 | 1.2191 | 1.2191 | 1.2191 | 1.2191 | 1.2191 | 1.2191 | 1.2191 | 1.2191 | 1.2191 | 1.2191 | 1.2191 | 1.2191 | 1.2191 | 1.2191 | 1.2191 | 1.2191 | 1.2191 | 1.2191 | 1.2191 | 1.2191 | 1.2191 | 1.2191 | 1.2191 | 0.2929 | 0.2929 | 0.2929 | 0.2929 | 0.2929 | 0.2929 | 0.2929 | 0.2929 | 0.2929 | 0.2929 | 0.2929 | 0.2929 | 0.2929 | 0.2929 | 0.2929 | 0.2929 | 0.2929 | 0.2929 | 0.2929 | 0.2929 | 0.2929 | 0.2929 | 0.2929 | 0.2929 | 0.2929 | 0.2929 | 0.2929 | 0.2929 | 0 | 0 | 0 | 0 | 0 | 0 | 0 | 0 | 0 | 0 | 0 | 0 | 0 | 0 | 0 | 0 | 0 | 0 | 0 | 0 | 0 | 0 | 0 | 0 | 0 | 0 | 0 | 0 | 0 | 0 | 0 | 0 | 0 | 0 | 0 | 0 | 0 | 0 | 0 | 0 | 0 | 0 | 0 | 0 | 0 | 0 | 0 | 0 | 0 | 0 | 0 | 0 | 0 | 0 | 0 | 0 | 0 | 0 | 0 | 0 | 0 | 0 | 0 | 0 | 0 | 0 | 0 | 0 | 0 | 0 | 0 | 0 | 0 | 0 | 0 | 0 | 0 | 0 | 0 | 0 | 0 | 0 | 0 | 0 | 0 | 0 | 0 | 0 | 0 | 0 | 0 | 0 | 0 | 0 | 0 | 0 | 0 | 0 | 0 | 0 | 0 | 0 | 0 | 0 | 0 | 0 | 0 | 0 | 0 | 0 | 0 | 0 | Boiler with a tune-up performed adhering to program requirements | Boiler with a tune-up performed adhering to program requirements | Boiler with a tune-up performed adhering to program requirements | Boiler with a tune-up performed adhering to program requirements | Boiler with a tune-up performed adhering to program requirements | Boiler with a tune-up performed adhering to program requirements | Boiler with a tune-up performed adhering to program requirements | Boiler with a tune-up performed adhering to program requirements | Boiler with a tune-up performed adhering to program requirements | Boiler with a tune-up performed adhering to program requirements | Boiler with a tune-up performed adhering to program requirements | Boiler with a tune-up performed adhering to program requirements | Boiler with a tune-up performed adhering to program requirements | Boiler with a tune-up performed adhering to program requirements | Boiler with a tune-up performed adhering to program requirements | Boiler with a tune-up performed adhering to program requirements | Boiler with a tune-up performed adhering to program requirements | Boiler with a tune-up performed adhering to program requirements | Boiler with a tune-up performed adhering to program requirements | Boiler with a tune-up performed adhering to program requirements | Boiler with a tune-up performed adhering to program requirements | Boiler with a tune-up performed adhering to program requirements | Boiler with a tune-up performed adhering to program requirements | Boiler with a tune-up performed adhering to program requirements | Boiler with a tune-up performed adhering to program requirements | Boiler with a tune-up performed adhering to program requirements | Boiler with a tune-up performed adhering to program requirements | Boiler with a tune-up performed adhering to program requirements | 1.2191 | 1.2191 | 1.2191 | 1.2191 | 1.2191 | 1.2191 | 1.2191 | 1.2191 | 1.2191 | 1.2191 | 1.2191 | 1.2191 | 1.2191 | 1.2191 | 1.2191 | 1.2191 | 1.2191 | 1.2191 | 1.2191 | 1.2191 | 1.2191 | 1.2191 | 1.2191 | 1.2191 | 1.2191 | 1.2191 | 1.2191 | 1.2191 | 0.2929 | 0.2929 | 0.2929 | 0.2929 | 0.2929 | 0.2929 | 0.2929 | 0.2929 | 0.2929 | 0.2929 | 0.2929 | 0.2929 | 0.2929 | 0.2929 | 0.2929 | 0.2929 | 0.2929 | 0.2929 | 0.2929 | 0.2929 | 0.2929 | 0.2929 | 0.2929 | 0.2929 | 0.2929 | 0.2929 | 0.2929 | 0.2929 | 0 | 0 | 0 | 314.2228 | 382.8178 | 464.2762 | 533.4269 | 601.2821 | 693.5369 | 749.4512 | 753.257 | 697.9629 | 589.8677 | 449.0009 | 292.5746 | 167.4647 | 79.5923 | 33.2861 | 11.9781 | 3.7071 | 0.80148 | 0.073271 | 0.048547 | 0 | 0 | 0 | 0 | 0 | 0 | 0 | 0 | 314.2228 | 694.5991 | 1152.6765 | 1674.2876 | 2255.8703 | 2919.1326 | 3624.9609 | 4319.6955 | 4945.2953 | 5451.9894 | 5811.8444 | 6014.7711 | 6096.6489 | 6097.6903 | 6060.8003 | 6009.7112 | 5958.2394 | 5911.165 | 5870.6817 | 5834.6982 | 5804.8768 | 5777.5922 | 5752.6823 | 5729.9509 | 5709.2109 | 0 | 0 | 0 | 48.7518 | 59.8595 | 73.25047974323414 | 85.03226532152728 | 96.99006648476573 | 113.3930462059179 | 124.39393262610643 | 127.07718898531866 | 119.75499997066396 | 102.93956607492623 | 79.65898236424542 | 52.72000449934695 | 30.61161551574983 | 14.73892598906474 | 6.235699456912004 | 2.267527075240729 | 0.708273441852217 | 0.1543714506847319 | 0.01421006781385674 | 0.009473378542571161 | 0 | 0 | 0 | 0 | 0 | 0 | 0
Fryer_Grocery_Existing_ENERGY STAR (3.0) | Fryer_Grocery_Existing | Fryer_Commercial_Existing_Standard_ENERGY STAR (3.0) | Commercial | Grocery | Existing | Food Preparation | Natural Gas | Fryer | EQ | Standard | 14 | 8 | 11 | 190.9487 | 0 | 0 | 0.23319 | 1 | LO3Slow | 0.996 | n/a | A | WCE92 | 0.07614091688161014 | 0.04568455012896608 | 1 units | 0.0321 | 0 | 0 | 0 | 0 | RTF WkBk - ComCookingFryer_v6_1 - AEG Edited | RTF WkBk - ComCookingFryer_v6_1 - AEG Edited | RTF WkBk - ComCookingFryer_v6_1 - AEG Edited | 0 | 0 | 9741.5844 | ENERGY STAR (3.0) | ENERGY STAR (3.0) | ENERGY STAR (3.0) | ENERGY STAR (3.0) | ENERGY STAR (3.0) | ENERGY STAR (3.0) | ENERGY STAR (3.0) | ENERGY STAR (3.0) | ENERGY STAR (3.0) | ENERGY STAR (3.0) | ENERGY STAR (3.0) | ENERGY STAR (3.0) | ENERGY STAR (3.0) | ENERGY STAR (3.0) | ENERGY STAR (3.0) | ENERGY STAR (3.0) | ENERGY STAR (3.0) | ENERGY STAR (3.0) | ENERGY STAR (3.0) | ENERGY STAR (3.0) | ENERGY STAR (3.0) | ENERGY STAR (3.0) | ENERGY STAR (3.0) | ENERGY STAR (3.0) | ENERGY STAR (3.0) | ENERGY STAR (3.0) | ENERGY STAR (3.0) | ENERGY STAR (3.0) | 0 | 0 | 0 | 0 | 0 | 0 | 0 | 0 | 0 | 0 | 0 | 0 | 0 | 0 | 0 | 0 | 0 | 0 | 0 | 0 | 0 | 0 | 0 | 0 | 0 | 0 | 0 | 0 | 0 | 0 | 0 | 0 | 0 | 0 | 0 | 0 | 0 | 0 | 0 | 4.6566e-10 | 0 | 4.6566e-10 | 4.6566e-10 | 0 | 0 | 0 | 0 | -4.6566e-10 | 0 | 0 | 0 | 0 | 0 | -4.6566e-10 | 0 | 0 | 0 | 0 | 0 | 0 | 0 | 0 | 0 | 0 | 0 | 0 | 0 | 0 | 4.5450757817043246E-14 | 0 | 0 | 0 | 0 | 0 | 0 | 0 | 0 | 0 | 0 | 0 | 0 | 0 | 0 | 0 | 0 | 0 | 0 | 0 | 0 | 0 | 0 | 0 | 0 | 0 | 0 | 0 | 4.5450757817043246E-14 | 4.5450757817043246E-14 | 4.5450757817043246E-14 | 4.5450757817043246E-14 | 4.5450757817043246E-14 | 4.5450757817043246E-14 | 4.5450757817043246E-14 | 4.5450757817043246E-14 | 4.5450757817043246E-14 | 4.5450757817043246E-14 | 4.5450757817043246E-14 | 4.5450757817043246E-14 | 4.5450757817043246E-14 | 4.5450757817043246E-14 | 4.5450757817043246E-14 | 4.5450757817043246E-14 | ENERGY STAR (3.0) | ENERGY STAR (3.0) | ENERGY STAR (3.0) | ENERGY STAR (3.0) | ENERGY STAR (3.0) | ENERGY STAR (3.0) | ENERGY STAR (3.0) | ENERGY STAR (3.0) | ENERGY STAR (3.0) | ENERGY STAR (3.0) | ENERGY STAR (3.0) | ENERGY STAR (3.0) | ENERGY STAR (3.0) | ENERGY STAR (3.0) | ENERGY STAR (3.0) | ENERGY STAR (3.0) | ENERGY STAR (3.0) | ENERGY STAR (3.0) | ENERGY STAR (3.0) | ENERGY STAR (3.0) | ENERGY STAR (3.0) | ENERGY STAR (3.0) | ENERGY STAR (3.0) | ENERGY STAR (3.0) | ENERGY STAR (3.0) | ENERGY STAR (3.0) | ENERGY STAR (3.0) | ENERGY STAR (3.0) | 0 | 0 | 0 | 0 | 0 | 0 | 0 | 0 | 0 | 0 | 0 | 0 | 0 | 0 | 0 | 0 | 0 | 0 | 0 | 0 | 0 | 0 | 0 | 0 | 0 | 0 | 0 | 0 | 0 | 0 | 0 | 0 | 0 | 0 | 0 | 0 | 0 | 0 | 0 | 0 | 0 | 0 | 0 | 0 | 0 | 0 | 0 | 0 | 0 | 0 | 0 | 0 | 0 | 0 | 0 | 0 | 0 | 0 | 0 | 0 | 0 | 0 | 0 | 0 | 0 | 0 | 0 | 0 | 0 | 0 | 0 | 0 | 0 | 0 | 0 | 0 | 0 | 0 | 0 | 0 | 0 | 0 | 0 | 0 | 0 | 0 | 0 | 0 | 0 | 0 | 0 | 0 | 0 | 0 | 0 | 0 | 0 | 0 | 0 | 0 | 0 | 0 | 0 | 0 | 0 | 0 | 0 | 0 | 0 | -4.6566e-10 | 0 | 0 | 0 | 0 | 0 | 0 | 0 | 0 | 0 | 0 | 0 | 0 | 0 | 0 | 0 | 0 | 0 | 0 | 0 | 0 | 0 | 0 | 0 | 0 | 0 | 4.5450757817043246E-14 | 0 | 0 | 0 | 0 | 0 | 0 | 0 | 0 | 0 | 0 | 0 | 0 | 0 | 0 | 0 | 0 | 0 | 0 | 0 | 0 | 0 | 0 | 0 | 0 | 0 | 0 | 0 | 4.5450757817043246E-14 | 4.5450757817043246E-14 | 4.5450757817043246E-14 | 4.5450757817043246E-14 | 4.5450757817043246E-14 | ENERGY STAR (3.0) | ENERGY STAR (3.0) | ENERGY STAR (3.0) | ENERGY STAR (3.0) | ENERGY STAR (3.0) | ENERGY STAR (3.0) | ENERGY STAR (3.0) | ENERGY STAR (3.0) | ENERGY STAR (3.0) | ENERGY STAR (3.0) | ENERGY STAR (3.0) | ENERGY STAR (3.0) | ENERGY STAR (3.0) | ENERGY STAR (3.0) | ENERGY STAR (3.0) | ENERGY STAR (3.0) | ENERGY STAR (3.0) | ENERGY STAR (3.0) | ENERGY STAR (3.0) | ENERGY STAR (3.0) | ENERGY STAR (3.0) | ENERGY STAR (3.0) | ENERGY STAR (3.0) | ENERGY STAR (3.0) | ENERGY STAR (3.0) | ENERGY STAR (3.0) | ENERGY STAR (3.0) | ENERGY STAR (3.0) | 0 | 0 | 0 | 0 | 0 | 0 | 0 | 0 | 0 | 0 | 0 | 0 | 0 | 0 | 0 | 0 | 0 | 0 | 0 | 0 | 0 | 0 | 0 | 0 | 0 | 0 | 0 | 0 | 0 | 0 | 0 | 0 | 0 | 0 | 0 | 0 | 0 | 0 | 0 | 0 | 0 | 0 | 0 | 0 | 0 | 0 | 0 | 0 | 0 | 0 | 0 | 0 | 0 | 0 | 0 | 0 | 0 | 0 | 0 | 0 | 0 | 0 | 0 | 0 | 0 | 0 | 0 | 0 | 0 | 0 | 0 | 0 | 0 | 0 | 0 | 0 | 0 | 0 | 0 | 0 | 0 | 0 | 0 | 0 | 0 | 0 | 0 | 0 | 0 | 0 | 0 | 0 | 0 | 0 | 0 | 0 | 0 | 0 | 0 | 0 | 0 | 0 | 0 | 0 | 0 | 0 | 0 | 4.6566e-10 | 0 | 0 | 0 | 0 | 0 | 0 | 0 | 0 | 0 | 0 | 0 | 0 | 0 | 0 | 0 | 0 | 0 | 0 | 0 | 0 | 0 | 0 | 0 | 0 | 0 | 0 | 0 | 0 | 0 | 0 | 0 | 0 | 0 | 0
Steamer_Grocery_Existing_ENERGY STAR (1.2) | Steamer_Grocery_Existing | Steamer_Commercial_Existing_Typical_ENERGY STAR (1.2) | Commercial | Grocery | Existing | Food Preparation | Natural Gas | Steamer | EQ | Typical | 15 | 9 | 12 | 414.9316 | 0 | 0 | 0 | 1 | LO3Slow | 0.996 | n/a | A | WCE96 | 0.0923831095292024 | 0.05542986571752143 | 1 units | 0.0321 | 0 | 0 | 0 | 0 | RTF Wkbk - ComCookingSteamer_v6_1 | RTF Wkbk - ComCookingSteamer_v6_1 - AEG Edited | RTF Wkbk - ComCookingSteamer_v6_1 - AEG Edited | 0 | 0 | -2105.3746 | ENERGY STAR (1.2) | ENERGY STAR (1.2) | ENERGY STAR (1.2) | ENERGY STAR (1.2) | ENERGY STAR (1.2) | ENERGY STAR (1.2) | ENERGY STAR (1.2) | ENERGY STAR (1.2) | ENERGY STAR (1.2) | ENERGY STAR (1.2) | ENERGY STAR (1.2) | ENERGY STAR (1.2) | ENERGY STAR (1.2) | ENERGY STAR (1.2) | ENERGY STAR (1.2) | ENERGY STAR (1.2) | ENERGY STAR (1.2) | ENERGY STAR (1.2) | ENERGY STAR (1.2) | ENERGY STAR (1.2) | ENERGY STAR (1.2) | ENERGY STAR (1.2) | ENERGY STAR (1.2) | ENERGY STAR (1.2) | ENERGY STAR (1.2) | ENERGY STAR (1.2) | ENERGY STAR (1.2) | ENERGY STAR (1.2) | 0 | 0 | 0 | 0 | 0 | 0 | 0 | 0 | 0 | 0 | 0 | 0 | 0 | 0 | 0 | 0 | 0 | 0 | 0 | 0 | 0 | 0 | 0 | 0 | 0 | 0 | 0 | 0 | 0 | 0 | 0 | 0 | 0 | 0 | 0 | 0 | 0 | 0 | 0 | 0 | 0 | 0 | 0 | 0 | 0 | 0 | 0 | 0 | 0 | 0 | 0 | 0 | 0 | 0 | 0 | 0 | 0 | 0 | 0 | 0 | 0 | 0 | 0 | 0 | 0 | 0 | 0 | 0 | 0 | 0 | 0 | 0 | 0 | 0 | 0 | 0 | 0 | 0 | 0 | 0 | 0 | 0 | 0 | 0 | 0 | 0 | 0 | 0 | 0 | 0 | 0 | 0 | 0 | 0 | 0 | 0 | 0 | 0 | 0 | 0 | 0 | 0 | 0 | 0 | 0 | 0 | 0 | 0 | 0 | 0 | 0 | 0 | ENERGY STAR (1.2) | ENERGY STAR (1.2) | ENERGY STAR (1.2) | ENERGY STAR (1.2) | ENERGY STAR (1.2) | ENERGY STAR (1.2) | ENERGY STAR (1.2) | ENERGY STAR (1.2) | ENERGY STAR (1.2) | ENERGY STAR (1.2) | ENERGY STAR (1.2) | ENERGY STAR (1.2) | ENERGY STAR (1.2) | ENERGY STAR (1.2) | ENERGY STAR (1.2) | ENERGY STAR (1.2) | ENERGY STAR (1.2) | ENERGY STAR (1.2) | ENERGY STAR (1.2) | ENERGY STAR (1.2) | ENERGY STAR (1.2) | ENERGY STAR (1.2) | ENERGY STAR (1.2) | ENERGY STAR (1.2) | ENERGY STAR (1.2) | ENERGY STAR (1.2) | ENERGY STAR (1.2) | ENERGY STAR (1.2) | 0 | 0 | 0 | 0 | 0 | 0 | 0 | 0 | 0 | 0 | 0 | 0 | 0 | 0 | 0 | 0 | 0 | 0 | 0 | 0 | 0 | 0 | 0 | 0 | 0 | 0 | 0 | 0 | 0 | 0 | 0 | 0 | 0 | 0 | 0 | 0 | 0 | 0 | 0 | 0 | 0 | 0 | 0 | 0 | 0 | 0 | 0 | 0 | 0 | 0 | 0 | 0 | 0 | 0 | 0 | 0 | 0 | 0 | 0 | 0 | 0 | 0 | 0 | 0 | 0 | 0 | 0 | 0 | 0 | 0 | 0 | 0 | 0 | 0 | 0 | 0 | 0 | 0 | 0 | 0 | 0 | 0 | 0 | 0 | 0 | 0 | 0 | 0 | 0 | 0 | 0 | 0 | 0 | 0 | 0 | 0 | 0 | 0 | 0 | 0 | 0 | 0 | 0 | 0 | 0 | 0 | 0 | 0 | 0 | 0 | 0 | 0 | 0 | 0 | 0 | 0 | 0 | 0 | 0 | 0 | 0 | 0 | 0 | 0 | 0 | 0 | 0 | 0 | 0 | 0 | 0 | 0 | 0 | 0 | 0 | 0 | 0 | 0 | 0 | 0 | 0 | 0 | 0 | 0 | 0 | 0 | 0 | 0 | 0 | 0 | 0 | 0 | 0 | 0 | 0 | 0 | 0 | 0 | 0 | 0 | 0 | 0 | 0 | 0 | 0 | 0 | 0 | 0 | ENERGY STAR (1.2) | ENERGY STAR (1.2) | ENERGY STAR (1.2) | ENERGY STAR (1.2) | ENERGY STAR (1.2) | ENERGY STAR (1.2) | ENERGY STAR (1.2) | ENERGY STAR (1.2) | ENERGY STAR (1.2) | ENERGY STAR (1.2) | ENERGY STAR (1.2) | ENERGY STAR (1.2) | ENERGY STAR (1.2) | ENERGY STAR (1.2) | ENERGY STAR (1.2) | ENERGY STAR (1.2) | ENERGY STAR (1.2) | ENERGY STAR (1.2) | ENERGY STAR (1.2) | ENERGY STAR (1.2) | ENERGY STAR (1.2) | ENERGY STAR (1.2) | ENERGY STAR (1.2) | ENERGY STAR (1.2) | ENERGY STAR (1.2) | ENERGY STAR (1.2) | ENERGY STAR (1.2) | ENERGY STAR (1.2) | 0 | 0 | 0 | 0 | 0 | 0 | 0 | 0 | 0 | 0 | 0 | 0 | 0 | 0 | 0 | 0 | 0 | 0 | 0 | 0 | 0 | 0 | 0 | 0 | 0 | 0 | 0 | 0 | 0 | 0 | 0 | 0 | 0 | 0 | 0 | 0 | 0 | 0 | 0 | 0 | 0 | 0 | 0 | 0 | 0 | 0 | 0 | 0 | 0 | 0 | 0 | 0 | 0 | 0 | 0 | 0 | 0 | 0 | 0 | 0 | 0 | 0 | 0 | 0 | 0 | 0 | 0 | 0 | 0 | 0 | 0 | 0 | 0 | 0 | 0 | 0 | 0 | 0 | 0 | 0 | 0 | 0 | 0 | 0 | 0 | 0 | 0 | 0 | 0 | 0 | 0 | 0 | 0 | 0 | 0 | 0 | 0 | 0 | 0 | 0 | 0 | 0 | 0 | 0 | 0 | 0 | 0 | 0 | 0 | 0 | 0 | 0 | 0 | 0 | 0 | 0 | 0 | 0 | 0 | 0 | 0 | 0 | 0 | 0 | 0 | 0 | 0 | 0 | 0 | 0 | 0 | 0 | 0 | 0 | 0 | 0 | 0 | 0 | 0 | 0 | 0 | 0
Fryer_Grocery_New_ENERGY STAR (3.0) | Fryer_Grocery_New | Fryer_Commercial_New_Standard_ENERGY STAR (3.0) | Commercial | Grocery | New | Food Preparation | Natural Gas | Fryer | EQ | Standard | 14 | 8 | 11 | 190.9487 | 0 | 0 | 0.23319 | 1 | LO3Slow | 0.996 | n/a | A | WCE106 | 0.07614091688161014 | 0.04568455012896608 | 1 units | 0.0321 | 0 | 0 | 0 | 0 | RTF WkBk - ComCookingFryer_v6_1 - AEG Edited | RTF WkBk - ComCookingFryer_v6_1 - AEG Edited | RTF WkBk - ComCookingFryer_v6_1 - AEG Edited | 0 | 0 | 9741.5844 | ENERGY STAR (3.0) | ENERGY STAR (3.0) | ENERGY STAR (3.0) | ENERGY STAR (3.0) | ENERGY STAR (3.0) | ENERGY STAR (3.0) | ENERGY STAR (3.0) | ENERGY STAR (3.0) | ENERGY STAR (3.0) | ENERGY STAR (3.0) | ENERGY STAR (3.0) | ENERGY STAR (3.0) | ENERGY STAR (3.0) | ENERGY STAR (3.0) | ENERGY STAR (3.0) | ENERGY STAR (3.0) | ENERGY STAR (3.0) | ENERGY STAR (3.0) | ENERGY STAR (3.0) | ENERGY STAR (3.0) | ENERGY STAR (3.0) | ENERGY STAR (3.0) | ENERGY STAR (3.0) | ENERGY STAR (3.0) | ENERGY STAR (3.0) | ENERGY STAR (3.0) | ENERGY STAR (3.0) | ENERGY STAR (3.0) | 0 | 0 | 0 | 0 | 0 | 0 | 0 | 0 | 0 | 0 | 0 | 0 | 0 | 0 | 0 | 0 | 0 | 0 | 0 | 0 | 0 | 0 | 0 | 0 | 0 | 0 | 0 | 0 | 0 | 0 | 0 | 0 | 0 | 0 | 0 | 0 | 0 | 0 | 0 | 0 | 0 | 0 | 0 | 0 | 0 | 0 | 0 | 0 | 0 | 0 | 0 | 0 | 0 | 0 | 0 | 0 | 0 | 0 | 0 | 0 | 0 | 0 | 0 | 0 | 0 | 0 | 0 | 0 | 0 | 0 | 0 | 0 | 0 | 0 | 0 | 0 | 0 | 0 | 0 | 0 | 0 | 0 | 0 | 0 | 0 | 0 | 0 | 0 | 0 | 0 | 0 | 0 | 0 | 0 | 0 | 0 | 0 | 0 | 0 | 0 | 0 | 0 | 0 | 0 | 0 | 0 | 0 | 0 | 0 | 0 | 0 | 0 | ENERGY STAR (3.0) | ENERGY STAR (3.0) | ENERGY STAR (3.0) | ENERGY STAR (3.0) | ENERGY STAR (3.0) | ENERGY STAR (3.0) | ENERGY STAR (3.0) | ENERGY STAR (3.0) | ENERGY STAR (3.0) | ENERGY STAR (3.0) | ENERGY STAR (3.0) | ENERGY STAR (3.0) | ENERGY STAR (3.0) | ENERGY STAR (3.0) | ENERGY STAR (3.0) | ENERGY STAR (3.0) | ENERGY STAR (3.0) | ENERGY STAR (3.0) | ENERGY STAR (3.0) | ENERGY STAR (3.0) | ENERGY STAR (3.0) | ENERGY STAR (3.0) | ENERGY STAR (3.0) | ENERGY STAR (3.0) | ENERGY STAR (3.0) | ENERGY STAR (3.0) | ENERGY STAR (3.0) | ENERGY STAR (3.0) | 0 | 0 | 0 | 0 | 0 | 0 | 0 | 0 | 0 | 0 | 0 | 0 | 0 | 0 | 0 | 0 | 0 | 0 | 0 | 0 | 0 | 0 | 0 | 0 | 0 | 0 | 0 | 0 | 0 | 0 | 0 | 0 | 0 | 0 | 0 | 0 | 0 | 0 | 0 | 0 | 0 | 0 | 0 | 0 | 0 | 0 | 0 | 0 | 0 | 0 | 0 | 0 | 0 | 0 | 0 | 0 | 0 | 0 | 0 | 0 | 0 | 0 | 0 | 0 | 0 | 0 | 0 | 0 | 0 | 0 | 0 | 0 | 0 | 0 | 0 | 0 | 0 | 0 | 0 | 0 | 0 | 0 | 0 | 0 | 0 | 0 | 0 | 0 | 0 | 0 | 0 | 0 | 0 | 0 | 0 | 0 | 0 | 0 | 0 | 0 | 0 | 0 | 0 | 0 | 0 | 0 | 0 | 0 | 0 | 0 | 0 | 0 | 0 | 0 | 0 | 0 | 0 | 0 | 0 | 0 | 0 | 0 | 0 | 0 | 0 | 0 | 0 | 0 | 0 | 0 | 0 | 0 | 0 | 0 | 0 | 0 | 0 | 0 | 0 | 0 | 0 | 0 | 0 | 0 | 0 | 0 | 0 | 0 | 0 | 0 | 0 | 0 | 0 | 0 | 0 | 0 | 0 | 0 | 0 | 0 | 0 | 0 | 0 | 0 | 0 | 0 | 0 | 0 | ENERGY STAR (3.0) | ENERGY STAR (3.0) | ENERGY STAR (3.0) | ENERGY STAR (3.0) | ENERGY STAR (3.0) | ENERGY STAR (3.0) | ENERGY STAR (3.0) | ENERGY STAR (3.0) | ENERGY STAR (3.0) | ENERGY STAR (3.0) | ENERGY STAR (3.0) | ENERGY STAR (3.0) | ENERGY STAR (3.0) | ENERGY STAR (3.0) | ENERGY STAR (3.0) | ENERGY STAR (3.0) | ENERGY STAR (3.0) | ENERGY STAR (3.0) | ENERGY STAR (3.0) | ENERGY STAR (3.0) | ENERGY STAR (3.0) | ENERGY STAR (3.0) | ENERGY STAR (3.0) | ENERGY STAR (3.0) | ENERGY STAR (3.0) | ENERGY STAR (3.0) | ENERGY STAR (3.0) | ENERGY STAR (3.0) | 0 | 0 | 0 | 0 | 0 | 0 | 0 | 0 | 0 | 0 | 0 | 0 | 0 | 0 | 0 | 0 | 0 | 0 | 0 | 0 | 0 | 0 | 0 | 0 | 0 | 0 | 0 | 0 | 0 | 0 | 0 | 0 | 0 | 0 | 0 | 0 | 0 | 0 | 0 | 0 | 0 | 0 | 0 | 0 | 0 | 0 | 0 | 0 | 0 | 0 | 0 | 0 | 0 | 0 | 0 | 0 | 0 | 0 | 0 | 0 | 0 | 0 | 0 | 0 | 0 | 0 | 0 | 0 | 0 | 0 | 0 | 0 | 0 | 0 | 0 | 0 | 0 | 0 | 0 | 0 | 0 | 0 | 0 | 0 | 0 | 0 | 0 | 0 | 0 | 0 | 0 | 0 | 0 | 0 | 0 | 0 | 0 | 0 | 0 | 0 | 0 | 0 | 0 | 0 | 0 | 0 | 0 | 0 | 0 | 0 | 0 | 0 | 0 | 0 | 0 | 0 | 0 | 0 | 0 | 0 | 0 | 0 | 0 | 0 | 0 | 0 | 0 | 0 | 0 | 0 | 0 | 0 | 0 | 0 | 0 | 0 | 0 | 0 | 0 | 0 | 0 | 0
Steamer_Grocery_New_ENERGY STAR (1.2) | Steamer_Grocery_New | Steamer_Commercial_New_Typical_ENERGY STAR (1.2) | Commercial | Grocery | New | Food Preparation | Natural Gas | Steamer | EQ | Typical | 15 | 9 | 12 | 414.9316 | 0 | 0 | 0 | 1 | LO3Slow | 0.996 | n/a | A | WCE110 | 0.0923831095292024 | 0.05542986571752143 | 1 units | 0.0321 | 0 | 0 | 0 | 0 | RTF Wkbk - ComCookingSteamer_v6_1 | RTF Wkbk - ComCookingSteamer_v6_1 - AEG Edited | RTF Wkbk - ComCookingSteamer_v6_1 - AEG Edited | 0 | 0 | -2105.3746 | ENERGY STAR (1.2) | ENERGY STAR (1.2) | ENERGY STAR (1.2) | ENERGY STAR (1.2) | ENERGY STAR (1.2) | ENERGY STAR (1.2) | ENERGY STAR (1.2) | ENERGY STAR (1.2) | ENERGY STAR (1.2) | ENERGY STAR (1.2) | ENERGY STAR (1.2) | ENERGY STAR (1.2) | ENERGY STAR (1.2) | ENERGY STAR (1.2) | ENERGY STAR (1.2) | ENERGY STAR (1.2) | ENERGY STAR (1.2) | ENERGY STAR (1.2) | ENERGY STAR (1.2) | ENERGY STAR (1.2) | ENERGY STAR (1.2) | ENERGY STAR (1.2) | ENERGY STAR (1.2) | ENERGY STAR (1.2) | ENERGY STAR (1.2) | ENERGY STAR (1.2) | ENERGY STAR (1.2) | ENERGY STAR (1.2) | 0 | 0 | 0 | 0 | 0 | 0 | 0 | 0 | 0 | 0 | 0 | 0 | 0 | 0 | 0 | 0 | 0 | 0 | 0 | 0 | 0 | 0 | 0 | 0 | 0 | 0 | 0 | 0 | 0 | 0 | 0 | 0 | 0 | 0 | 0 | 0 | 0 | 0 | 0 | 0 | 0 | 0 | 0 | 0 | 0 | 0 | 0 | 0 | 0 | 0 | 0 | 0 | 0 | 0 | 0 | 0 | 0 | 0 | 0 | 0 | 0 | 0 | 0 | 0 | 0 | 0 | 0 | 0 | 0 | 0 | 0 | 0 | 0 | 0 | 0 | 0 | 0 | 0 | 0 | 0 | 0 | 0 | 0 | 0 | 0 | 0 | 0 | 0 | 0 | 0 | 0 | 0 | 0 | 0 | 0 | 0 | 0 | 0 | 0 | 0 | 0 | 0 | 0 | 0 | 0 | 0 | 0 | 0 | 0 | 0 | 0 | 0 | ENERGY STAR (1.2) | ENERGY STAR (1.2) | ENERGY STAR (1.2) | ENERGY STAR (1.2) | ENERGY STAR (1.2) | ENERGY STAR (1.2) | ENERGY STAR (1.2) | ENERGY STAR (1.2) | ENERGY STAR (1.2) | ENERGY STAR (1.2) | ENERGY STAR (1.2) | ENERGY STAR (1.2) | ENERGY STAR (1.2) | ENERGY STAR (1.2) | ENERGY STAR (1.2) | ENERGY STAR (1.2) | ENERGY STAR (1.2) | ENERGY STAR (1.2) | ENERGY STAR (1.2) | ENERGY STAR (1.2) | ENERGY STAR (1.2) | ENERGY STAR (1.2) | ENERGY STAR (1.2) | ENERGY STAR (1.2) | ENERGY STAR (1.2) | ENERGY STAR (1.2) | ENERGY STAR (1.2) | ENERGY STAR (1.2) | 0 | 0 | 0 | 0 | 0 | 0 | 0 | 0 | 0 | 0 | 0 | 0 | 0 | 0 | 0 | 0 | 0 | 0 | 0 | 0 | 0 | 0 | 0 | 0 | 0 | 0 | 0 | 0 | 0 | 0 | 0 | 0 | 0 | 0 | 0 | 0 | 0 | 0 | 0 | 0 | 0 | 0 | 0 | 0 | 0 | 0 | 0 | 0 | 0 | 0 | 0 | 0 | 0 | 0 | 0 | 0 | 0 | 0 | 0 | 0 | 0 | 0 | 0 | 0 | 0 | 0 | 0 | 0 | 0 | 0 | 0 | 0 | 0 | 0 | 0 | 0 | 0 | 0 | 0 | 0 | 0 | 0 | 0 | 0 | 0 | 0 | 0 | 0 | 0 | 0 | 0 | 0 | 0 | 0 | 0 | 0 | 0 | 0 | 0 | 0 | 0 | 0 | 0 | 0 | 0 | 0 | 0 | 0 | 0 | 0 | 0 | 0 | 0 | 0 | 0 | 0 | 0 | 0 | 0 | 0 | 0 | 0 | 0 | 0 | 0 | 0 | 0 | 0 | 0 | 0 | 0 | 0 | 0 | 0 | 0 | 0 | 0 | 0 | 0 | 0 | 0 | 0 | 0 | 0 | 0 | 0 | 0 | 0 | 0 | 0 | 0 | 0 | 0 | 0 | 0 | 0 | 0 | 0 | 0 | 0 | 0 | 0 | 0 | 0 | 0 | 0 | 0 | 0 | ENERGY STAR (1.2) | ENERGY STAR (1.2) | ENERGY STAR (1.2) | ENERGY STAR (1.2) | ENERGY STAR (1.2) | ENERGY STAR (1.2) | ENERGY STAR (1.2) | ENERGY STAR (1.2) | ENERGY STAR (1.2) | ENERGY STAR (1.2) | ENERGY STAR (1.2) | ENERGY STAR (1.2) | ENERGY STAR (1.2) | ENERGY STAR (1.2) | ENERGY STAR (1.2) | ENERGY STAR (1.2) | ENERGY STAR (1.2) | ENERGY STAR (1.2) | ENERGY STAR (1.2) | ENERGY STAR (1.2) | ENERGY STAR (1.2) | ENERGY STAR (1.2) | ENERGY STAR (1.2) | ENERGY STAR (1.2) | ENERGY STAR (1.2) | ENERGY STAR (1.2) | ENERGY STAR (1.2) | ENERGY STAR (1.2) | 0 | 0 | 0 | 0 | 0 | 0 | 0 | 0 | 0 | 0 | 0 | 0 | 0 | 0 | 0 | 0 | 0 | 0 | 0 | 0 | 0 | 0 | 0 | 0 | 0 | 0 | 0 | 0 | 0 | 0 | 0 | 0 | 0 | 0 | 0 | 0 | 0 | 0 | 0 | 0 | 0 | 0 | 0 | 0 | 0 | 0 | 0 | 0 | 0 | 0 | 0 | 0 | 0 | 0 | 0 | 0 | 0 | 0 | 0 | 0 | 0 | 0 | 0 | 0 | 0 | 0 | 0 | 0 | 0 | 0 | 0 | 0 | 0 | 0 | 0 | 0 | 0 | 0 | 0 | 0 | 0 | 0 | 0 | 0 | 0 | 0 | 0 | 0 | 0 | 0 | 0 | 0 | 0 | 0 | 0 | 0 | 0 | 0 | 0 | 0 | 0 | 0 | 0 | 0 | 0 | 0 | 0 | 0 | 0 | 0 | 0 | 0 | 0 | 0 | 0 | 0 | 0 | 0 | 0 | 0 | 0 | 0 | 0 | 0 | 0 | 0 | 0 | 0 | 0 | 0 | 0 | 0 | 0 | 0 | 0 | 0 | 0 | 0 | 0 | 0 | 0 | 0
Furnace_Grocery_Existing_TE 90% | Furnace_Grocery_Existing | Furnace_Commercial_Existing_TE 80%_TE 90% | Commercial | Grocery | Existing | Space Heating | Natural Gas | Furnace | EQ | TE 80% | 29 | 17 | 23 | 23.0741 | 0 | 0 | 0.60054 | 1 | LO3Slow | 0.996 | n/a | A | WCE85 | 0.19432476221487377 | 0.11659485732892426 | 140 kBtu/hr | 0.0321 | 18312.333454496147 | 18312.3335 | 4792.533823121581 | 4792.5338 | EIA - Technology Forecast Updates. Appendix A: Updated Buildings Sector Appliance and Equipment Costs and Efficiencies. U.S. Energy Information Administration. March 3, 2023. | EIA - Technology Forecast Updates. Appendix A. U.S. Energy Information Administration. March 3, 2023. ¦ Adjusted via AEG vendor cost review on Grainger.com and HVACDirect | AEG Simulation Data and Market Profile Calculations | 0 | 0 | 1859.1481 | TE 81% (2023 Standard) | TE 81% (2023 Standard) | TE 81% (2023 Standard) | TE 81% (2023 Standard) | TE 81% (2023 Standard) | TE 81% (2023 Standard) | TE 81% (2023 Standard) | TE 81% (2023 Standard) | TE 81% (2023 Standard) | TE 81% (2023 Standard) | TE 81% (2023 Standard) | TE 81% (2023 Standard) | TE 81% (2023 Standard) | TE 81% (2023 Standard) | TE 81% (2023 Standard) | TE 81% (2023 Standard) | TE 81% (2023 Standard) | TE 81% (2023 Standard) | TE 81% (2023 Standard) | TE 81% (2023 Standard) | TE 81% (2023 Standard) | TE 81% (2023 Standard) | TE 81% (2023 Standard) | TE 81% (2023 Standard) | TE 81% (2023 Standard) | TE 81% (2023 Standard) | TE 81% (2023 Standard) | TE 81% (2023 Standard) | 0 | 0 | 0 | 9353.5884 | 9976.0399 | 10304.0097 | 11046.3653 | 11275.3793 | 11701.6945 | 12101.3579 | 12463.2712 | 12823.6437 | 13138.3045 | 13421.2345 | 13689.1976 | 13929.0868 | 14157.2881 | 14367.9355 | 14575.7952 | 14054.9802 | 14452.7447 | 14215.1934 | 14034.6429 | 13896.3763 | 13807.0832 | 13753.7412 | 4587.8461 | 3994.5846 | 0 | 0 | 0 | 9353.5884 | 19329.6284 | 29633.6381 | 40680.0034 | 51955.3828 | 63657.0772 | 75758.4351 | 88221.7063 | 101045.35 | 114183.6545 | 127604.889 | 141294.0866 | 155223.1734 | 169380.4616 | 183748.3971 | 198324.1922 | 212379.1725 | 226000.3193 | 238557.8386 | 250131.5547 | 260808.0051 | 270644.068 | 279722.8464 | 288103.099 | 295838.553 | 0 | 0 | 0 | 110.02714395736078 | 117.20236302373971 | 123.82564216193568 | 129.93943828950117 | 135.58294240725394 | 140.79233082364107 | 145.6009970541523 | 150.03976588231657 | 154.13709095446814 | 157.91923717491568 | 161.41044907071355 | 164.63310620529612 | 167.60786663721848 | 170.3537993436084 | 172.88850645719904 | 175.22823610051353 | 168.96706971953745 | 173.8377619865822 | 170.98049207183558 | 168.80882850525418 | 167.22768539564066 | 166.15314087306044 | 165.5112283432534 | 55.20970858099884 | 48.07045484814913 | 0 | 0 | 0 | 110.02714395736078 | 227.2295069811005 | 351.0551491430362 | 480.9945874325374 | 616.5775298397914 | 757.3698606634324 | 902.9708577175847 | 1053.0106235999012 | 1207.1477145543695 | 1365.0669517292852 | 1526.4774007999986 | 1691.1105070052947 | 1858.7183736425134 | 2029.0721729861218 | 2201.9606794433207 | 2377.1889155438344 | 2546.1559852633713 | 2719.9937472499537 | 2890.9742393217894 | 3059.7830678270434 | 3227.0107532226843 | 3393.1638940957446 | 3558.6751224389977 | 3613.8848310199965 | 3661.9552858681454 | Dual-Fuel Heat Pump - TE 96% | Dual-Fuel Heat Pump - TE 96% | Dual-Fuel Heat Pump - TE 96% | Dual-Fuel Heat Pump - TE 96% | Dual-Fuel Heat Pump - TE 96% | Dual-Fuel Heat Pump - TE 96% | Dual-Fuel Heat Pump - TE 96% | Dual-Fuel Heat Pump - TE 96% | Dual-Fuel Heat Pump - TE 96% | Dual-Fuel Heat Pump - TE 96% | Dual-Fuel Heat Pump - TE 96% | Dual-Fuel Heat Pump - TE 96% | Dual-Fuel Heat Pump - TE 96% | Dual-Fuel Heat Pump - TE 96% | Dual-Fuel Heat Pump - TE 96% | Dual-Fuel Heat Pump - TE 96% | Dual-Fuel Heat Pump - TE 96% | Dual-Fuel Heat Pump - TE 96% | Dual-Fuel Heat Pump - TE 96% | Dual-Fuel Heat Pump - TE 96% | Dual-Fuel Heat Pump - TE 96% | Dual-Fuel Heat Pump - TE 96% | Dual-Fuel Heat Pump - TE 96% | Dual-Fuel Heat Pump - TE 96% | Dual-Fuel Heat Pump - TE 96% | Dual-Fuel Heat Pump - TE 96% | Dual-Fuel Heat Pump - TE 96% | Dual-Fuel Heat Pump - TE 96% | 19869.8889 | 19869.8889 | 19869.8889 | 19869.8889 | 19869.8889 | 19869.8889 | 19869.8889 | 19869.8889 | 19869.8889 | 19869.8889 | 19869.8889 | 19869.8889 | 19869.8889 | 19869.8889 | 19869.8889 | 19869.8889 | 19869.8889 | 19869.8889 | 19869.8889 | 19869.8889 | 19869.8889 | 19869.8889 | 19869.8889 | 19869.8889 | 19869.8889 | 19869.8889 | 19869.8889 | 19869.8889 | 89.7037 | 89.7037 | 89.7037 | 89.7037 | 89.7037 | 89.7037 | 89.7037 | 89.7037 | 89.7037 | 89.7037 | 89.7037 | 89.7037 | 89.7037 | 89.7037 | 89.7037 | 89.7037 | 89.7037 | 89.7037 | 89.7037 | 89.7037 | 89.7037 | 89.7037 | 89.7037 | 89.7037 | 89.7037 | 89.7037 | 89.7037 | 89.7037 | 0 | 0 | 0 | 0 | 0 | 0 | 0 | 0 | 0 | 0 | 0 | 0 | 0 | 0 | 0 | 0 | 0 | 0 | 0 | 0 | 0 | 0 | 0 | 0 | 0 | 0 | 0 | 0 | 0 | 0 | 0 | 0 | 0 | 0 | 0 | 0 | 0 | 0 | 0 | 0 | 0 | 0 | 0 | 0 | 0 | 0 | 0 | 0 | 0 | 0 | 0 | 0 | 0 | 0 | 0 | 0 | 0 | 0 | 0 | 0 | 0 | 0 | 0 | 0 | 0 | 0 | 0 | 0 | 0 | 0 | 0 | 0 | 0 | 0 | 0 | 0 | 0 | 5.612881588084358E-15 | 0 | 0 | 0 | 0 | 0 | 0 | 0 | 0 | 0 | 0 | 0 | 0 | 0 | 0 | 0 | 0 | 0 | 0 | 0 | 0 | 0 | 0 | 0 | 0 | 0 | 0 | 0 | 5.612881588084358E-15 | 5.612881588084358E-15 | 5.612881588084358E-15 | 5.612881588084358E-15 | 5.612881588084358E-15 | 5.612881588084358E-15 | 5.612881588084358E-15 | TE 90% | TE 90% | TE 90% | TE 90% | TE 90% | TE 90% | TE 90% | TE 90% | TE 90% | TE 90% | TE 90% | TE 90% | TE 90% | TE 90% | TE 90% | TE 90% | TE 90% | TE 90% | TE 90% | TE 90% | TE 90% | TE 90% | TE 90% | TE 90% | TE 90% | TE 90% | TE 90% | TE 90% | 1788.3704 | 1788.3704 | 1788.3704 | 1788.3704 | 1788.3704 | 1788.3704 | 1788.3704 | 1788.3704 | 1788.3704 | 1788.3704 | 1788.3704 | 1788.3704 | 1788.3704 | 1788.3704 | 1788.3704 | 1788.3704 | 1788.3704 | 1788.3704 | 1788.3704 | 1788.3704 | 1788.3704 | 1788.3704 | 1788.3704 | 1788.3704 | 1788.3704 | 1788.3704 | 1788.3704 | 1788.3704 | 8.2963 | 8.2963 | 8.2963 | 8.2963 | 8.2963 | 8.2963 | 8.2963 | 8.2963 | 8.2963 | 8.2963 | 8.2963 | 8.2963 | 8.2963 | 8.2963 | 8.2963 | 8.2963 | 8.2963 | 8.2963 | 8.2963 | 8.2963 | 8.2963 | 8.2963 | 8.2963 | 8.2963 | 8.2963 | 8.2963 | 8.2963 | 8.2963 | 0 | 0 | 0 | 0 | 0 | 0 | 0 | 0 | 0 | 0 | 0 | 0 | 0 | 0 | 0 | 0 | 0 | 0 | 0 | 0 | 0 | 0 | 0 | 0 | 0 | 0 | 0 | 0 | 0 | 0 | 0 | 0 | 0 | 0 | 0 | 0 | 0 | 0 | 0 | 0 | 0 | 0 | 0 | 0 | 0 | 0 | 0 | 0 | 1.1642e-10 | 0 | 0 | 0 | 0 | 0 | 0 | 1.1642e-10 | 0 | 0 | 0 | 0 | 0 | 0 | 0 | 0 | 0 | 0 | 0 | 0 | 0 | 0 | 0 | 0 | 0 | 0 | 0 | 0 | 0 | 5.612881588084358E-15 | 0 | 0 | 5.612881588084358E-15 | 0 | 0 | 0 | 0 | 0
Furnace_Grocery_New_TE 90% | Furnace_Grocery_New | Furnace_Commercial_New_TE 80%_TE 90% | Commercial | Grocery | New | Space Heating | Natural Gas | Furnace | EQ | TE 80% | 29 | 17 | 23 | 23.0741 | 0 | 0 | 0.60054 | 1 | LO3Slow | 0.996 | n/a | A | WCE99 | 0.19432476221487377 | 0.11659485732892426 | 140 kBtu/hr | 0.0321 | 12799.195478535848 | 12799.1955 | 3349.6865591734395 | 3349.6866 | EIA - Technology Forecast Updates. Appendix A: Updated Buildings Sector Appliance and Equipment Costs and Efficiencies. U.S. Energy Information Administration. March 3, 2023. | EIA - Technology Forecast Updates. Appendix A. U.S. Energy Information Administration. March 3, 2023. ¦ Adjusted via AEG vendor cost review on Grainger.com and HVACDirect | AEG Simulation Data and Market Profile Calculations | 0 | 0 | 1859.1481 | TE 81% (2023 Standard) | TE 81% (2023 Standard) | TE 81% (2023 Standard) | TE 81% (2023 Standard) | TE 81% (2023 Standard) | TE 81% (2023 Standard) | TE 81% (2023 Standard) | TE 81% (2023 Standard) | TE 81% (2023 Standard) | TE 81% (2023 Standard) | TE 81% (2023 Standard) | TE 81% (2023 Standard) | TE 81% (2023 Standard) | TE 81% (2023 Standard) | TE 81% (2023 Standard) | TE 81% (2023 Standard) | TE 81% (2023 Standard) | TE 81% (2023 Standard) | TE 81% (2023 Standard) | TE 81% (2023 Standard) | TE 81% (2023 Standard) | TE 81% (2023 Standard) | TE 81% (2023 Standard) | TE 81% (2023 Standard) | TE 81% (2023 Standard) | TE 81% (2023 Standard) | TE 81% (2023 Standard) | TE 81% (2023 Standard) | 0 | 0 | 0 | 0 | 0 | 0 | 0 | 0 | 0 | 0 | 0 | 0 | 0 | 0 | 0 | 0 | 0 | 0 | 0 | 0 | 0 | 0 | 0 | 0 | 0 | 0 | 0 | 0 | 0 | 0 | 0 | 0 | 0 | 0 | 0 | 0 | 0 | 0 | 0 | 0 | 0 | 0 | 0 | 0 | 0 | 0 | 0 | 0 | 0 | 0 | 0 | 0 | 0 | 0 | 0 | 0 | 0 | 0 | 0 | 0 | 0 | 0 | 0 | 0 | 0 | 0 | 0 | 0 | 0 | 0 | 0 | 0 | 0 | 0 | 0 | 0 | 0 | 0 | 0 | 0 | 0 | 0 | 0 | 0 | 0 | 0 | 0 | 0 | 0 | 0 | 0 | 0 | 0 | 0 | 0 | 0 | 0 | 0 | 0 | 0 | 0 | 0 | 0 | 0 | 0 | 0 | 0 | 0 | 0 | 0 | 0 | 0 | Dual-Fuel Heat Pump - TE 96% | Dual-Fuel Heat Pump - TE 96% | Dual-Fuel Heat Pump - TE 96% | Dual-Fuel Heat Pump - TE 96% | Dual-Fuel Heat Pump - TE 96% | Dual-Fuel Heat Pump - TE 96% | Dual-Fuel Heat Pump - TE 96% | Dual-Fuel Heat Pump - TE 96% | Dual-Fuel Heat Pump - TE 96% | Dual-Fuel Heat Pump - TE 96% | Dual-Fuel Heat Pump - TE 96% | Dual-Fuel Heat Pump - TE 96% | Dual-Fuel Heat Pump - TE 96% | Dual-Fuel Heat Pump - TE 96% | Dual-Fuel Heat Pump - TE 96% | Dual-Fuel Heat Pump - TE 96% | Dual-Fuel Heat Pump - TE 96% | Dual-Fuel Heat Pump - TE 96% | Dual-Fuel Heat Pump - TE 96% | Dual-Fuel Heat Pump - TE 96% | Dual-Fuel Heat Pump - TE 96% | Dual-Fuel Heat Pump - TE 96% | Dual-Fuel Heat Pump - TE 96% | Dual-Fuel Heat Pump - TE 96% | Dual-Fuel Heat Pump - TE 96% | Dual-Fuel Heat Pump - TE 96% | Dual-Fuel Heat Pump - TE 96% | Dual-Fuel Heat Pump - TE 96% | 19869.8889 | 19869.8889 | 19869.8889 | 19869.8889 | 19869.8889 | 19869.8889 | 19869.8889 | 19869.8889 | 19869.8889 | 19869.8889 | 19869.8889 | 19869.8889 | 19869.8889 | 19869.8889 | 19869.8889 | 19869.8889 | 19869.8889 | 19869.8889 | 19869.8889 | 19869.8889 | 19869.8889 | 19869.8889 | 19869.8889 | 19869.8889 | 19869.8889 | 19869.8889 | 19869.8889 | 19869.8889 | 119.5185 | 119.5185 | 119.5185 | 119.5185 | 119.5185 | 119.5185 | 119.5185 | 119.5185 | 119.5185 | 119.5185 | 119.5185 | 119.5185 | 119.5185 | 119.5185 | 119.5185 | 119.5185 | 119.5185 | 119.5185 | 119.5185 | 119.5185 | 119.5185 | 119.5185 | 119.5185 | 119.5185 | 119.5185 | 119.5185 | 119.5185 | 119.5185 | 0 | 0 | 0 | 0 | 0 | 0 | 0 | 0 | 0 | 0 | 0 | 0 | 0 | 0 | 0 | 0 | 0 | 0 | 0 | 0 | 0 | 0 | 0 | 0 | 0 | 0 | 0 | 0 | 0 | 0 | 0 | 0 | 0 | 0 | 0 | 0 | 0 | 0 | 0 | 0 | 0 | 0 | 0 | 0 | 0 | 0 | 0 | 0 | 0 | 0 | 0 | 0 | 0 | 0 | 0 | 0 | 0 | 0 | 0 | 0 | 0 | 0 | 0 | 0 | 0 | 0 | 0 | 0 | 0 | 0 | 0 | 0 | 0 | 0 | 0 | 0 | 0 | 0 | 0 | 0 | 0 | 0 | 0 | 0 | 0 | 0 | 0 | 0 | 0 | 0 | 0 | 0 | 0 | 0 | 0 | 0 | 0 | 0 | 0 | 0 | 0 | 0 | 0 | 0 | 0 | 0 | 0 | 0 | 0 | 0 | 0 | 0 | TE 90% | TE 90% | TE 90% | TE 90% | TE 90% | TE 90% | TE 90% | TE 90% | TE 90% | TE 90% | TE 90% | TE 90% | TE 90% | TE 90% | TE 90% | TE 90% | TE 90% | TE 90% | TE 90% | TE 90% | TE 90% | TE 90% | TE 90% | TE 90% | TE 90% | TE 90% | TE 90% | TE 90% | 1788.3704 | 1788.3704 | 1788.3704 | 1788.3704 | 1788.3704 | 1788.3704 | 1788.3704 | 1788.3704 | 1788.3704 | 1788.3704 | 1788.3704 | 1788.3704 | 1788.3704 | 1788.3704 | 1788.3704 | 1788.3704 | 1788.3704 | 1788.3704 | 1788.3704 | 1788.3704 | 1788.3704 | 1788.3704 | 1788.3704 | 1788.3704 | 1788.3704 | 1788.3704 | 1788.3704 | 1788.3704 | 8.2963 | 8.2963 | 8.2963 | 8.2963 | 8.2963 | 8.2963 | 8.2963 | 8.2963 | 8.2963 | 8.2963 | 8.2963 | 8.2963 | 8.2963 | 8.2963 | 8.2963 | 8.2963 | 8.2963 | 8.2963 | 8.2963 | 8.2963 | 8.2963 | 8.2963 | 8.2963 | 8.2963 | 8.2963 | 8.2963 | 8.2963 | 8.2963 | 0 | 0 | 0 | 0 | 0 | 0 | 0 | 0 | 0 | 0 | 0 | 0 | 0 | 0 | 0 | 0 | 0 | 0 | 0 | 0 | 0 | 0 | 0 | 0 | 0 | 0 | 0 | 0 | 0 | 0 | 0 | 0 | 0 | 0 | 0 | 0 | 0 | 0 | 0 | 0 | 0 | 0 | 0 | 0 | 0 | 0 | 0 | 0 | 0 | 0 | 0 | 0 | 0 | 0 | 0 | 0 | 0 | 0 | 0 | 0 | 0 | 0 | 0 | 0 | 0 | 0 | 0 | 0 | 0 | 0 | 0 | 0 | 0 | 0 | 0 | 0 | 0 | 0 | 0 | 0 | 0 | 0 | 0 | 0 | 0 | 0
Fryer_Lodging_Existing_ENERGY STAR (3.0) | Fryer_Lodging_Existing | Fryer_Commercial_Existing_Standard_ENERGY STAR (3.0) | Commercial | Lodging | Existing | Food Preparation | Natural Gas | Fryer | EQ | Standard | 14 | 8 | 11 | 190.9935 | 0 | 0 | 0.014725 | 1 | LO3Slow | 0.996 | n/a | A | WCE176 | 0.07614091688161014 | 0.04568455012896608 | 1 units | 0.0321 | 0 | 0 | 0 | 0 | RTF WkBk - ComCookingFryer_v6_1 - AEG Edited | RTF WkBk - ComCookingFryer_v6_1 - AEG Edited | RTF WkBk - ComCookingFryer_v6_1 - AEG Edited | 0 | 0 | 9741.7414 | ENERGY STAR (3.0) | ENERGY STAR (3.0) | ENERGY STAR (3.0) | ENERGY STAR (3.0) | ENERGY STAR (3.0) | ENERGY STAR (3.0) | ENERGY STAR (3.0) | ENERGY STAR (3.0) | ENERGY STAR (3.0) | ENERGY STAR (3.0) | ENERGY STAR (3.0) | ENERGY STAR (3.0) | ENERGY STAR (3.0) | ENERGY STAR (3.0) | ENERGY STAR (3.0) | ENERGY STAR (3.0) | ENERGY STAR (3.0) | ENERGY STAR (3.0) | ENERGY STAR (3.0) | ENERGY STAR (3.0) | ENERGY STAR (3.0) | ENERGY STAR (3.0) | ENERGY STAR (3.0) | ENERGY STAR (3.0) | ENERGY STAR (3.0) | ENERGY STAR (3.0) | ENERGY STAR (3.0) | ENERGY STAR (3.0) | 0 | 0 | 0 | 0 | 0 | 0 | 0 | 0 | 0 | 0 | 0 | 0 | 0 | 0 | 0 | 0 | 0 | 0 | 0 | 0 | 0 | 0 | 0 | 0 | 0 | 0 | 0 | 0 | 0 | 0 | 0 | 0 | 0 | 0 | 0 | 0 | 0 | 0 | 0 | 0 | 0 | 0 | 0 | 0 | 0 | 0 | 0 | 0 | 0 | 0 | 0 | 0 | 0 | 0 | 0 | -7.276e-12 | 0 | 0 | 0 | 0 | 0 | 0 | 0 | 0 | 0 | 0 | 1.0190494833205427E-15 | 0 | 0 | 0 | 0 | 0 | 0 | 0 | 0 | 0 | 2.0380989666410854E-15 | 0 | 1.0190494833205427E-15 | 0 | 0 | 0 | 1.0190494833205427E-15 | 0 | 0 | 0 | 0 | 0 | 0 | 0 | 0 | 0 | 0 | 0 | 1.0190494833205427E-15 | 1.0190494833205427E-15 | 1.0190494833205427E-15 | 1.0190494833205427E-15 | 1.0190494833205427E-15 | 1.0190494833205427E-15 | 1.0190494833205427E-15 | 1.0190494833205427E-15 | 1.0190494833205427E-15 | 1.0190494833205427E-15 | 3.057148449961628E-15 | 3.057148449961628E-15 | 4.076197933282171E-15 | 4.076197933282171E-15 | 4.076197933282171E-15 | 4.076197933282171E-15 | 5.0952474166027135E-15 | 5.0952474166027135E-15 | ENERGY STAR (3.0) | ENERGY STAR (3.0) | ENERGY STAR (3.0) | ENERGY STAR (3.0) | ENERGY STAR (3.0) | ENERGY STAR (3.0) | ENERGY STAR (3.0) | ENERGY STAR (3.0) | ENERGY STAR (3.0) | ENERGY STAR (3.0) | ENERGY STAR (3.0) | ENERGY STAR (3.0) | ENERGY STAR (3.0) | ENERGY STAR (3.0) | ENERGY STAR (3.0) | ENERGY STAR (3.0) | ENERGY STAR (3.0) | ENERGY STAR (3.0) | ENERGY STAR (3.0) | ENERGY STAR (3.0) | ENERGY STAR (3.0) | ENERGY STAR (3.0) | ENERGY STAR (3.0) | ENERGY STAR (3.0) | ENERGY STAR (3.0) | ENERGY STAR (3.0) | ENERGY STAR (3.0) | ENERGY STAR (3.0) | 0 | 0 | 0 | 0 | 0 | 0 | 0 | 0 | 0 | 0 | 0 | 0 | 0 | 0 | 0 | 0 | 0 | 0 | 0 | 0 | 0 | 0 | 0 | 0 | 0 | 0 | 0 | 0 | 0 | 0 | 0 | 0 | 0 | 0 | 0 | 0 | 0 | 0 | 0 | 0 | 0 | 0 | 0 | 0 | 0 | 0 | 0 | 0 | 0 | 0 | 0 | 0 | 0 | 0 | 0 | 0 | 0 | 0 | 0 | 0 | 0 | 0 | 0 | 0 | 0 | 0 | 0 | 0 | 0 | 0 | 0 | 0 | 0 | 0 | 0 | 0 | 0 | 0 | 0 | 0 | 0 | 0 | 0 | 0 | 0 | 0 | 0 | 0 | 0 | 0 | 0 | 0 | 0 | 0 | 0 | 0 | 0 | 0 | 0 | 0 | 0 | 0 | 0 | -7.276e-12 | -7.276e-12 | -7.276e-12 | 0 | 0 | 0 | 0 | 0 | -7.276e-12 | 0 | 0 | 0 | 0 | 0 | 0 | 0 | 0 | 0 | 0 | 1.0190494833205427E-15 | 0 | 0 | 0 | 0 | 0 | 0 | 0 | 1.0190494833205427E-15 | 1.0190494833205427E-15 | 2.0380989666410854E-15 | 0 | 1.0190494833205427E-15 | 0 | 0 | 0 | 0 | 0 | 0 | 0 | 0 | 0 | 0 | 0 | 0 | 0 | 0 | 0 | 1.0190494833205427E-15 | 1.0190494833205427E-15 | 1.0190494833205427E-15 | 1.0190494833205427E-15 | 1.0190494833205427E-15 | 1.0190494833205427E-15 | 1.0190494833205427E-15 | 1.0190494833205427E-15 | 2.0380989666410854E-15 | 3.057148449961628E-15 | 5.0952474166027135E-15 | 5.0952474166027135E-15 | 6.114296899923256E-15 | 6.114296899923256E-15 | 6.114296899923256E-15 | 6.114296899923256E-15 | 6.114296899923256E-15 | 6.114296899923256E-15 | ENERGY STAR (3.0) | ENERGY STAR (3.0) | ENERGY STAR (3.0) | ENERGY STAR (3.0) | ENERGY STAR (3.0) | ENERGY STAR (3.0) | ENERGY STAR (3.0) | ENERGY STAR (3.0) | ENERGY STAR (3.0) | ENERGY STAR (3.0) | ENERGY STAR (3.0) | ENERGY STAR (3.0) | ENERGY STAR (3.0) | ENERGY STAR (3.0) | ENERGY STAR (3.0) | ENERGY STAR (3.0) | ENERGY STAR (3.0) | ENERGY STAR (3.0) | ENERGY STAR (3.0) | ENERGY STAR (3.0) | ENERGY STAR (3.0) | ENERGY STAR (3.0) | ENERGY STAR (3.0) | ENERGY STAR (3.0) | ENERGY STAR (3.0) | ENERGY STAR (3.0) | ENERGY STAR (3.0) | ENERGY STAR (3.0) | 0 | 0 | 0 | 0 | 0 | 0 | 0 | 0 | 0 | 0 | 0 | 0 | 0 | 0 | 0 | 0 | 0 | 0 | 0 | 0 | 0 | 0 | 0 | 0 | 0 | 0 | 0 | 0 | 0 | 0 | 0 | 0 | 0 | 0 | 0 | 0 | 0 | 0 | 0 | 0 | 0 | 0 | 0 | 0 | 0 | 0 | 0 | 0 | 0 | 0 | 0 | 0 | 0 | 0 | 0 | 0 | 0 | 0 | 0 | 0 | 0 | 0 | 0 | 0 | 0 | 0 | 0 | 0 | 0 | 0 | 0 | 0 | 0 | 0 | 0 | 0 | 0 | 0 | 0 | 0 | 0 | 0 | 0 | 0 | 0 | 0 | 0 | 0 | 0 | 0 | 0 | 0 | 0 | 0 | 0 | 0 | 0 | 0 | 0 | 0 | 0 | 0 | 0 | -7.276e-12 | -7.276e-12 | -7.276e-12 | 0 | 0 | 0 | -1.4552e-11 | -1.4552e-11 | -1.4552e-11 | 0 | 0 | 0 | 0 | 0 | 0 | 0 | 0 | 0 | 0 | 0 | 1.0190494833205427E-15 | 0 | 0 | 0 | 0 | 1.0190494833205427E-15 | 0 | 0 | 1.0190494833205427E-15 | 0 | 0 | 1.0190494833205427E-15 | 0 | 0 | 0 | 1.0190494833205427E-15 | 0 | 0 | 0
Steamer_Lodging_Existing_ENERGY STAR (1.2) | Steamer_Lodging_Existing | Steamer_Commercial_Existing_Typical_ENERGY STAR (1.2) | Commercial | Lodging | Existing | Food Preparation | Natural Gas | Steamer | EQ | Typical | 15 | 9 | 12 | 415.1712 | 0 | 0 | 0.0063969 | 1 | LO3Slow | 0.996 | n/a | A | WCE180 | 0.0923831095292024 | 0.05542986571752143 | 1 units | 0.0321 | 0 | 0 | 0 | 0 | RTF Wkbk - ComCookingSteamer_v6_1 | RTF Wkbk - ComCookingSteamer_v6_1 - AEG Edited | RTF Wkbk - ComCookingSteamer_v6_1 - AEG Edited | 0 | 0 | -2105.3569 | ENERGY STAR (1.2) | ENERGY STAR (1.2) | ENERGY STAR (1.2) | ENERGY STAR (1.2) | ENERGY STAR (1.2) | ENERGY STAR (1.2) | ENERGY STAR (1.2) | ENERGY STAR (1.2) | ENERGY STAR (1.2) | ENERGY STAR (1.2) | ENERGY STAR (1.2) | ENERGY STAR (1.2) | ENERGY STAR (1.2) | ENERGY STAR (1.2) | ENERGY STAR (1.2) | ENERGY STAR (1.2) | ENERGY STAR (1.2) | ENERGY STAR (1.2) | ENERGY STAR (1.2) | ENERGY STAR (1.2) | ENERGY STAR (1.2) | ENERGY STAR (1.2) | ENERGY STAR (1.2) | ENERGY STAR (1.2) | ENERGY STAR (1.2) | ENERGY STAR (1.2) | ENERGY STAR (1.2) | ENERGY STAR (1.2) | 0 | 0 | 0 | 0 | 0 | 0 | 0 | 0 | 0 | 0 | 0 | 0 | 0 | 0 | 0 | 0 | 0 | 0 | 0 | 0 | 0 | 0 | 0 | 0 | 0 | 0 | 0 | 0 | 0 | 0 | 0 | 0 | 0 | 0 | 0 | 0 | 0 | 0 | 0 | 0 | 0 | 0 | 0 | 0 | 0 | 0 | 1.819e-12 | 3.638e-12 | 1.819e-12 | 1.819e-12 | 0 | 0 | -1.819e-12 | 0 | -3.638e-12 | -1.819e-12 | 0 | 0 | 0 | 0 | 0 | 0 | 0 | 0 | 0 | 0 | 0 | 0 | 5.056019683289994E-16 | 0 | 0 | 5.056019683289994E-16 | 0 | 0 | 0 | 0 | 1.0112039366579989E-15 | 0 | 1.0112039366579989E-15 | 0 | 0 | 0 | 0 | 0 | 0 | 0 | 0 | 0 | 0 | 0 | 0 | 0 | 0 | 0 | 0 | 0 | 5.056019683289994E-16 | 5.056019683289994E-16 | 5.056019683289994E-16 | 1.0112039366579989E-15 | 1.0112039366579989E-15 | 1.0112039366579989E-15 | 1.0112039366579989E-15 | 1.0112039366579989E-15 | 2.0224078733159978E-15 | 2.0224078733159978E-15 | 3.0336118099739965E-15 | 3.0336118099739965E-15 | 3.0336118099739965E-15 | 3.0336118099739965E-15 | 3.0336118099739965E-15 | 3.0336118099739965E-15 | ENERGY STAR (1.2) | ENERGY STAR (1.2) | ENERGY STAR (1.2) | ENERGY STAR (1.2) | ENERGY STAR (1.2) | ENERGY STAR (1.2) | ENERGY STAR (1.2) | ENERGY STAR (1.2) | ENERGY STAR (1.2) | ENERGY STAR (1.2) | ENERGY STAR (1.2) | ENERGY STAR (1.2) | ENERGY STAR (1.2) | ENERGY STAR (1.2) | ENERGY STAR (1.2) | ENERGY STAR (1.2) | ENERGY STAR (1.2) | ENERGY STAR (1.2) | ENERGY STAR (1.2) | ENERGY STAR (1.2) | ENERGY STAR (1.2) | ENERGY STAR (1.2) | ENERGY STAR (1.2) | ENERGY STAR (1.2) | ENERGY STAR (1.2) | ENERGY STAR (1.2) | ENERGY STAR (1.2) | ENERGY STAR (1.2) | 0 | 0 | 0 | 0 | 0 | 0 | 0 | 0 | 0 | 0 | 0 | 0 | 0 | 0 | 0 | 0 | 0 | 0 | 0 | 0 | 0 | 0 | 0 | 0 | 0 | 0 | 0 | 0 | 0 | 0 | 0 | 0 | 0 | 0 | 0 | 0 | 0 | 0 | 0 | 0 | 0 | 0 | 0 | 0 | 0 | 0 | 0 | 0 | 0 | 0 | 0 | 0 | 0 | 0 | 0 | 0 | 0 | 0 | 0 | 0 | 0 | 0 | 0 | 0 | 0 | 0 | 0 | 0 | 0 | 0 | 0 | 0 | 0 | 0 | 0 | 0 | 0 | 0 | 0 | 0 | 0 | 0 | 0 | 0 | 0 | 0 | 0 | 0 | 0 | 0 | 0 | 0 | 0 | 0 | 0 | 0 | 0 | 0 | 0 | 0 | 0 | 0 | -1.819e-12 | 0 | 0 | 0 | -1.819e-12 | -1.819e-12 | -1.819e-12 | -1.819e-12 | -1.819e-12 | -1.819e-12 | 0 | 0 | 0 | 0 | 0 | 0 | 0 | 0 | 0 | 0 | 0 | 0 | 0 | 0 | 5.056019683289994E-16 | 5.056019683289994E-16 | 0 | 0 | 0 | 0 | 0 | 0 | 2.0224078733159978E-15 | 0 | 0 | 1.0112039366579989E-15 | 0 | 0 | 0 | 0 | 0 | 0 | 0 | 0 | 0 | 0 | 0 | 0 | 0 | 0 | 0 | 0 | 5.056019683289994E-16 | 1.0112039366579989E-15 | 1.0112039366579989E-15 | 1.0112039366579989E-15 | 1.0112039366579989E-15 | 1.0112039366579989E-15 | 1.0112039366579989E-15 | 1.0112039366579989E-15 | 3.0336118099739965E-15 | 3.0336118099739965E-15 | 3.0336118099739965E-15 | 4.0448157466319955E-15 | 4.0448157466319955E-15 | 4.0448157466319955E-15 | ENERGY STAR (1.2) | ENERGY STAR (1.2) | ENERGY STAR (1.2) | ENERGY STAR (1.2) | ENERGY STAR (1.2) | ENERGY STAR (1.2) | ENERGY STAR (1.2) | ENERGY STAR (1.2) | ENERGY STAR (1.2) | ENERGY STAR (1.2) | ENERGY STAR (1.2) | ENERGY STAR (1.2) | ENERGY STAR (1.2) | ENERGY STAR (1.2) | ENERGY STAR (1.2) | ENERGY STAR (1.2) | ENERGY STAR (1.2) | ENERGY STAR (1.2) | ENERGY STAR (1.2) | ENERGY STAR (1.2) | ENERGY STAR (1.2) | ENERGY STAR (1.2) | ENERGY STAR (1.2) | ENERGY STAR (1.2) | ENERGY STAR (1.2) | ENERGY STAR (1.2) | ENERGY STAR (1.2) | ENERGY STAR (1.2) | 0 | 0 | 0 | 0 | 0 | 0 | 0 | 0 | 0 | 0 | 0 | 0 | 0 | 0 | 0 | 0 | 0 | 0 | 0 | 0 | 0 | 0 | 0 | 0 | 0 | 0 | 0 | 0 | 0 | 0 | 0 | 0 | 0 | 0 | 0 | 0 | 0 | 0 | 0 | 0 | 0 | 0 | 0 | 0 | 0 | 0 | 0 | 0 | 0 | 0 | 0 | 0 | 0 | 0 | 0 | 0 | 0 | 0 | 0 | 0 | 0 | 0 | 0 | 0 | 0 | 0 | 0 | 0 | 0 | 0 | 0 | 0 | 0 | 0 | 0 | 0 | 0 | 0 | 0 | 0 | 0 | 0 | 0 | 0 | 0 | 0 | 0 | 0 | 0 | 0 | 0 | 0 | 0 | 0 | 0 | 0 | 0 | 0 | 0 | 0 | 0 | 0 | 1.819e-12 | 3.638e-12 | 1.819e-12 | 1.819e-12 | 0 | 0 | -1.819e-12 | 0 | -3.638e-12 | -1.819e-12 | 0 | 0 | 0 | 0 | 0 | 0 | 0 | 0 | 0 | 0 | 0 | 0 | 5.056019683289994E-16 | 0 | 0 | 5.056019683289994E-16 | 0 | 0 | 0 | 0 | 1.0112039366579989E-15 | 0 | 1.0112039366579989E-15 | 0 | 0 | 0 | 0 | 0 | 0 | 0
Fryer_Lodging_New_ENERGY STAR (3.0) | Fryer_Lodging_New | Fryer_Commercial_New_Standard_ENERGY STAR (3.0) | Commercial | Lodging | New | Food Preparation | Natural Gas | Fryer | EQ | Standard | 14 | 8 | 11 | 190.9935 | 0 | 0 | 0.014725 | 1 | LO3Slow | 0.996 | n/a | A | WCE190 | 0.07614091688161014 | 0.04568455012896608 | 1 units | 0.0321 | 0 | 0 | 0 | 0 | RTF WkBk - ComCookingFryer_v6_1 - AEG Edited | RTF WkBk - ComCookingFryer_v6_1 - AEG Edited | RTF WkBk - ComCookingFryer_v6_1 - AEG Edited | 0 | 0 | 9741.7414 | ENERGY STAR (3.0) | ENERGY STAR (3.0) | ENERGY STAR (3.0) | ENERGY STAR (3.0) | ENERGY STAR (3.0) | ENERGY STAR (3.0) | ENERGY STAR (3.0) | ENERGY STAR (3.0) | ENERGY STAR (3.0) | ENERGY STAR (3.0) | ENERGY STAR (3.0) | ENERGY STAR (3.0) | ENERGY STAR (3.0) | ENERGY STAR (3.0) | ENERGY STAR (3.0) | ENERGY STAR (3.0) | ENERGY STAR (3.0) | ENERGY STAR (3.0) | ENERGY STAR (3.0) | ENERGY STAR (3.0) | ENERGY STAR (3.0) | ENERGY STAR (3.0) | ENERGY STAR (3.0) | ENERGY STAR (3.0) | ENERGY STAR (3.0) | ENERGY STAR (3.0) | ENERGY STAR (3.0) | ENERGY STAR (3.0) | 0 | 0 | 0 | 0 | 0 | 0 | 0 | 0 | 0 | 0 | 0 | 0 | 0 | 0 | 0 | 0 | 0 | 0 | 0 | 0 | 0 | 0 | 0 | 0 | 0 | 0 | 0 | 0 | 0 | 0 | 0 | 0 | 0 | 0 | 0 | 0 | 0 | 0 | 0 | 0 | 0 | 0 | 0 | 0 | 0 | 0 | 0 | 0 | 0 | 0 | 0 | 0 | 0 | 0 | 0 | 0 | 0 | 0 | 0 | 0 | 0 | 0 | 0 | 0 | 0 | 0 | 0 | 0 | 0 | 0 | 0 | 0 | 0 | 0 | 0 | 0 | 0 | 0 | 0 | 0 | 0 | 0 | 0 | 0 | 0 | 0 | 0 | 0 | 0 | 0 | 0 | 0 | 0 | 0 | 0 | 0 | 0 | 0 | 0 | 0 | 0 | 0 | 0 | 0 | 0 | 0 | 0 | 0 | 0 | 0 | 0 | 0 | ENERGY STAR (3.0) | ENERGY STAR (3.0) | ENERGY STAR (3.0) | ENERGY STAR (3.0) | ENERGY STAR (3.0) | ENERGY STAR (3.0) | ENERGY STAR (3.0) | ENERGY STAR (3.0) | ENERGY STAR (3.0) | ENERGY STAR (3.0) | ENERGY STAR (3.0) | ENERGY STAR (3.0) | ENERGY STAR (3.0) | ENERGY STAR (3.0) | ENERGY STAR (3.0) | ENERGY STAR (3.0) | ENERGY STAR (3.0) | ENERGY STAR (3.0) | ENERGY STAR (3.0) | ENERGY STAR (3.0) | ENERGY STAR (3.0) | ENERGY STAR (3.0) | ENERGY STAR (3.0) | ENERGY STAR (3.0) | ENERGY STAR (3.0) | ENERGY STAR (3.0) | ENERGY STAR (3.0) | ENERGY STAR (3.0) | 0 | 0 | 0 | 0 | 0 | 0 | 0 | 0 | 0 | 0 | 0 | 0 | 0 | 0 | 0 | 0 | 0 | 0 | 0 | 0 | 0 | 0 | 0 | 0 | 0 | 0 | 0 | 0 | 0 | 0 | 0 | 0 | 0 | 0 | 0 | 0 | 0 | 0 | 0 | 0 | 0 | 0 | 0 | 0 | 0 | 0 | 0 | 0 | 0 | 0 | 0 | 0 | 0 | 0 | 0 | 0 | 0 | 0 | 0 | 0 | 0 | 0 | 0 | 0 | 0 | 0 | 0 | 0 | 0 | 0 | 0 | 0 | 0 | 0 | 0 | 0 | 0 | 0 | 0 | 0 | 0 | 0 | 0 | 0 | 0 | 0 | 0 | 0 | 0 | 0 | 0 | 0 | 0 | 0 | 0 | 0 | 0 | 0 | 0 | 0 | 0 | 0 | 0 | 0 | 0 | 0 | 0 | 0 | 0 | 0 | 0 | 0 | 0 | 0 | 0 | 0 | 0 | 0 | 0 | 0 | 0 | 0 | 0 | 0 | 0 | 0 | 0 | 0 | 0 | 0 | 0 | 0 | 0 | 0 | 0 | 0 | 0 | 0 | 0 | 0 | 0 | 0 | 0 | 0 | 0 | 0 | 0 | 0 | 0 | 0 | 0 | 0 | 0 | 0 | 0 | 0 | 0 | 0 | 0 | 0 | 0 | 0 | 0 | 0 | 0 | 0 | 0 | 0 | ENERGY STAR (3.0) | ENERGY STAR (3.0) | ENERGY STAR (3.0) | ENERGY STAR (3.0) | ENERGY STAR (3.0) | ENERGY STAR (3.0) | ENERGY STAR (3.0) | ENERGY STAR (3.0) | ENERGY STAR (3.0) | ENERGY STAR (3.0) | ENERGY STAR (3.0) | ENERGY STAR (3.0) | ENERGY STAR (3.0) | ENERGY STAR (3.0) | ENERGY STAR (3.0) | ENERGY STAR (3.0) | ENERGY STAR (3.0) | ENERGY STAR (3.0) | ENERGY STAR (3.0) | ENERGY STAR (3.0) | ENERGY STAR (3.0) | ENERGY STAR (3.0) | ENERGY STAR (3.0) | ENERGY STAR (3.0) | ENERGY STAR (3.0) | ENERGY STAR (3.0) | ENERGY STAR (3.0) | ENERGY STAR (3.0) | 0 | 0 | 0 | 0 | 0 | 0 | 0 | 0 | 0 | 0 | 0 | 0 | 0 | 0 | 0 | 0 | 0 | 0 | 0 | 0 | 0 | 0 | 0 | 0 | 0 | 0 | 0 | 0 | 0 | 0 | 0 | 0 | 0 | 0 | 0 | 0 | 0 | 0 | 0 | 0 | 0 | 0 | 0 | 0 | 0 | 0 | 0 | 0 | 0 | 0 | 0 | 0 | 0 | 0 | 0 | 0 | 0 | 0 | 0 | 0 | 0 | 0 | 0 | 0 | 0 | 0 | 0 | 0 | 0 | 0 | 0 | 0 | 0 | 0 | 0 | 0 | 0 | 0 | 0 | 0 | 0 | 0 | 0 | 0 | 0 | 0 | 0 | 0 | 0 | 0 | 0 | 0 | 0 | 0 | 0 | 0 | 0 | 0 | 0 | 0 | 0 | 0 | 0 | 0 | 0 | 0 | 0 | 0 | 0 | 0 | 0 | 0 | 0 | 0 | 0 | 0 | 0 | 0 | 0 | 0 | 0 | 0 | 0 | 0 | 0 | 0 | 0 | 0 | 0 | 0 | 0 | 0 | 0 | 0 | 0 | 0 | 0 | 0 | 0 | 0 | 0 | 0
Steamer_Lodging_New_ENERGY STAR (1.2) | Steamer_Lodging_New | Steamer_Commercial_New_Typical_ENERGY STAR (1.2) | Commercial | Lodging | New | Food Preparation | Natural Gas | Steamer | EQ | Typical | 15 | 9 | 12 | 415.1712 | 0 | 0 | 0.0063969 | 1 | LO3Slow | 0.996 | n/a | A | WCE194 | 0.0923831095292024 | 0.05542986571752143 | 1 units | 0.0321 | 0 | 0 | 0 | 0 | RTF Wkbk - ComCookingSteamer_v6_1 | RTF Wkbk - ComCookingSteamer_v6_1 - AEG Edited | RTF Wkbk - ComCookingSteamer_v6_1 - AEG Edited | 0 | 0 | -2105.3569 | ENERGY STAR (1.2) | ENERGY STAR (1.2) | ENERGY STAR (1.2) | ENERGY STAR (1.2) | ENERGY STAR (1.2) | ENERGY STAR (1.2) | ENERGY STAR (1.2) | ENERGY STAR (1.2) | ENERGY STAR (1.2) | ENERGY STAR (1.2) | ENERGY STAR (1.2) | ENERGY STAR (1.2) | ENERGY STAR (1.2) | ENERGY STAR (1.2) | ENERGY STAR (1.2) | ENERGY STAR (1.2) | ENERGY STAR (1.2) | ENERGY STAR (1.2) | ENERGY STAR (1.2) | ENERGY STAR (1.2) | ENERGY STAR (1.2) | ENERGY STAR (1.2) | ENERGY STAR (1.2) | ENERGY STAR (1.2) | ENERGY STAR (1.2) | ENERGY STAR (1.2) | ENERGY STAR (1.2) | ENERGY STAR (1.2) | 0 | 0 | 0 | 0 | 0 | 0 | 0 | 0 | 0 | 0 | 0 | 0 | 0 | 0 | 0 | 0 | 0 | 0 | 0 | 0 | 0 | 0 | 0 | 0 | 0 | 0 | 0 | 0 | 0 | 0 | 0 | 0 | 0 | 0 | 0 | 0 | 0 | 0 | 0 | 0 | 0 | 0 | 0 | 0 | 0 | 0 | 0 | 0 | 0 | 0 | 0 | 0 | 0 | 0 | 0 | 0 | 0 | 0 | 0 | 0 | 0 | 0 | 0 | 0 | 0 | 0 | 0 | 0 | 0 | 0 | 0 | 0 | 0 | 0 | 0 | 0 | 0 | 0 | 0 | 0 | 0 | 0 | 0 | 0 | 0 | 0 | 0 | 0 | 0 | 0 | 0 | 0 | 0 | 0 | 0 | 0 | 0 | 0 | 0 | 0 | 0 | 0 | 0 | 0 | 0 | 0 | 0 | 0 | 0 | 0 | 0 | 0 | ENERGY STAR (1.2) | ENERGY STAR (1.2) | ENERGY STAR (1.2) | ENERGY STAR (1.2) | ENERGY STAR (1.2) | ENERGY STAR (1.2) | ENERGY STAR (1.2) | ENERGY STAR (1.2) | ENERGY STAR (1.2) | ENERGY STAR (1.2) | ENERGY STAR (1.2) | ENERGY STAR (1.2) | ENERGY STAR (1.2) | ENERGY STAR (1.2) | ENERGY STAR (1.2) | ENERGY STAR (1.2) | ENERGY STAR (1.2) | ENERGY STAR (1.2) | ENERGY STAR (1.2) | ENERGY STAR (1.2) | ENERGY STAR (1.2) | ENERGY STAR (1.2) | ENERGY STAR (1.2) | ENERGY STAR (1.2) | ENERGY STAR (1.2) | ENERGY STAR (1.2) | ENERGY STAR (1.2) | ENERGY STAR (1.2) | 0 | 0 | 0 | 0 | 0 | 0 | 0 | 0 | 0 | 0 | 0 | 0 | 0 | 0 | 0 | 0 | 0 | 0 | 0 | 0 | 0 | 0 | 0 | 0 | 0 | 0 | 0 | 0 | 0 | 0 | 0 | 0 | 0 | 0 | 0 | 0 | 0 | 0 | 0 | 0 | 0 | 0 | 0 | 0 | 0 | 0 | 0 | 0 | 0 | 0 | 0 | 0 | 0 | 0 | 0 | 0 | 0 | 0 | 0 | 0 | 0 | 0 | 0 | 0 | 0 | 0 | 0 | 0 | 0 | 0 | 0 | 0 | 0 | 0 | 0 | 0 | 0 | 0 | 0 | 0 | 0 | 0 | 0 | 0 | 0 | 0 | 0 | 0 | 0 | 0 | 0 | 0 | 0 | 0 | 0 | 0 | 0 | 0 | 0 | 0 | 0 | 0 | 0 | 0 | 0 | 0 | 0 | 0 | 0 | 0 | 0 | 0 | 0 | 0 | 0 | 0 | 0 | 0 | 0 | 0 | 0 | 0 | 0 | 0 | 0 | 0 | 0 | 0 | 0 | 0 | 0 | 0 | 0 | 0 | 0 | 0 | 0 | 0 | 0 | 0 | 0 | 0 | 0 | 0 | 0 | 0 | 0 | 0 | 0 | 0 | 0 | 0 | 0 | 0 | 0 | 0 | 0 | 0 | 0 | 0 | 0 | 0 | 0 | 0 | 0 | 0 | 0 | 0 | ENERGY STAR (1.2) | ENERGY STAR (1.2) | ENERGY STAR (1.2) | ENERGY STAR (1.2) | ENERGY STAR (1.2) | ENERGY STAR (1.2) | ENERGY STAR (1.2) | ENERGY STAR (1.2) | ENERGY STAR (1.2) | ENERGY STAR (1.2) | ENERGY STAR (1.2) | ENERGY STAR (1.2) | ENERGY STAR (1.2) | ENERGY STAR (1.2) | ENERGY STAR (1.2) | ENERGY STAR (1.2) | ENERGY STAR (1.2) | ENERGY STAR (1.2) | ENERGY STAR (1.2) | ENERGY STAR (1.2) | ENERGY STAR (1.2) | ENERGY STAR (1.2) | ENERGY STAR (1.2) | ENERGY STAR (1.2) | ENERGY STAR (1.2) | ENERGY STAR (1.2) | ENERGY STAR (1.2) | ENERGY STAR (1.2) | 0 | 0 | 0 | 0 | 0 | 0 | 0 | 0 | 0 | 0 | 0 | 0 | 0 | 0 | 0 | 0 | 0 | 0 | 0 | 0 | 0 | 0 | 0 | 0 | 0 | 0 | 0 | 0 | 0 | 0 | 0 | 0 | 0 | 0 | 0 | 0 | 0 | 0 | 0 | 0 | 0 | 0 | 0 | 0 | 0 | 0 | 0 | 0 | 0 | 0 | 0 | 0 | 0 | 0 | 0 | 0 | 0 | 0 | 0 | 0 | 0 | 0 | 0 | 0 | 0 | 0 | 0 | 0 | 0 | 0 | 0 | 0 | 0 | 0 | 0 | 0 | 0 | 0 | 0 | 0 | 0 | 0 | 0 | 0 | 0 | 0 | 0 | 0 | 0 | 0 | 0 | 0 | 0 | 0 | 0 | 0 | 0 | 0 | 0 | 0 | 0 | 0 | 0 | 0 | 0 | 0 | 0 | 0 | 0 | 0 | 0 | 0 | 0 | 0 | 0 | 0 | 0 | 0 | 0 | 0 | 0 | 0 | 0 | 0 | 0 | 0 | 0 | 0 | 0 | 0 | 0 | 0 | 0 | 0 | 0 | 0 | 0 | 0 | 0 | 0 | 0 | 0
Furnace_Lodging_Existing_TE 90% | Furnace_Lodging_Existing | Furnace_Commercial_Existing_TE 80%_TE 90% | Commercial | Lodging | Existing | Space Heating | Natural Gas | Furnace | EQ | TE 80% | 29 | 17 | 23 | 36.3611 | 0 | 0 | 0.4723 | 1 | LO3Slow | 0.996 | n/a | A | WCE169 | 0.19432476221487377 | 0.11659485732892426 | 140 kBtu/hr | 0.0321 | 19443.690546683058 | 19443.6905 | 2987.5459433181827 | 2987.5459 | EIA - Technology Forecast Updates. Appendix A: Updated Buildings Sector Appliance and Equipment Costs and Efficiencies. U.S. Energy Information Administration. March 3, 2023. | EIA - Technology Forecast Updates. Appendix A. U.S. Energy Information Administration. March 3, 2023. ¦ Adjusted via AEG vendor cost review on Grainger.com and HVACDirect | AEG Simulation Data and Market Profile Calculations | 0 | 0 | 1859.1698 | TE 81% (2023 Standard) | TE 81% (2023 Standard) | TE 81% (2023 Standard) | TE 81% (2023 Standard) | TE 81% (2023 Standard) | TE 81% (2023 Standard) | TE 81% (2023 Standard) | TE 81% (2023 Standard) | TE 81% (2023 Standard) | TE 81% (2023 Standard) | TE 81% (2023 Standard) | TE 81% (2023 Standard) | TE 81% (2023 Standard) | TE 81% (2023 Standard) | TE 81% (2023 Standard) | TE 81% (2023 Standard) | TE 81% (2023 Standard) | TE 81% (2023 Standard) | TE 81% (2023 Standard) | TE 81% (2023 Standard) | TE 81% (2023 Standard) | TE 81% (2023 Standard) | TE 81% (2023 Standard) | TE 81% (2023 Standard) | TE 81% (2023 Standard) | TE 81% (2023 Standard) | TE 81% (2023 Standard) | TE 81% (2023 Standard) | 0 | 0 | 0 | 11456.8541 | 12206.5353 | 12648.0766 | 13272.5096 | 13844.5432 | 14376.4803 | 14867.4992 | 15325.4492 | 15739.1304 | 16125.33 | 16481.822 | 16810.8916 | 17114.6481 | 17395.0387 | 18007.6915 | 18243.5957 | 17594.9896 | 18102.1877 | 17807.9192 | 17581.7367 | 17417.0578 | 17301.0454 | 17234.2049 | 5748.8271 | 5005.4373 | 0 | 0 | 0 | 11456.8541 | 23663.3894 | 36311.466 | 49583.9755 | 63428.5187 | 77804.999 | 92672.4982 | 107997.9474 | 123737.0777 | 139862.4078 | 156344.2298 | 173155.1214 | 190269.7695 | 207664.8082 | 225672.4996 | 243916.0953 | 261511.085 | 278571.6892 | 294323.0337 | 308862.7592 | 322303.1659 | 334726.0157 | 346214.286 | 356840.6753 | 366672.2278 | 0 | 0 | 0 | 84.6171315362041 | 90.13528309138903 | 95.22896145002126 | 99.93081839645103 | 104.27099403930927 | 108.27731001733228 | 111.97544784319965 | 115.38911352861567 | 118.5401895459228 | 121.44887510036017 | 124.13381561214848 | 126.61222223841462 | 128.89998220112184 | 131.01176062823615 | 132.96109456095704 | 134.76047972962257 | 129.94528667658446 | 133.691126052299 | 131.49372297961497 | 129.8235901827752 | 128.60760120340498 | 127.78121535043842 | 127.28754810601309 | 42.459405970624076 | 36.96891380246424 | 0 | 0 | 0 | 84.6171315362041 | 174.75241462759314 | 269.9813760776144 | 369.9121944740655 | 474.1831885133747 | 582.460498530707 | 694.4359463739065 | 809.8250599025222 | 928.365249448445 | 1049.8141245488052 | 1173.9479401609537 | 1300.5601623993682 | 1429.4601446004901 | 1560.4719052287264 | 1693.4329997896832 | 1828.1934795193058 | 1958.13876619589 | 2091.829892248189 | 2223.323615227804 | 2353.1472054105793 | 2481.7548066139843 | 2609.5360219644226 | 2736.823570070436 | 2779.28297604106 | 2816.251889843524 | Dual-Fuel Heat Pump - TE 96% | Dual-Fuel Heat Pump - TE 96% | Dual-Fuel Heat Pump - TE 96% | Dual-Fuel Heat Pump - TE 96% | Dual-Fuel Heat Pump - TE 96% | Dual-Fuel Heat Pump - TE 96% | Dual-Fuel Heat Pump - TE 96% | Dual-Fuel Heat Pump - TE 96% | Dual-Fuel Heat Pump - TE 96% | Dual-Fuel Heat Pump - TE 96% | Dual-Fuel Heat Pump - TE 96% | Dual-Fuel Heat Pump - TE 96% | Dual-Fuel Heat Pump - TE 96% | Dual-Fuel Heat Pump - TE 96% | Dual-Fuel Heat Pump - TE 96% | Dual-Fuel Heat Pump - TE 96% | Dual-Fuel Heat Pump - TE 96% | Dual-Fuel Heat Pump - TE 96% | Dual-Fuel Heat Pump - TE 96% | Dual-Fuel Heat Pump - TE 96% | Dual-Fuel Heat Pump - TE 96% | Dual-Fuel Heat Pump - TE 96% | Dual-Fuel Heat Pump - TE 96% | Dual-Fuel Heat Pump - TE 96% | Dual-Fuel Heat Pump - TE 96% | Dual-Fuel Heat Pump - TE 96% | Dual-Fuel Heat Pump - TE 96% | Dual-Fuel Heat Pump - TE 96% | 19869.8025 | 19869.8025 | 19869.8025 | 19869.8025 | 19869.8025 | 19869.8025 | 19869.8025 | 19869.8025 | 19869.8025 | 19869.8025 | 19869.8025 | 19869.8025 | 19869.8025 | 19869.8025 | 19869.8025 | 19869.8025 | 19869.8025 | 19869.8025 | 19869.8025 | 19869.8025 | 19869.8025 | 19869.8025 | 19869.8025 | 19869.8025 | 19869.8025 | 19869.8025 | 19869.8025 | 19869.8025 | 139.7407 | 139.7407 | 139.7407 | 139.7407 | 139.7407 | 139.7407 | 139.7407 | 139.7407 | 139.7407 | 139.7407 | 139.7407 | 139.7407 | 139.7407 | 139.7407 | 139.7407 | 139.7407 | 139.7407 | 139.7407 | 139.7407 | 139.7407 | 139.7407 | 139.7407 | 139.7407 | 139.7407 | 139.7407 | 139.7407 | 139.7407 | 139.7407 | 0 | 0 | 0 | 0 | 0 | 0 | 0 | 0 | 0 | 0 | 0 | 0 | 0 | 0 | 0 | 0 | 0 | 0 | 0 | 0 | 0 | 0 | 0 | 0 | 0 | 0 | 0 | 0 | 0 | 0 | 0 | 0 | 0 | 0 | 0 | 0 | 0 | 0 | 0 | 0 | 0 | 0 | 0 | 0 | 0 | 0 | 0 | 0 | 0 | 0 | 0 | 0 | 0 | 0 | 1.1642e-10 | 0 | 0 | 0 | 0 | 0 | 0 | 0 | 0 | 0 | 0 | 0 | 0 | 0 | 0 | 0 | 0 | 0 | 0 | 0 | 0 | 0 | 0 | 0 | 0 | 0 | 0 | 0 | 0 | 2.4492574202549925E-14 | 0 | 0 | 0 | 0 | 0 | 0 | 0 | 0 | 0 | 0 | 0 | 0 | 0 | 0 | 0 | 0 | 0 | 0 | 0 | 0 | 0 | 0 | 0 | 0 | 0 | 0 | 0 | 2.4492574202549925E-14 | TE 90% | TE 90% | TE 90% | TE 90% | TE 90% | TE 90% | TE 90% | TE 90% | TE 90% | TE 90% | TE 90% | TE 90% | TE 90% | TE 90% | TE 90% | TE 90% | TE 90% | TE 90% | TE 90% | TE 90% | TE 90% | TE 90% | TE 90% | TE 90% | TE 90% | TE 90% | TE 90% | TE 90% | 1788.3488 | 1788.3488 | 1788.3488 | 1788.3488 | 1788.3488 | 1788.3488 | 1788.3488 | 1788.3488 | 1788.3488 | 1788.3488 | 1788.3488 | 1788.3488 | 1788.3488 | 1788.3488 | 1788.3488 | 1788.3488 | 1788.3488 | 1788.3488 | 1788.3488 | 1788.3488 | 1788.3488 | 1788.3488 | 1788.3488 | 1788.3488 | 1788.3488 | 1788.3488 | 1788.3488 | 1788.3488 | 13.071 | 13.071 | 13.071 | 13.071 | 13.071 | 13.071 | 13.071 | 13.071 | 13.071 | 13.071 | 13.071 | 13.071 | 13.071 | 13.071 | 13.071 | 13.071 | 13.071 | 13.071 | 13.071 | 13.071 | 13.071 | 13.071 | 13.071 | 13.071 | 13.071 | 13.071 | 13.071 | 13.071 | 0 | 0 | 0 | 0 | 0 | 0 | 0 | 0 | 0 | 0 | 0 | 0 | 0 | 0 | 0 | 0 | 0 | 0 | 0 | 0 | 0 | 0 | 0 | 0 | 0 | 0 | 0 | 0 | 0 | 0 | 0 | 0 | 0 | 0 | 0 | 0 | 0 | 0 | 0 | 0 | 0 | 0 | 0 | 0 | 0 | 0 | 0 | 0 | 0 | 0 | 0 | 0 | 0 | 0 | 1.1642e-10 | 0 | 0 | 0 | 0 | 0 | 0 | 0 | 0 | 0 | 0 | 0 | 0 | 0 | 0 | 0 | 0 | 0 | 0 | 0 | 0 | 0 | 0 | 0 | 0 | 0 | 0 | 0 | 0 | 2.4492574202549925E-14 | 0 | 0
Furnace_Lodging_New_TE 90% | Furnace_Lodging_New | Furnace_Commercial_New_TE 80%_TE 90% | Commercial | Lodging | New | Space Heating | Natural Gas | Furnace | EQ | TE 80% | 29 | 17 | 23 | 36.3611 | 0 | 0 | 0.4723 | 1 | LO3Slow | 0.996 | n/a | A | WCE183 | 0.19432476221487377 | 0.11659485732892426 | 140 kBtu/hr | 0.0321 | 14293.75482439345 | 14293.7548 | 2196.252256631712 | 2196.2523 | EIA - Technology Forecast Updates. Appendix A: Updated Buildings Sector Appliance and Equipment Costs and Efficiencies. U.S. Energy Information Administration. March 3, 2023. | EIA - Technology Forecast Updates. Appendix A. U.S. Energy Information Administration. March 3, 2023. ¦ Adjusted via AEG vendor cost review on Grainger.com and HVACDirect | AEG Simulation Data and Market Profile Calculations | 0 | 0 | 1859.1698 | TE 81% (2023 Standard) | TE 81% (2023 Standard) | TE 81% (2023 Standard) | TE 81% (2023 Standard) | TE 81% (2023 Standard) | TE 81% (2023 Standard) | TE 81% (2023 Standard) | TE 81% (2023 Standard) | TE 81% (2023 Standard) | TE 81% (2023 Standard) | TE 81% (2023 Standard) | TE 81% (2023 Standard) | TE 81% (2023 Standard) | TE 81% (2023 Standard) | TE 81% (2023 Standard) | TE 81% (2023 Standard) | TE 81% (2023 Standard) | TE 81% (2023 Standard) | TE 81% (2023 Standard) | TE 81% (2023 Standard) | TE 81% (2023 Standard) | TE 81% (2023 Standard) | TE 81% (2023 Standard) | TE 81% (2023 Standard) | TE 81% (2023 Standard) | TE 81% (2023 Standard) | TE 81% (2023 Standard) | TE 81% (2023 Standard) | 0 | 0 | 0 | 0 | 0 | 0 | 0 | 0 | 0 | 0 | 0 | 0 | 0 | 0 | 0 | 0 | 0 | 0 | 0 | 0 | 0 | 0 | 0 | 0 | 0 | 0 | 0 | 0 | 0 | 0 | 0 | 0 | 0 | 0 | 0 | 0 | 0 | 0 | 0 | 0 | 0 | 0 | 0 | 0 | 0 | 0 | 0 | 0 | 0 | 0 | 0 | 0 | 0 | 0 | 0 | 0 | 0 | 0 | 0 | 0 | 0 | 0 | 0 | 0 | 0 | 0 | 0 | 0 | 0 | 0 | 0 | 0 | 0 | 0 | 0 | 0 | 0 | 0 | 0 | 0 | 0 | 0 | 0 | 0 | 0 | 0 | 0 | 0 | 0 | 0 | 0 | 0 | 0 | 0 | 0 | 0 | 0 | 0 | 0 | 0 | 0 | 0 | 0 | 0 | 0 | 0 | 0 | 0 | 0 | 0 | 0 | 0 | Dual-Fuel Heat Pump - TE 96% | Dual-Fuel Heat Pump - TE 96% | Dual-Fuel Heat Pump - TE 96% | Dual-Fuel Heat Pump - TE 96% | Dual-Fuel Heat Pump - TE 96% | Dual-Fuel Heat Pump - TE 96% | Dual-Fuel Heat Pump - TE 96% | Dual-Fuel Heat Pump - TE 96% | Dual-Fuel Heat Pump - TE 96% | Dual-Fuel Heat Pump - TE 96% | Dual-Fuel Heat Pump - TE 96% | Dual-Fuel Heat Pump - TE 96% | Dual-Fuel Heat Pump - TE 96% | Dual-Fuel Heat Pump - TE 96% | Dual-Fuel Heat Pump - TE 96% | Dual-Fuel Heat Pump - TE 96% | Dual-Fuel Heat Pump - TE 96% | Dual-Fuel Heat Pump - TE 96% | Dual-Fuel Heat Pump - TE 96% | Dual-Fuel Heat Pump - TE 96% | Dual-Fuel Heat Pump - TE 96% | Dual-Fuel Heat Pump - TE 96% | Dual-Fuel Heat Pump - TE 96% | Dual-Fuel Heat Pump - TE 96% | Dual-Fuel Heat Pump - TE 96% | Dual-Fuel Heat Pump - TE 96% | Dual-Fuel Heat Pump - TE 96% | Dual-Fuel Heat Pump - TE 96% | 19869.8025 | 19869.8025 | 19869.8025 | 19869.8025 | 19869.8025 | 19869.8025 | 19869.8025 | 19869.8025 | 19869.8025 | 19869.8025 | 19869.8025 | 19869.8025 | 19869.8025 | 19869.8025 | 19869.8025 | 19869.8025 | 19869.8025 | 19869.8025 | 19869.8025 | 19869.8025 | 19869.8025 | 19869.8025 | 19869.8025 | 19869.8025 | 19869.8025 | 19869.8025 | 19869.8025 | 19869.8025 | 186.321 | 186.321 | 186.321 | 186.321 | 186.321 | 186.321 | 186.321 | 186.321 | 186.321 | 186.321 | 186.321 | 186.321 | 186.321 | 186.321 | 186.321 | 186.321 | 186.321 | 186.321 | 186.321 | 186.321 | 186.321 | 186.321 | 186.321 | 186.321 | 186.321 | 186.321 | 186.321 | 186.321 | 0 | 0 | 0 | 0 | 0 | 0 | 0 | 0 | 0 | 0 | 0 | 0 | 0 | 0 | 0 | 0 | 0 | 0 | 0 | 0 | 0 | 0 | 0 | 0 | 0 | 0 | 0 | 0 | 0 | 0 | 0 | 0 | 0 | 0 | 0 | 0 | 0 | 0 | 0 | 0 | 0 | 0 | 0 | 0 | 0 | 0 | 0 | 0 | 0 | 0 | 0 | 0 | 0 | 0 | 0 | 0 | 0 | 0 | 0 | 0 | 0 | 0 | 0 | 0 | 0 | 0 | 0 | 0 | 0 | 0 | 0 | 0 | 0 | 0 | 0 | 0 | 0 | 0 | 0 | 0 | 0 | 0 | 0 | 0 | 0 | 0 | 0 | 0 | 0 | 0 | 0 | 0 | 0 | 0 | 0 | 0 | 0 | 0 | 0 | 0 | 0 | 0 | 0 | 0 | 0 | 0 | 0 | 0 | 0 | 0 | 0 | 0 | TE 90% | TE 90% | TE 90% | TE 90% | TE 90% | TE 90% | TE 90% | TE 90% | TE 90% | TE 90% | TE 90% | TE 90% | TE 90% | TE 90% | TE 90% | TE 90% | TE 90% | TE 90% | TE 90% | TE 90% | TE 90% | TE 90% | TE 90% | TE 90% | TE 90% | TE 90% | TE 90% | TE 90% | 1788.3488 | 1788.3488 | 1788.3488 | 1788.3488 | 1788.3488 | 1788.3488 | 1788.3488 | 1788.3488 | 1788.3488 | 1788.3488 | 1788.3488 | 1788.3488 | 1788.3488 | 1788.3488 | 1788.3488 | 1788.3488 | 1788.3488 | 1788.3488 | 1788.3488 | 1788.3488 | 1788.3488 | 1788.3488 | 1788.3488 | 1788.3488 | 1788.3488 | 1788.3488 | 1788.3488 | 1788.3488 | 13.071 | 13.071 | 13.071 | 13.071 | 13.071 | 13.071 | 13.071 | 13.071 | 13.071 | 13.071 | 13.071 | 13.071 | 13.071 | 13.071 | 13.071 | 13.071 | 13.071 | 13.071 | 13.071 | 13.071 | 13.071 | 13.071 | 13.071 | 13.071 | 13.071 | 13.071 | 13.071 | 13.071 | 0 | 0 | 0 | 0 | 0 | 0 | 0 | 0 | 0 | 0 | 0 | 0 | 0 | 0 | 0 | 0 | 0 | 0 | 0 | 0 | 0 | 0 | 0 | 0 | 0 | 0 | 0 | 0 | 0 | 0 | 0 | 0 | 0 | 0 | 0 | 0 | 0 | 0 | 0 | 0 | 0 | 0 | 0 | 0 | 0 | 0 | 0 | 0 | 0 | 0 | 0 | 0 | 0 | 0 | 0 | 0 | 0 | 0 | 0 | 0 | 0 | 0 | 0 | 0 | 0 | 0 | 0 | 0 | 0 | 0 | 0 | 0 | 0 | 0 | 0 | 0 | 0 | 0 | 0 | 0 | 0 | 0 | 0 | 0 | 0 | 0
Fryer_Miscellaneous_Existing_ENERGY STAR (3.0) | Fryer_Miscellaneous_Existing | Fryer_Commercial_Existing_Standard_ENERGY STAR (3.0) | Commercial | Miscellaneous | Existing | Food Preparation | Natural Gas | Fryer | EQ | Standard | 14 | 8 | 11 | 189.6973 | 0 | 0 | 0.021702 | 1 | LO3Slow | 0.996 | n/a | A | WCE232 | 0.07614091688161014 | 0.04568455012896608 | 1 units | 0.0321 | 0 | 0 | 0 | 0 | RTF WkBk - ComCookingFryer_v6_1 - AEG Edited | RTF WkBk - ComCookingFryer_v6_1 - AEG Edited | RTF WkBk - ComCookingFryer_v6_1 - AEG Edited | 0 | 0 | 9741.3565 | ENERGY STAR (3.0) | ENERGY STAR (3.0) | ENERGY STAR (3.0) | ENERGY STAR (3.0) | ENERGY STAR (3.0) | ENERGY STAR (3.0) | ENERGY STAR (3.0) | ENERGY STAR (3.0) | ENERGY STAR (3.0) | ENERGY STAR (3.0) | ENERGY STAR (3.0) | ENERGY STAR (3.0) | ENERGY STAR (3.0) | ENERGY STAR (3.0) | ENERGY STAR (3.0) | ENERGY STAR (3.0) | ENERGY STAR (3.0) | ENERGY STAR (3.0) | ENERGY STAR (3.0) | ENERGY STAR (3.0) | ENERGY STAR (3.0) | ENERGY STAR (3.0) | ENERGY STAR (3.0) | ENERGY STAR (3.0) | ENERGY STAR (3.0) | ENERGY STAR (3.0) | ENERGY STAR (3.0) | ENERGY STAR (3.0) | 0 | 0 | 0 | 0 | 0 | 0 | 0 | 0 | 0 | 0 | 0 | 0 | 0 | 0 | 0 | 0 | 0 | 0 | 0 | 0 | 0 | 0 | 0 | 0 | 0 | 0 | 0 | 0 | 0 | 0 | 0 | 0 | 0 | 0 | 0 | 0 | 0 | 0 | 0 | 0 | 0 | 0 | 0 | 0 | 0 | 0 | -1.4552e-11 | -7.276e-12 | -7.276e-12 | 0 | 0 | 0 | 0 | 7.276e-12 | 0 | 0 | 0 | 0 | 0 | 0 | 0 | 0 | 0 | 0 | 0 | 0 | 5.44649843358515E-16 | 0 | 5.44649843358515E-16 | 0 | 0 | 0 | 5.44649843358515E-16 | 0 | 1.08929968671703E-15 | 0 | 0 | 0 | 1.08929968671703E-15 | 0 | 0 | 0 | 0 | 0 | 0 | 0 | 0 | 0 | 0 | 0 | 0 | 0 | 0 | 0 | 5.44649843358515E-16 | 5.44649843358515E-16 | 1.08929968671703E-15 | 1.08929968671703E-15 | 1.08929968671703E-15 | 1.08929968671703E-15 | 1.633949530075545E-15 | 1.633949530075545E-15 | 2.7232492167925748E-15 | 2.7232492167925748E-15 | 2.7232492167925748E-15 | 2.7232492167925748E-15 | 3.8125489035096045E-15 | 3.8125489035096045E-15 | 3.8125489035096045E-15 | 3.8125489035096045E-15 | 3.8125489035096045E-15 | 3.8125489035096045E-15 | ENERGY STAR (3.0) | ENERGY STAR (3.0) | ENERGY STAR (3.0) | ENERGY STAR (3.0) | ENERGY STAR (3.0) | ENERGY STAR (3.0) | ENERGY STAR (3.0) | ENERGY STAR (3.0) | ENERGY STAR (3.0) | ENERGY STAR (3.0) | ENERGY STAR (3.0) | ENERGY STAR (3.0) | ENERGY STAR (3.0) | ENERGY STAR (3.0) | ENERGY STAR (3.0) | ENERGY STAR (3.0) | ENERGY STAR (3.0) | ENERGY STAR (3.0) | ENERGY STAR (3.0) | ENERGY STAR (3.0) | ENERGY STAR (3.0) | ENERGY STAR (3.0) | ENERGY STAR (3.0) | ENERGY STAR (3.0) | ENERGY STAR (3.0) | ENERGY STAR (3.0) | ENERGY STAR (3.0) | ENERGY STAR (3.0) | 0 | 0 | 0 | 0 | 0 | 0 | 0 | 0 | 0 | 0 | 0 | 0 | 0 | 0 | 0 | 0 | 0 | 0 | 0 | 0 | 0 | 0 | 0 | 0 | 0 | 0 | 0 | 0 | 0 | 0 | 0 | 0 | 0 | 0 | 0 | 0 | 0 | 0 | 0 | 0 | 0 | 0 | 0 | 0 | 0 | 0 | 0 | 0 | 0 | 0 | 0 | 0 | 0 | 0 | 0 | 0 | 0 | 0 | 0 | 0 | 0 | 0 | 0 | 0 | 0 | 0 | 0 | 0 | 0 | 0 | 0 | 0 | 0 | 0 | 0 | 0 | 0 | 0 | 0 | 0 | 0 | 0 | 0 | 0 | 0 | 0 | 0 | 0 | 0 | 0 | 0 | 0 | 0 | 0 | 0 | 0 | 0 | 0 | 0 | 0 | 0 | 0 | -7.276e-12 | -7.276e-12 | 0 | 0 | 0 | 0 | 0 | 0 | 0 | 0 | 0 | 0 | 0 | 0 | 0 | 0 | 0 | 0 | 0 | 0 | 0 | 0 | 0 | 0 | 0 | 0 | 5.44649843358515E-16 | 0 | 1.08929968671703E-15 | 1.08929968671703E-15 | 0 | 0 | 1.08929968671703E-15 | 0 | 0 | 0 | 0 | 0 | 0 | 0 | 0 | 0 | 0 | 0 | 0 | 0 | 0 | 0 | 0 | 0 | 0 | 0 | 0 | 0 | 5.44649843358515E-16 | 5.44649843358515E-16 | 1.633949530075545E-15 | 2.7232492167925748E-15 | 2.7232492167925748E-15 | 2.7232492167925748E-15 | 3.8125489035096045E-15 | 3.8125489035096045E-15 | 3.8125489035096045E-15 | 3.8125489035096045E-15 | 3.8125489035096045E-15 | 3.8125489035096045E-15 | ENERGY STAR (3.0) | ENERGY STAR (3.0) | ENERGY STAR (3.0) | ENERGY STAR (3.0) | ENERGY STAR (3.0) | ENERGY STAR (3.0) | ENERGY STAR (3.0) | ENERGY STAR (3.0) | ENERGY STAR (3.0) | ENERGY STAR (3.0) | ENERGY STAR (3.0) | ENERGY STAR (3.0) | ENERGY STAR (3.0) | ENERGY STAR (3.0) | ENERGY STAR (3.0) | ENERGY STAR (3.0) | ENERGY STAR (3.0) | ENERGY STAR (3.0) | ENERGY STAR (3.0) | ENERGY STAR (3.0) | ENERGY STAR (3.0) | ENERGY STAR (3.0) | ENERGY STAR (3.0) | ENERGY STAR (3.0) | ENERGY STAR (3.0) | ENERGY STAR (3.0) | ENERGY STAR (3.0) | ENERGY STAR (3.0) | 0 | 0 | 0 | 0 | 0 | 0 | 0 | 0 | 0 | 0 | 0 | 0 | 0 | 0 | 0 | 0 | 0 | 0 | 0 | 0 | 0 | 0 | 0 | 0 | 0 | 0 | 0 | 0 | 0 | 0 | 0 | 0 | 0 | 0 | 0 | 0 | 0 | 0 | 0 | 0 | 0 | 0 | 0 | 0 | 0 | 0 | 0 | 0 | 0 | 0 | 0 | 0 | 0 | 0 | 0 | 0 | 0 | 0 | 0 | 0 | 0 | 0 | 0 | 0 | 0 | 0 | 0 | 0 | 0 | 0 | 0 | 0 | 0 | 0 | 0 | 0 | 0 | 0 | 0 | 0 | 0 | 0 | 0 | 0 | 0 | 0 | 0 | 0 | 0 | 0 | 0 | 0 | 0 | 0 | 0 | 0 | 0 | 0 | 0 | 0 | 0 | 0 | -1.4552e-11 | -7.276e-12 | -7.276e-12 | -7.276e-12 | 0 | 0 | 0 | 0 | 0 | 0 | 0 | 0 | 0 | 0 | 0 | 0 | 0 | 0 | 0 | 0 | 5.44649843358515E-16 | 0 | 0 | 1.08929968671703E-15 | 0 | 0 | 5.44649843358515E-16 | 0 | 1.08929968671703E-15 | 1.08929968671703E-15 | 0 | 0 | 1.08929968671703E-15 | 5.44649843358515E-16 | 0 | 0 | 0 | 0 | 0 | 0
Steamer_Miscellaneous_Existing_ENERGY STAR (1.2) | Steamer_Miscellaneous_Existing | Steamer_Commercial_Existing_Typical_ENERGY STAR (1.2) | Commercial | Miscellaneous | Existing | Food Preparation | Natural Gas | Steamer | EQ | Typical | 15 | 9 | 12 | 414.6484 | 0 | 0 | 0.0024824 | 1 | LO3Slow | 0.996 | n/a | A | WCE236 | 0.0923831095292024 | 0.05542986571752143 | 1 units | 0.0321 | 0 | 0 | 0 | 0 | RTF Wkbk - ComCookingSteamer_v6_1 | RTF Wkbk - ComCookingSteamer_v6_1 - AEG Edited | RTF Wkbk - ComCookingSteamer_v6_1 - AEG Edited | 0 | 0 | -2105.5524 | ENERGY STAR (1.2) | ENERGY STAR (1.2) | ENERGY STAR (1.2) | ENERGY STAR (1.2) | ENERGY STAR (1.2) | ENERGY STAR (1.2) | ENERGY STAR (1.2) | ENERGY STAR (1.2) | ENERGY STAR (1.2) | ENERGY STAR (1.2) | ENERGY STAR (1.2) | ENERGY STAR (1.2) | ENERGY STAR (1.2) | ENERGY STAR (1.2) | ENERGY STAR (1.2) | ENERGY STAR (1.2) | ENERGY STAR (1.2) | ENERGY STAR (1.2) | ENERGY STAR (1.2) | ENERGY STAR (1.2) | ENERGY STAR (1.2) | ENERGY STAR (1.2) | ENERGY STAR (1.2) | ENERGY STAR (1.2) | ENERGY STAR (1.2) | ENERGY STAR (1.2) | ENERGY STAR (1.2) | ENERGY STAR (1.2) | 0 | 0 | 0 | 0 | 0 | 0 | 0 | 0 | 0 | 0 | 0 | 0 | 0 | 0 | 0 | 0 | 0 | 0 | 0 | 0 | 0 | 0 | 0 | 0 | 0 | 0 | 0 | 0 | 0 | 0 | 0 | 0 | 0 | 0 | 0 | 0 | 0 | 0 | 0 | 0 | 0 | 0 | 0 | 0 | 0 | 0 | 0 | -4.5475e-13 | -4.5475e-13 | -4.5475e-13 | -4.5475e-13 | 0 | 0 | 4.5475e-13 | 0 | 0 | 0 | 0 | 0 | 0 | 0 | 0 | 0 | 0 | 0 | 0 | 0 | 0 | 0 | 0 | 0 | 0 | 1.3511416146095361E-16 | 0 | 0 | 1.3511416146095361E-16 | 0 | 1.3511416146095361E-16 | 0 | 0 | 0 | 0 | 0 | 0 | 0 | 0 | 0 | 0 | 0 | 0 | 0 | 0 | 0 | 0 | 0 | 0 | 0 | 0 | 0 | 0 | 1.3511416146095361E-16 | 1.3511416146095361E-16 | 1.3511416146095361E-16 | 2.7022832292190723E-16 | 2.7022832292190723E-16 | 4.0534248438286084E-16 | 4.0534248438286084E-16 | 4.0534248438286084E-16 | 4.0534248438286084E-16 | 4.0534248438286084E-16 | 4.0534248438286084E-16 | 4.0534248438286084E-16 | ENERGY STAR (1.2) | ENERGY STAR (1.2) | ENERGY STAR (1.2) | ENERGY STAR (1.2) | ENERGY STAR (1.2) | ENERGY STAR (1.2) | ENERGY STAR (1.2) | ENERGY STAR (1.2) | ENERGY STAR (1.2) | ENERGY STAR (1.2) | ENERGY STAR (1.2) | ENERGY STAR (1.2) | ENERGY STAR (1.2) | ENERGY STAR (1.2) | ENERGY STAR (1.2) | ENERGY STAR (1.2) | ENERGY STAR (1.2) | ENERGY STAR (1.2) | ENERGY STAR (1.2) | ENERGY STAR (1.2) | ENERGY STAR (1.2) | ENERGY STAR (1.2) | ENERGY STAR (1.2) | ENERGY STAR (1.2) | ENERGY STAR (1.2) | ENERGY STAR (1.2) | ENERGY STAR (1.2) | ENERGY STAR (1.2) | 0 | 0 | 0 | 0 | 0 | 0 | 0 | 0 | 0 | 0 | 0 | 0 | 0 | 0 | 0 | 0 | 0 | 0 | 0 | 0 | 0 | 0 | 0 | 0 | 0 | 0 | 0 | 0 | 0 | 0 | 0 | 0 | 0 | 0 | 0 | 0 | 0 | 0 | 0 | 0 | 0 | 0 | 0 | 0 | 0 | 0 | 0 | 0 | 0 | 0 | 0 | 0 | 0 | 0 | 0 | 0 | 0 | 0 | 0 | 0 | 0 | 0 | 0 | 0 | 0 | 0 | 0 | 0 | 0 | 0 | 0 | 0 | 0 | 0 | 0 | 0 | 0 | 0 | 0 | 0 | 0 | 0 | 0 | 0 | 0 | 0 | 0 | 0 | 0 | 0 | 0 | 0 | 0 | 0 | 0 | 0 | 0 | -9.0949e-13 | 0 | 0 | 0 | 0 | 0 | 0 | 0 | 0 | 0 | 4.5475e-13 | 0 | 4.5475e-13 | 0 | 0 | 0 | 0 | 0 | 0 | 0 | 0 | 0 | 0 | 0 | 0 | 0 | 0 | 1.3511416146095361E-16 | 0 | 0 | 0 | 1.3511416146095361E-16 | 0 | 0 | 0 | 0 | 0 | 1.3511416146095361E-16 | 0 | 1.3511416146095361E-16 | 0 | 0 | 0 | 0 | 0 | 0 | 0 | 0 | 0 | 0 | 0 | 0 | 0 | 0 | 0 | 1.3511416146095361E-16 | 1.3511416146095361E-16 | 1.3511416146095361E-16 | 1.3511416146095361E-16 | 2.7022832292190723E-16 | 2.7022832292190723E-16 | 2.7022832292190723E-16 | 2.7022832292190723E-16 | 2.7022832292190723E-16 | 2.7022832292190723E-16 | 4.0534248438286084E-16 | 4.0534248438286084E-16 | 5.404566458438145E-16 | 5.404566458438145E-16 | 5.404566458438145E-16 | 5.404566458438145E-16 | ENERGY STAR (1.2) | ENERGY STAR (1.2) | ENERGY STAR (1.2) | ENERGY STAR (1.2) | ENERGY STAR (1.2) | ENERGY STAR (1.2) | ENERGY STAR (1.2) | ENERGY STAR (1.2) | ENERGY STAR (1.2) | ENERGY STAR (1.2) | ENERGY STAR (1.2) | ENERGY STAR (1.2) | ENERGY STAR (1.2) | ENERGY STAR (1.2) | ENERGY STAR (1.2) | ENERGY STAR (1.2) | ENERGY STAR (1.2) | ENERGY STAR (1.2) | ENERGY STAR (1.2) | ENERGY STAR (1.2) | ENERGY STAR (1.2) | ENERGY STAR (1.2) | ENERGY STAR (1.2) | ENERGY STAR (1.2) | ENERGY STAR (1.2) | ENERGY STAR (1.2) | ENERGY STAR (1.2) | ENERGY STAR (1.2) | 0 | 0 | 0 | 0 | 0 | 0 | 0 | 0 | 0 | 0 | 0 | 0 | 0 | 0 | 0 | 0 | 0 | 0 | 0 | 0 | 0 | 0 | 0 | 0 | 0 | 0 | 0 | 0 | 0 | 0 | 0 | 0 | 0 | 0 | 0 | 0 | 0 | 0 | 0 | 0 | 0 | 0 | 0 | 0 | 0 | 0 | 0 | 0 | 0 | 0 | 0 | 0 | 0 | 0 | 0 | 0 | 0 | 0 | 0 | 0 | 0 | 0 | 0 | 0 | 0 | 0 | 0 | 0 | 0 | 0 | 0 | 0 | 0 | 0 | 0 | 0 | 0 | 0 | 0 | 0 | 0 | 0 | 0 | 0 | 0 | 0 | 0 | 0 | 0 | 0 | 0 | 0 | 0 | 0 | 0 | 0 | 0 | 0 | 4.5475e-13 | 0 | 0 | 0 | 0 | -4.5475e-13 | -4.5475e-13 | -4.5475e-13 | -4.5475e-13 | 0 | 0 | 4.5475e-13 | 0 | 0 | 0 | 0 | 0 | 0 | 0 | 0 | 0 | 0 | 0 | 0 | 0 | 0 | 0 | 0 | 0 | 0 | 0 | 0 | 0 | 1.3511416146095361E-16 | 0 | 1.3511416146095361E-16 | 0 | 0 | 2.7022832292190723E-16 | 0 | 1.3511416146095361E-16 | 0 | 0 | 0
Fryer_Miscellaneous_New_ENERGY STAR (3.0) | Fryer_Miscellaneous_New | Fryer_Commercial_New_Standard_ENERGY STAR (3.0) | Commercial | Miscellaneous | New | Food Preparation | Natural Gas | Fryer | EQ | Standard | 14 | 8 | 11 | 189.6973 | 0 | 0 | 0.021702 | 1 | LO3Slow | 0.996 | n/a | A | WCE246 | 0.07614091688161014 | 0.04568455012896608 | 1 units | 0.0321 | 0 | 0 | 0 | 0 | RTF WkBk - ComCookingFryer_v6_1 - AEG Edited | RTF WkBk - ComCookingFryer_v6_1 - AEG Edited | RTF WkBk - ComCookingFryer_v6_1 - AEG Edited | 0 | 0 | 9741.3565 | ENERGY STAR (3.0) | ENERGY STAR (3.0) | ENERGY STAR (3.0) | ENERGY STAR (3.0) | ENERGY STAR (3.0) | ENERGY STAR (3.0) | ENERGY STAR (3.0) | ENERGY STAR (3.0) | ENERGY STAR (3.0) | ENERGY STAR (3.0) | ENERGY STAR (3.0) | ENERGY STAR (3.0) | ENERGY STAR (3.0) | ENERGY STAR (3.0) | ENERGY STAR (3.0) | ENERGY STAR (3.0) | ENERGY STAR (3.0) | ENERGY STAR (3.0) | ENERGY STAR (3.0) | ENERGY STAR (3.0) | ENERGY STAR (3.0) | ENERGY STAR (3.0) | ENERGY STAR (3.0) | ENERGY STAR (3.0) | ENERGY STAR (3.0) | ENERGY STAR (3.0) | ENERGY STAR (3.0) | ENERGY STAR (3.0) | 0 | 0 | 0 | 0 | 0 | 0 | 0 | 0 | 0 | 0 | 0 | 0 | 0 | 0 | 0 | 0 | 0 | 0 | 0 | 0 | 0 | 0 | 0 | 0 | 0 | 0 | 0 | 0 | 0 | 0 | 0 | 0 | 0 | 0 | 0 | 0 | 0 | 0 | 0 | 0 | 0 | 0 | 0 | 0 | 0 | 0 | 0 | 0 | 0 | 0 | 0 | 0 | 0 | 0 | 0 | 0 | 0 | 0 | 0 | 0 | 0 | 0 | 0 | 0 | 0 | 0 | 0 | 0 | 0 | 0 | 0 | 0 | 0 | 0 | 0 | 0 | 0 | 0 | 0 | 0 | 0 | 0 | 0 | 0 | 0 | 0 | 0 | 0 | 0 | 0 | 0 | 0 | 0 | 0 | 0 | 0 | 0 | 0 | 0 | 0 | 0 | 0 | 0 | 0 | 0 | 0 | 0 | 0 | 0 | 0 | 0 | 0 | ENERGY STAR (3.0) | ENERGY STAR (3.0) | ENERGY STAR (3.0) | ENERGY STAR (3.0) | ENERGY STAR (3.0) | ENERGY STAR (3.0) | ENERGY STAR (3.0) | ENERGY STAR (3.0) | ENERGY STAR (3.0) | ENERGY STAR (3.0) | ENERGY STAR (3.0) | ENERGY STAR (3.0) | ENERGY STAR (3.0) | ENERGY STAR (3.0) | ENERGY STAR (3.0) | ENERGY STAR (3.0) | ENERGY STAR (3.0) | ENERGY STAR (3.0) | ENERGY STAR (3.0) | ENERGY STAR (3.0) | ENERGY STAR (3.0) | ENERGY STAR (3.0) | ENERGY STAR (3.0) | ENERGY STAR (3.0) | ENERGY STAR (3.0) | ENERGY STAR (3.0) | ENERGY STAR (3.0) | ENERGY STAR (3.0) | 0 | 0 | 0 | 0 | 0 | 0 | 0 | 0 | 0 | 0 | 0 | 0 | 0 | 0 | 0 | 0 | 0 | 0 | 0 | 0 | 0 | 0 | 0 | 0 | 0 | 0 | 0 | 0 | 0 | 0 | 0 | 0 | 0 | 0 | 0 | 0 | 0 | 0 | 0 | 0 | 0 | 0 | 0 | 0 | 0 | 0 | 0 | 0 | 0 | 0 | 0 | 0 | 0 | 0 | 0 | 0 | 0 | 0 | 0 | 0 | 0 | 0 | 0 | 0 | 0 | 0 | 0 | 0 | 0 | 0 | 0 | 0 | 0 | 0 | 0 | 0 | 0 | 0 | 0 | 0 | 0 | 0 | 0 | 0 | 0 | 0 | 0 | 0 | 0 | 0 | 0 | 0 | 0 | 0 | 0 | 0 | 0 | 0 | 0 | 0 | 0 | 0 | 0 | 0 | 0 | 0 | 0 | 0 | 0 | 0 | 0 | 0 | 0 | 0 | 0 | 0 | 0 | 0 | 0 | 0 | 0 | 0 | 0 | 0 | 0 | 0 | 0 | 0 | 0 | 0 | 0 | 0 | 0 | 0 | 0 | 0 | 0 | 0 | 0 | 0 | 0 | 0 | 0 | 0 | 0 | 0 | 0 | 0 | 0 | 0 | 0 | 0 | 0 | 0 | 0 | 0 | 0 | 0 | 0 | 0 | 0 | 0 | 0 | 0 | 0 | 0 | 0 | 0 | ENERGY STAR (3.0) | ENERGY STAR (3.0) | ENERGY STAR (3.0) | ENERGY STAR (3.0) | ENERGY STAR (3.0) | ENERGY STAR (3.0) | ENERGY STAR (3.0) | ENERGY STAR (3.0) | ENERGY STAR (3.0) | ENERGY STAR (3.0) | ENERGY STAR (3.0) | ENERGY STAR (3.0) | ENERGY STAR (3.0) | ENERGY STAR (3.0) | ENERGY STAR (3.0) | ENERGY STAR (3.0) | ENERGY STAR (3.0) | ENERGY STAR (3.0) | ENERGY STAR (3.0) | ENERGY STAR (3.0) | ENERGY STAR (3.0) | ENERGY STAR (3.0) | ENERGY STAR (3.0) | ENERGY STAR (3.0) | ENERGY STAR (3.0) | ENERGY STAR (3.0) | ENERGY STAR (3.0) | ENERGY STAR (3.0) | 0 | 0 | 0 | 0 | 0 | 0 | 0 | 0 | 0 | 0 | 0 | 0 | 0 | 0 | 0 | 0 | 0 | 0 | 0 | 0 | 0 | 0 | 0 | 0 | 0 | 0 | 0 | 0 | 0 | 0 | 0 | 0 | 0 | 0 | 0 | 0 | 0 | 0 | 0 | 0 | 0 | 0 | 0 | 0 | 0 | 0 | 0 | 0 | 0 | 0 | 0 | 0 | 0 | 0 | 0 | 0 | 0 | 0 | 0 | 0 | 0 | 0 | 0 | 0 | 0 | 0 | 0 | 0 | 0 | 0 | 0 | 0 | 0 | 0 | 0 | 0 | 0 | 0 | 0 | 0 | 0 | 0 | 0 | 0 | 0 | 0 | 0 | 0 | 0 | 0 | 0 | 0 | 0 | 0 | 0 | 0 | 0 | 0 | 0 | 0 | 0 | 0 | 0 | 0 | 0 | 0 | 0 | 0 | 0 | 0 | 0 | 0 | 0 | 0 | 0 | 0 | 0 | 0 | 0 | 0 | 0 | 0 | 0 | 0 | 0 | 0 | 0 | 0 | 0 | 0 | 0 | 0 | 0 | 0 | 0 | 0 | 0 | 0 | 0 | 0 | 0 | 0
Steamer_Miscellaneous_New_ENERGY STAR (1.2) | Steamer_Miscellaneous_New | Steamer_Commercial_New_Typical_ENERGY STAR (1.2) | Commercial | Miscellaneous | New | Food Preparation | Natural Gas | Steamer | EQ | Typical | 15 | 9 | 12 | 414.6484 | 0 | 0 | 0.0024824 | 1 | LO3Slow | 0.996 | n/a | A | WCE250 | 0.0923831095292024 | 0.05542986571752143 | 1 units | 0.0321 | 0 | 0 | 0 | 0 | RTF Wkbk - ComCookingSteamer_v6_1 | RTF Wkbk - ComCookingSteamer_v6_1 - AEG Edited | RTF Wkbk - ComCookingSteamer_v6_1 - AEG Edited | 0 | 0 | -2105.5524 | ENERGY STAR (1.2) | ENERGY STAR (1.2) | ENERGY STAR (1.2) | ENERGY STAR (1.2) | ENERGY STAR (1.2) | ENERGY STAR (1.2) | ENERGY STAR (1.2) | ENERGY STAR (1.2) | ENERGY STAR (1.2) | ENERGY STAR (1.2) | ENERGY STAR (1.2) | ENERGY STAR (1.2) | ENERGY STAR (1.2) | ENERGY STAR (1.2) | ENERGY STAR (1.2) | ENERGY STAR (1.2) | ENERGY STAR (1.2) | ENERGY STAR (1.2) | ENERGY STAR (1.2) | ENERGY STAR (1.2) | ENERGY STAR (1.2) | ENERGY STAR (1.2) | ENERGY STAR (1.2) | ENERGY STAR (1.2) | ENERGY STAR (1.2) | ENERGY STAR (1.2) | ENERGY STAR (1.2) | ENERGY STAR (1.2) | 0 | 0 | 0 | 0 | 0 | 0 | 0 | 0 | 0 | 0 | 0 | 0 | 0 | 0 | 0 | 0 | 0 | 0 | 0 | 0 | 0 | 0 | 0 | 0 | 0 | 0 | 0 | 0 | 0 | 0 | 0 | 0 | 0 | 0 | 0 | 0 | 0 | 0 | 0 | 0 | 0 | 0 | 0 | 0 | 0 | 0 | 0 | 0 | 0 | 0 | 0 | 0 | 0 | 0 | 0 | 0 | 0 | 0 | 0 | 0 | 0 | 0 | 0 | 0 | 0 | 0 | 0 | 0 | 0 | 0 | 0 | 0 | 0 | 0 | 0 | 0 | 0 | 0 | 0 | 0 | 0 | 0 | 0 | 0 | 0 | 0 | 0 | 0 | 0 | 0 | 0 | 0 | 0 | 0 | 0 | 0 | 0 | 0 | 0 | 0 | 0 | 0 | 0 | 0 | 0 | 0 | 0 | 0 | 0 | 0 | 0 | 0 | ENERGY STAR (1.2) | ENERGY STAR (1.2) | ENERGY STAR (1.2) | ENERGY STAR (1.2) | ENERGY STAR (1.2) | ENERGY STAR (1.2) | ENERGY STAR (1.2) | ENERGY STAR (1.2) | ENERGY STAR (1.2) | ENERGY STAR (1.2) | ENERGY STAR (1.2) | ENERGY STAR (1.2) | ENERGY STAR (1.2) | ENERGY STAR (1.2) | ENERGY STAR (1.2) | ENERGY STAR (1.2) | ENERGY STAR (1.2) | ENERGY STAR (1.2) | ENERGY STAR (1.2) | ENERGY STAR (1.2) | ENERGY STAR (1.2) | ENERGY STAR (1.2) | ENERGY STAR (1.2) | ENERGY STAR (1.2) | ENERGY STAR (1.2) | ENERGY STAR (1.2) | ENERGY STAR (1.2) | ENERGY STAR (1.2) | 0 | 0 | 0 | 0 | 0 | 0 | 0 | 0 | 0 | 0 | 0 | 0 | 0 | 0 | 0 | 0 | 0 | 0 | 0 | 0 | 0 | 0 | 0 | 0 | 0 | 0 | 0 | 0 | 0 | 0 | 0 | 0 | 0 | 0 | 0 | 0 | 0 | 0 | 0 | 0 | 0 | 0 | 0 | 0 | 0 | 0 | 0 | 0 | 0 | 0 | 0 | 0 | 0 | 0 | 0 | 0 | 0 | 0 | 0 | 0 | 0 | 0 | 0 | 0 | 0 | 0 | 0 | 0 | 0 | 0 | 0 | 0 | 0 | 0 | 0 | 0 | 0 | 0 | 0 | 0 | 0 | 0 | 0 | 0 | 0 | 0 | 0 | 0 | 0 | 0 | 0 | 0 | 0 | 0 | 0 | 0 | 0 | 0 | 0 | 0 | 0 | 0 | 0 | 0 | 0 | 0 | 0 | 0 | 0 | 0 | 0 | 0 | 0 | 0 | 0 | 0 | 0 | 0 | 0 | 0 | 0 | 0 | 0 | 0 | 0 | 0 | 0 | 0 | 0 | 0 | 0 | 0 | 0 | 0 | 0 | 0 | 0 | 0 | 0 | 0 | 0 | 0 | 0 | 0 | 0 | 0 | 0 | 0 | 0 | 0 | 0 | 0 | 0 | 0 | 0 | 0 | 0 | 0 | 0 | 0 | 0 | 0 | 0 | 0 | 0 | 0 | 0 | 0 | ENERGY STAR (1.2) | ENERGY STAR (1.2) | ENERGY STAR (1.2) | ENERGY STAR (1.2) | ENERGY STAR (1.2) | ENERGY STAR (1.2) | ENERGY STAR (1.2) | ENERGY STAR (1.2) | ENERGY STAR (1.2) | ENERGY STAR (1.2) | ENERGY STAR (1.2) | ENERGY STAR (1.2) | ENERGY STAR (1.2) | ENERGY STAR (1.2) | ENERGY STAR (1.2) | ENERGY STAR (1.2) | ENERGY STAR (1.2) | ENERGY STAR (1.2) | ENERGY STAR (1.2) | ENERGY STAR (1.2) | ENERGY STAR (1.2) | ENERGY STAR (1.2) | ENERGY STAR (1.2) | ENERGY STAR (1.2) | ENERGY STAR (1.2) | ENERGY STAR (1.2) | ENERGY STAR (1.2) | ENERGY STAR (1.2) | 0 | 0 | 0 | 0 | 0 | 0 | 0 | 0 | 0 | 0 | 0 | 0 | 0 | 0 | 0 | 0 | 0 | 0 | 0 | 0 | 0 | 0 | 0 | 0 | 0 | 0 | 0 | 0 | 0 | 0 | 0 | 0 | 0 | 0 | 0 | 0 | 0 | 0 | 0 | 0 | 0 | 0 | 0 | 0 | 0 | 0 | 0 | 0 | 0 | 0 | 0 | 0 | 0 | 0 | 0 | 0 | 0 | 0 | 0 | 0 | 0 | 0 | 0 | 0 | 0 | 0 | 0 | 0 | 0 | 0 | 0 | 0 | 0 | 0 | 0 | 0 | 0 | 0 | 0 | 0 | 0 | 0 | 0 | 0 | 0 | 0 | 0 | 0 | 0 | 0 | 0 | 0 | 0 | 0 | 0 | 0 | 0 | 0 | 0 | 0 | 0 | 0 | 0 | 0 | 0 | 0 | 0 | 0 | 0 | 0 | 0 | 0 | 0 | 0 | 0 | 0 | 0 | 0 | 0 | 0 | 0 | 0 | 0 | 0 | 0 | 0 | 0 | 0 | 0 | 0 | 0 | 0 | 0 | 0 | 0 | 0 | 0 | 0 | 0 | 0 | 0 | 0
Furnace_Miscellaneous_Existing_TE 90% | Furnace_Miscellaneous_Existing | Furnace_Commercial_Existing_TE 80%_TE 90% | Commercial | Miscellaneous | Existing | Space Heating | Natural Gas | Furnace | EQ | TE 80% | 29 | 17 | 23 | 66.1111 | 0 | 0 | 0.55397 | 1 | LO3Slow | 0.996 | n/a | A | WCE225 | 0.19432476221487377 | 0.11659485732892426 | 140 kBtu/hr | 0.0321 | 10083.973142086275 | 10083.9731 | 1569.2191788176742 | 1569.2192 | EIA - Technology Forecast Updates. Appendix A: Updated Buildings Sector Appliance and Equipment Costs and Efficiencies. U.S. Energy Information Administration. March 3, 2023. | EIA - Technology Forecast Updates. Appendix A. U.S. Energy Information Administration. March 3, 2023. ¦ Adjusted via AEG vendor cost review on Grainger.com and HVACDirect | AEG Simulation Data and Market Profile Calculations | 0 | 0 | 1859.321 | TE 81% (2023 Standard) | TE 81% (2023 Standard) | TE 81% (2023 Standard) | TE 81% (2023 Standard) | TE 81% (2023 Standard) | TE 81% (2023 Standard) | TE 81% (2023 Standard) | TE 81% (2023 Standard) | TE 81% (2023 Standard) | TE 81% (2023 Standard) | TE 81% (2023 Standard) | TE 81% (2023 Standard) | TE 81% (2023 Standard) | TE 81% (2023 Standard) | TE 81% (2023 Standard) | TE 81% (2023 Standard) | TE 81% (2023 Standard) | TE 81% (2023 Standard) | TE 81% (2023 Standard) | TE 81% (2023 Standard) | TE 81% (2023 Standard) | TE 81% (2023 Standard) | TE 81% (2023 Standard) | TE 81% (2023 Standard) | TE 81% (2023 Standard) | TE 81% (2023 Standard) | TE 81% (2023 Standard) | TE 81% (2023 Standard) | 0 | 0 | 0 | 56495.5212 | 60179.7733 | 63580.6215 | 66719.8659 | 69617.63 | 72292.4891 | 74761.5899 | 77040.7598 | 79144.609 | 81086.6236 | 82879.2525 | 84533.9868 | 86061.4339 | 87471.3851 | 88772.8785 | 89974.257 | 86759.3425 | 89260.2917 | 87793.1723 | 86678.0905 | 85866.2227 | 85314.4774 | 84984.8753 | 28348.4706 | 24682.6856 | 0 | 0 | 0 | 56495.5212 | 116675.2945 | 180255.916 | 246975.7818 | 316593.4118 | 388885.9009 | 463647.4908 | 540688.2506 | 619832.8596 | 700919.4832 | 783798.7357 | 868332.7226 | 954394.1565 | 1041865.5416 | 1130638.42 | 1220612.677 | 1307372.0195 | 1391496.3547 | 1469149.5873 | 1540829.4942 | 1606995.5621 | 1668071.9326 | 1724450.1206 | 1776491.525 | 1824529.7444 | 0 | 0 | 0 | 221.7228057506957 | 236.18205322411873 | 249.5290508918939 | 261.8493564313787 | 273.2219461601339 | 283.7197212943693 | 293.409975264433 | 302.3548250829532 | 310.6116095308181 | 318.23325671346237 | 325.2686233435956 | 331.7628079252574 | 337.757439846791 | 343.2909462358991 | 348.39879828738356 | 353.11373864259986 | 340.49645778506954 | 350.31170442835145 | 344.55383523808877 | 340.17757569148466 | 336.99131206645814 | 334.8259279813922 | 333.5323685738109 | 111.25665041347636 | 96.86987900707672 | 0 | 0 | 0 | 221.7228057506957 | 457.90485897481443 | 707.4339098667083 | 969.283266298087 | 1242.505212458221 | 1526.2249337525902 | 1819.6349090170233 | 2121.9897340999764 | 2432.6013436307944 | 2750.8346003442566 | 3076.103223687852 | 3407.8660316131095 | 3745.6234714599004 | 4088.9144176957993 | 4437.313215983183 | 4790.426954625783 | 5130.9234124108525 | 5481.235116839204 | 5825.788952077292 | 6165.966527768777 | 6502.957839835235 | 6837.783767816628 | 7171.316136390439 | 7282.572786803916 | 7379.442665810992 | Dual-Fuel Heat Pump - TE 96% | Dual-Fuel Heat Pump - TE 96% | Dual-Fuel Heat Pump - TE 96% | Dual-Fuel Heat Pump - TE 96% | Dual-Fuel Heat Pump - TE 96% | Dual-Fuel Heat Pump - TE 96% | Dual-Fuel Heat Pump - TE 96% | Dual-Fuel Heat Pump - TE 96% | Dual-Fuel Heat Pump - TE 96% | Dual-Fuel Heat Pump - TE 96% | Dual-Fuel Heat Pump - TE 96% | Dual-Fuel Heat Pump - TE 96% | Dual-Fuel Heat Pump - TE 96% | Dual-Fuel Heat Pump - TE 96% | Dual-Fuel Heat Pump - TE 96% | Dual-Fuel Heat Pump - TE 96% | Dual-Fuel Heat Pump - TE 96% | Dual-Fuel Heat Pump - TE 96% | Dual-Fuel Heat Pump - TE 96% | Dual-Fuel Heat Pump - TE 96% | Dual-Fuel Heat Pump - TE 96% | Dual-Fuel Heat Pump - TE 96% | Dual-Fuel Heat Pump - TE 96% | Dual-Fuel Heat Pump - TE 96% | Dual-Fuel Heat Pump - TE 96% | Dual-Fuel Heat Pump - TE 96% | Dual-Fuel Heat Pump - TE 96% | Dual-Fuel Heat Pump - TE 96% | 19870.0617 | 19870.0617 | 19870.0617 | 19870.0617 | 19870.0617 | 19870.0617 | 19870.0617 | 19870.0617 | 19870.0617 | 19870.0617 | 19870.0617 | 19870.0617 | 19870.0617 | 19870.0617 | 19870.0617 | 19870.0617 | 19870.0617 | 19870.0617 | 19870.0617 | 19870.0617 | 19870.0617 | 19870.0617 | 19870.0617 | 19870.0617 | 19870.0617 | 19870.0617 | 19870.0617 | 19870.0617 | 254.9383 | 254.9383 | 254.9383 | 254.9383 | 254.9383 | 254.9383 | 254.9383 | 254.9383 | 254.9383 | 254.9383 | 254.9383 | 254.9383 | 254.9383 | 254.9383 | 254.9383 | 254.9383 | 254.9383 | 254.9383 | 254.9383 | 254.9383 | 254.9383 | 254.9383 | 254.9383 | 254.9383 | 254.9383 | 254.9383 | 254.9383 | 254.9383 | 0 | 0 | 0 | 0 | 0 | 0 | 0 | 0 | 0 | 0 | 0 | 0 | 0 | 0 | 0 | 0 | 0 | 0 | 0 | 0 | 0 | 0 | 0 | 0 | 0 | 0 | 0 | 0 | 0 | 0 | 0 | 0 | 0 | 0 | 0 | 0 | 0 | 0 | 0 | 0 | 0 | 0 | 0 | 0 | 0 | 0 | 0 | 0 | 0 | 0 | 0 | 0 | 0 | 0 | 0 | 0 | 0 | 0 | 0 | 0 | 0 | 0 | 0 | 0 | 0 | 0 | 0 | 0 | 0 | 0 | 0 | 0 | 0 | 0 | 0 | 0 | 0 | 0 | 0 | 0 | 0 | 0 | 0 | 0 | 0 | 0 | 0 | 0 | 0 | 0 | 0 | 0 | 0 | 0 | 0 | 0 | 0 | 0 | 0 | 0 | 0 | 0 | 0 | 0 | 0 | 0 | 0 | 0 | 0 | 0 | 0 | 0 | TE 90% | TE 90% | TE 90% | TE 90% | TE 90% | TE 90% | TE 90% | TE 90% | TE 90% | TE 90% | TE 90% | TE 90% | TE 90% | TE 90% | TE 90% | TE 90% | TE 90% | TE 90% | TE 90% | TE 90% | TE 90% | TE 90% | TE 90% | TE 90% | TE 90% | TE 90% | TE 90% | TE 90% | 1788.4568 | 1788.4568 | 1788.4568 | 1788.4568 | 1788.4568 | 1788.4568 | 1788.4568 | 1788.4568 | 1788.4568 | 1788.4568 | 1788.4568 | 1788.4568 | 1788.4568 | 1788.4568 | 1788.4568 | 1788.4568 | 1788.4568 | 1788.4568 | 1788.4568 | 1788.4568 | 1788.4568 | 1788.4568 | 1788.4568 | 1788.4568 | 1788.4568 | 1788.4568 | 1788.4568 | 1788.4568 | 23.7654 | 23.7654 | 23.7654 | 23.7654 | 23.7654 | 23.7654 | 23.7654 | 23.7654 | 23.7654 | 23.7654 | 23.7654 | 23.7654 | 23.7654 | 23.7654 | 23.7654 | 23.7654 | 23.7654 | 23.7654 | 23.7654 | 23.7654 | 23.7654 | 23.7654 | 23.7654 | 23.7654 | 23.7654 | 23.7654 | 23.7654 | 23.7654 | 0 | 0 | 0 | 24.7587 | 67.8298 | 159.2613 | 327.9908 | 603.3405 | 1006.1133 | 1540.093 | 2187.6999 | 2911.9669 | 0 | 0 | 0 | 0 | 0 | 0 | 0 | 0 | 0 | 0 | 0 | 0 | 0 | 0 | 0 | 0 | 0 | 0 | 0 | 24.7587 | 92.5885 | 251.8498 | 579.8407 | 1183.1811 | 2189.2945 | 3729.3875 | 5917.0874 | 8829.0543 | 8829.0543 | 8829.0543 | 8829.0543 | 8829.0543 | 8829.0543 | 8829.0543 | 8829.0543 | 8829.0543 | 8829.0543 | 8827.1498 | 8820.1741 | 8801.4841 | 8759.0018 | 8673.3765 | 8516.9444 | 8254.0769 | 0 | 0 | 0 | 1.0426 | 2.8563 | 6.706519261616418 | 13.811746143270422 | 25.4067623801094 | 42.36759104222844 | 64.85356113410076 | 92.12438716716672 | 122.62338482399196 | 0 | 0 | 0 | 0 | 0 | 0 | 0 | 0 | 0 | 0 | 0 | 0 | 5.388366324560984E-14 | 5.388366324560984E-14 | 0 | 0 | 0 | 0
Furnace_Miscellaneous_New_TE 90% | Furnace_Miscellaneous_New | Furnace_Commercial_New_TE 80%_TE 90% | Commercial | Miscellaneous | New | Space Heating | Natural Gas | Furnace | EQ | TE 80% | 29 | 17 | 23 | 65.679 | 0 | 0 | 0.55397 | 1 | LO3Slow | 0.996 | n/a | A | WCE239 | 0.19432476221487377 | 0.11659485732892426 | 140 kBtu/hr | 0.0321 | 7561.225847237485 | 7561.2258 | 1176.641433656395 | 1176.6414 | EIA - Technology Forecast Updates. Appendix A: Updated Buildings Sector Appliance and Equipment Costs and Efficiencies. U.S. Energy Information Administration. March 3, 2023. | EIA - Technology Forecast Updates. Appendix A. U.S. Energy Information Administration. March 3, 2023. ¦ Adjusted via AEG vendor cost review on Grainger.com and HVACDirect | AEG Simulation Data and Market Profile Calculations | 0 | 0 | 1859.321 | TE 81% (2023 Standard) | TE 81% (2023 Standard) | TE 81% (2023 Standard) | TE 81% (2023 Standard) | TE 81% (2023 Standard) | TE 81% (2023 Standard) | TE 81% (2023 Standard) | TE 81% (2023 Standard) | TE 81% (2023 Standard) | TE 81% (2023 Standard) | TE 81% (2023 Standard) | TE 81% (2023 Standard) | TE 81% (2023 Standard) | TE 81% (2023 Standard) | TE 81% (2023 Standard) | TE 81% (2023 Standard) | TE 81% (2023 Standard) | TE 81% (2023 Standard) | TE 81% (2023 Standard) | TE 81% (2023 Standard) | TE 81% (2023 Standard) | TE 81% (2023 Standard) | TE 81% (2023 Standard) | TE 81% (2023 Standard) | TE 81% (2023 Standard) | TE 81% (2023 Standard) | TE 81% (2023 Standard) | TE 81% (2023 Standard) | 0 | 0 | 0 | 0 | 0 | 0 | 0 | 0 | 0 | 0 | 0 | 0 | 0 | 0 | 0 | 0 | 0 | 0 | 0 | 0 | 0 | 0 | 0 | 0 | 0 | 0 | 0 | 0 | 0 | 0 | 0 | 0 | 0 | 0 | 0 | 0 | 0 | 0 | 0 | 0 | 0 | 0 | 0 | 0 | 0 | 0 | 0 | 0 | 0 | 0 | 0 | 0 | 0 | 0 | 0 | 0 | 0 | 0 | 0 | 0 | 0 | 0 | 0 | 0 | 0 | 0 | 0 | 0 | 0 | 0 | 0 | 0 | 0 | 0 | 0 | 0 | 0 | 0 | 0 | 0 | 0 | 0 | 0 | 0 | 0 | 0 | 0 | 0 | 0 | 0 | 0 | 0 | 0 | 0 | 0 | 0 | 0 | 0 | 0 | 0 | 0 | 0 | 0 | 0 | 0 | 0 | 0 | 0 | 0 | 0 | 0 | 0 | Dual-Fuel Heat Pump - TE 96% | Dual-Fuel Heat Pump - TE 96% | Dual-Fuel Heat Pump - TE 96% | Dual-Fuel Heat Pump - TE 96% | Dual-Fuel Heat Pump - TE 96% | Dual-Fuel Heat Pump - TE 96% | Dual-Fuel Heat Pump - TE 96% | Dual-Fuel Heat Pump - TE 96% | Dual-Fuel Heat Pump - TE 96% | Dual-Fuel Heat Pump - TE 96% | Dual-Fuel Heat Pump - TE 96% | Dual-Fuel Heat Pump - TE 96% | Dual-Fuel Heat Pump - TE 96% | Dual-Fuel Heat Pump - TE 96% | Dual-Fuel Heat Pump - TE 96% | Dual-Fuel Heat Pump - TE 96% | Dual-Fuel Heat Pump - TE 96% | Dual-Fuel Heat Pump - TE 96% | Dual-Fuel Heat Pump - TE 96% | Dual-Fuel Heat Pump - TE 96% | Dual-Fuel Heat Pump - TE 96% | Dual-Fuel Heat Pump - TE 96% | Dual-Fuel Heat Pump - TE 96% | Dual-Fuel Heat Pump - TE 96% | Dual-Fuel Heat Pump - TE 96% | Dual-Fuel Heat Pump - TE 96% | Dual-Fuel Heat Pump - TE 96% | Dual-Fuel Heat Pump - TE 96% | 19870.0617 | 19870.0617 | 19870.0617 | 19870.0617 | 19870.0617 | 19870.0617 | 19870.0617 | 19870.0617 | 19870.0617 | 19870.0617 | 19870.0617 | 19870.0617 | 19870.0617 | 19870.0617 | 19870.0617 | 19870.0617 | 19870.0617 | 19870.0617 | 19870.0617 | 19870.0617 | 19870.0617 | 19870.0617 | 19870.0617 | 19870.0617 | 19870.0617 | 19870.0617 | 19870.0617 | 19870.0617 | 339.6296 | 339.6296 | 339.6296 | 339.6296 | 339.6296 | 339.6296 | 339.6296 | 339.6296 | 339.6296 | 339.6296 | 339.6296 | 339.6296 | 339.6296 | 339.6296 | 339.6296 | 339.6296 | 339.6296 | 339.6296 | 339.6296 | 339.6296 | 339.6296 | 339.6296 | 339.6296 | 339.6296 | 339.6296 | 339.6296 | 339.6296 | 339.6296 | 0 | 0 | 0 | 0 | 0 | 0 | 0 | 0 | 0 | 0 | 0 | 0 | 0 | 0 | 0 | 0 | 0 | 0 | 0 | 0 | 0 | 0 | 0 | 0 | 0 | 0 | 0 | 0 | 0 | 0 | 0 | 0 | 0 | 0 | 0 | 0 | 0 | 0 | 0 | 0 | 0 | 0 | 0 | 0 | 0 | 0 | 0 | 0 | 0 | 0 | 0 | 0 | 0 | 0 | 0 | 0 | 0 | 0 | 0 | 0 | 0 | 0 | 0 | 0 | 0 | 0 | 0 | 0 | 0 | 0 | 0 | 0 | 0 | 0 | 0 | 0 | 0 | 0 | 0 | 0 | 0 | 0 | 0 | 0 | 0 | 0 | 0 | 0 | 0 | 0 | 0 | 0 | 0 | 0 | 0 | 0 | 0 | 0 | 0 | 0 | 0 | 0 | 0 | 0 | 0 | 0 | 0 | 0 | 0 | 0 | 0 | 0 | TE 90% | TE 90% | TE 90% | TE 90% | TE 90% | TE 90% | TE 90% | TE 90% | TE 90% | TE 90% | TE 90% | TE 90% | TE 90% | TE 90% | TE 90% | TE 90% | TE 90% | TE 90% | TE 90% | TE 90% | TE 90% | TE 90% | TE 90% | TE 90% | TE 90% | TE 90% | TE 90% | TE 90% | 1788.4568 | 1788.4568 | 1788.4568 | 1788.4568 | 1788.4568 | 1788.4568 | 1788.4568 | 1788.4568 | 1788.4568 | 1788.4568 | 1788.4568 | 1788.4568 | 1788.4568 | 1788.4568 | 1788.4568 | 1788.4568 | 1788.4568 | 1788.4568 | 1788.4568 | 1788.4568 | 1788.4568 | 1788.4568 | 1788.4568 | 1788.4568 | 1788.4568 | 1788.4568 | 1788.4568 | 1788.4568 | 23.7654 | 23.7654 | 23.7654 | 23.7654 | 23.7654 | 23.7654 | 23.7654 | 23.7654 | 23.7654 | 23.7654 | 23.7654 | 23.7654 | 23.7654 | 23.7654 | 23.7654 | 23.7654 | 23.7654 | 23.7654 | 23.7654 | 23.7654 | 23.7654 | 23.7654 | 23.7654 | 23.7654 | 23.7654 | 23.7654 | 23.7654 | 23.7654 | 0 | 0 | 0 | 0 | 0 | 0 | 0 | 0 | 0 | 0 | 0 | 0 | 0 | 0 | 0 | 0 | 0 | 0 | 0 | 0 | 0 | 0 | 0 | 0 | 0 | 0 | 0 | 0 | 0 | 0 | 0 | 0 | 0 | 0 | 0 | 0 | 0 | 0 | 0 | 0 | 0 | 0 | 0 | 0 | 0 | 0 | 0 | 0 | 0 | 0 | 0 | 0 | 0 | 0 | 0 | 0 | 0 | 0 | 0 | 0 | 0 | 0 | 0 | 0 | 0 | 0 | 0 | 0 | 0 | 0 | 0 | 0 | 0 | 0 | 0 | 0 | 0 | 0 | 0 | 0 | 0 | 0 | 0 | 0 | 0 | 0
Fryer_Restaurant_Existing_ENERGY STAR (3.0) | Fryer_Restaurant_Existing | Fryer_Commercial_Existing_Standard_ENERGY STAR (3.0) | Commercial | Restaurant | Existing | Food Preparation | Natural Gas | Fryer | EQ | Standard | 14 | 8 | 11 | 191.0024 | 0 | 0 | 0.24859 | 1 | LO3Slow | 0.996 | n/a | A | WCE36 | 0.07614091688161014 | 0.04568455012896608 | 1 units | 0.0321 | 0 | 0 | 0 | 0 | RTF WkBk - ComCookingFryer_v6_1 - AEG Edited | RTF WkBk - ComCookingFryer_v6_1 - AEG Edited | RTF WkBk - ComCookingFryer_v6_1 - AEG Edited | 0 | 0 | 9741.5975 | ENERGY STAR (3.0) | ENERGY STAR (3.0) | ENERGY STAR (3.0) | ENERGY STAR (3.0) | ENERGY STAR (3.0) | ENERGY STAR (3.0) | ENERGY STAR (3.0) | ENERGY STAR (3.0) | ENERGY STAR (3.0) | ENERGY STAR (3.0) | ENERGY STAR (3.0) | ENERGY STAR (3.0) | ENERGY STAR (3.0) | ENERGY STAR (3.0) | ENERGY STAR (3.0) | ENERGY STAR (3.0) | ENERGY STAR (3.0) | ENERGY STAR (3.0) | ENERGY STAR (3.0) | ENERGY STAR (3.0) | ENERGY STAR (3.0) | ENERGY STAR (3.0) | ENERGY STAR (3.0) | ENERGY STAR (3.0) | ENERGY STAR (3.0) | ENERGY STAR (3.0) | ENERGY STAR (3.0) | ENERGY STAR (3.0) | 0 | 0 | 0 | 0 | 0 | 0 | 0 | 0 | 0 | 0 | 0 | 0 | 0 | 0 | 0 | 0 | 0 | 0 | 0 | 0 | 0 | 0 | 0 | 0 | 0 | 0 | 0 | 0 | 0 | 0 | 0 | 0 | 0 | 0 | 0 | 0 | 0 | 0 | 0 | 0 | 0 | 0 | 0 | 0 | 0 | 0 | 0 | 0 | 0 | 0 | 0 | 0 | -4.6566e-10 | 0 | 0 | -4.6566e-10 | 0 | 0 | 0 | 0 | 0 | 0 | 0 | 0 | 0 | 0 | 0 | 0 | 0 | 0 | 0 | 0 | 0 | 0 | 0 | 5.502231505363456E-14 | 5.502231505363456E-14 | 0 | 0 | 0 | 0 | 0 | 0 | 0 | 0 | 0 | 0 | 0 | 0 | 0 | 0 | 0 | 0 | 0 | 0 | 0 | 0 | 0 | 0 | 0 | 0 | 0 | 0 | 5.502231505363456E-14 | 1.1004463010726912E-13 | 1.1004463010726912E-13 | 1.1004463010726912E-13 | 1.1004463010726912E-13 | 1.1004463010726912E-13 | 1.1004463010726912E-13 | 1.1004463010726912E-13 | 1.1004463010726912E-13 | ENERGY STAR (3.0) | ENERGY STAR (3.0) | ENERGY STAR (3.0) | ENERGY STAR (3.0) | ENERGY STAR (3.0) | ENERGY STAR (3.0) | ENERGY STAR (3.0) | ENERGY STAR (3.0) | ENERGY STAR (3.0) | ENERGY STAR (3.0) | ENERGY STAR (3.0) | ENERGY STAR (3.0) | ENERGY STAR (3.0) | ENERGY STAR (3.0) | ENERGY STAR (3.0) | ENERGY STAR (3.0) | ENERGY STAR (3.0) | ENERGY STAR (3.0) | ENERGY STAR (3.0) | ENERGY STAR (3.0) | ENERGY STAR (3.0) | ENERGY STAR (3.0) | ENERGY STAR (3.0) | ENERGY STAR (3.0) | ENERGY STAR (3.0) | ENERGY STAR (3.0) | ENERGY STAR (3.0) | ENERGY STAR (3.0) | 0 | 0 | 0 | 0 | 0 | 0 | 0 | 0 | 0 | 0 | 0 | 0 | 0 | 0 | 0 | 0 | 0 | 0 | 0 | 0 | 0 | 0 | 0 | 0 | 0 | 0 | 0 | 0 | 0 | 0 | 0 | 0 | 0 | 0 | 0 | 0 | 0 | 0 | 0 | 0 | 0 | 0 | 0 | 0 | 0 | 0 | 0 | 0 | 0 | 0 | 0 | 0 | 0 | 0 | 0 | 0 | 0 | 0 | 0 | 0 | 0 | 0 | 0 | 0 | 0 | 0 | 0 | 0 | 0 | 0 | 0 | 0 | 0 | 0 | 0 | 0 | 0 | 0 | 0 | 0 | 0 | 0 | 0 | 0 | 0 | 0 | 0 | 0 | 0 | 0 | 0 | 0 | 0 | 0 | 0 | 0 | 0 | 0 | 0 | 0 | 0 | 0 | 0 | 0 | 0 | 0 | 0 | 0 | -4.6566e-10 | 0 | -4.6566e-10 | -4.6566e-10 | 0 | 0 | 0 | 0 | 0 | 0 | 0 | 0 | 0 | 0 | 0 | 0 | 0 | 0 | 0 | 0 | 0 | 0 | 0 | 0 | 5.502231505363456E-14 | 0 | 0 | 0 | 0 | 0 | 0 | 0 | 0 | 0 | 0 | 0 | 0 | 0 | 0 | 0 | 0 | 0 | 0 | 0 | 0 | 0 | 0 | 0 | 0 | 0 | 0 | 0 | 5.502231505363456E-14 | 5.502231505363456E-14 | 5.502231505363456E-14 | 5.502231505363456E-14 | 5.502231505363456E-14 | 5.502231505363456E-14 | 5.502231505363456E-14 | 5.502231505363456E-14 | ENERGY STAR (3.0) | ENERGY STAR (3.0) | ENERGY STAR (3.0) | ENERGY STAR (3.0) | ENERGY STAR (3.0) | ENERGY STAR (3.0) | ENERGY STAR (3.0) | ENERGY STAR (3.0) | ENERGY STAR (3.0) | ENERGY STAR (3.0) | ENERGY STAR (3.0) | ENERGY STAR (3.0) | ENERGY STAR (3.0) | ENERGY STAR (3.0) | ENERGY STAR (3.0) | ENERGY STAR (3.0) | ENERGY STAR (3.0) | ENERGY STAR (3.0) | ENERGY STAR (3.0) | ENERGY STAR (3.0) | ENERGY STAR (3.0) | ENERGY STAR (3.0) | ENERGY STAR (3.0) | ENERGY STAR (3.0) | ENERGY STAR (3.0) | ENERGY STAR (3.0) | ENERGY STAR (3.0) | ENERGY STAR (3.0) | 0 | 0 | 0 | 0 | 0 | 0 | 0 | 0 | 0 | 0 | 0 | 0 | 0 | 0 | 0 | 0 | 0 | 0 | 0 | 0 | 0 | 0 | 0 | 0 | 0 | 0 | 0 | 0 | 0 | 0 | 0 | 0 | 0 | 0 | 0 | 0 | 0 | 0 | 0 | 0 | 0 | 0 | 0 | 0 | 0 | 0 | 0 | 0 | 0 | 0 | 0 | 0 | 0 | 0 | 0 | 0 | 0 | 0 | 0 | 0 | 0 | 0 | 0 | 0 | 0 | 0 | 0 | 0 | 0 | 0 | 0 | 0 | 0 | 0 | 0 | 0 | 0 | 0 | 0 | 0 | 0 | 0 | 0 | 0 | 0 | 0 | 0 | 0 | 0 | 0 | 0 | 0 | 0 | 0 | 0 | 0 | 0 | 0 | 0 | 0 | 0 | 0 | 0 | -4.6566e-10 | 0 | -4.6566e-10 | -4.6566e-10 | 0 | 0 | 0 | 0 | -4.6566e-10 | 0 | 0 | 0 | 0 | 0 | 0 | 0 | 0 | 0 | 0 | 0 | 0 | 0 | 0 | 5.502231505363456E-14 | 5.502231505363456E-14 | 0 | 0 | 0 | 5.502231505363456E-14 | 0 | 0 | 0 | 0 | 0 | 0 | 0 | 0 | 0 | 0
Steamer_Restaurant_Existing_ENERGY STAR (1.2) | Steamer_Restaurant_Existing | Steamer_Commercial_Existing_Typical_ENERGY STAR (1.2) | Commercial | Restaurant | Existing | Food Preparation | Natural Gas | Steamer | EQ | Typical | 15 | 9 | 12 | 415.0326 | 0 | 0 | 0.027474 | 1 | LO3Slow | 0.996 | n/a | A | WCE40 | 0.0923831095292024 | 0.05542986571752143 | 1 units | 0.0321 | 0 | 0 | 0 | 0 | RTF Wkbk - ComCookingSteamer_v6_1 | RTF Wkbk - ComCookingSteamer_v6_1 - AEG Edited | RTF Wkbk - ComCookingSteamer_v6_1 - AEG Edited | 0 | 0 | -2105.4136 | ENERGY STAR (1.2) | ENERGY STAR (1.2) | ENERGY STAR (1.2) | ENERGY STAR (1.2) | ENERGY STAR (1.2) | ENERGY STAR (1.2) | ENERGY STAR (1.2) | ENERGY STAR (1.2) | ENERGY STAR (1.2) | ENERGY STAR (1.2) | ENERGY STAR (1.2) | ENERGY STAR (1.2) | ENERGY STAR (1.2) | ENERGY STAR (1.2) | ENERGY STAR (1.2) | ENERGY STAR (1.2) | ENERGY STAR (1.2) | ENERGY STAR (1.2) | ENERGY STAR (1.2) | ENERGY STAR (1.2) | ENERGY STAR (1.2) | ENERGY STAR (1.2) | ENERGY STAR (1.2) | ENERGY STAR (1.2) | ENERGY STAR (1.2) | ENERGY STAR (1.2) | ENERGY STAR (1.2) | ENERGY STAR (1.2) | 0 | 0 | 0 | 0 | 0 | 0 | 0 | 0 | 0 | 0 | 0 | 0 | 0 | 0 | 0 | 0 | 0 | 0 | 0 | 0 | 0 | 0 | 0 | 0 | 0 | 0 | 0 | 0 | 0 | 0 | 0 | 0 | 0 | 0 | 0 | 0 | 0 | 0 | 0 | 0 | 0 | 0 | 0 | 0 | 0 | 0 | 0 | 0 | 0 | 0 | 0 | 0 | 0 | 0 | 0 | 0 | 0 | 0 | 0 | 0 | 0 | 0 | 0 | 0 | 0 | 0 | 0 | 0 | 0 | 0 | 0 | 0 | 0 | 0 | 0 | 0 | 0 | 2.729935223801626E-14 | 0 | 0 | 0 | 0 | 0 | 0 | 0 | 0 | 0 | 0 | 0 | 0 | 0 | 0 | 0 | 0 | 0 | 0 | 0 | 0 | 0 | 0 | 0 | 0 | 0 | 0 | 0 | 2.729935223801626E-14 | 2.729935223801626E-14 | 2.729935223801626E-14 | 2.729935223801626E-14 | 2.729935223801626E-14 | 2.729935223801626E-14 | 2.729935223801626E-14 | ENERGY STAR (1.2) | ENERGY STAR (1.2) | ENERGY STAR (1.2) | ENERGY STAR (1.2) | ENERGY STAR (1.2) | ENERGY STAR (1.2) | ENERGY STAR (1.2) | ENERGY STAR (1.2) | ENERGY STAR (1.2) | ENERGY STAR (1.2) | ENERGY STAR (1.2) | ENERGY STAR (1.2) | ENERGY STAR (1.2) | ENERGY STAR (1.2) | ENERGY STAR (1.2) | ENERGY STAR (1.2) | ENERGY STAR (1.2) | ENERGY STAR (1.2) | ENERGY STAR (1.2) | ENERGY STAR (1.2) | ENERGY STAR (1.2) | ENERGY STAR (1.2) | ENERGY STAR (1.2) | ENERGY STAR (1.2) | ENERGY STAR (1.2) | ENERGY STAR (1.2) | ENERGY STAR (1.2) | ENERGY STAR (1.2) | 0 | 0 | 0 | 0 | 0 | 0 | 0 | 0 | 0 | 0 | 0 | 0 | 0 | 0 | 0 | 0 | 0 | 0 | 0 | 0 | 0 | 0 | 0 | 0 | 0 | 0 | 0 | 0 | 0 | 0 | 0 | 0 | 0 | 0 | 0 | 0 | 0 | 0 | 0 | 0 | 0 | 0 | 0 | 0 | 0 | 0 | 0 | 0 | 0 | 0 | 0 | 0 | 0 | 0 | 0 | 0 | 0 | 0 | 0 | 0 | 0 | 0 | 0 | 0 | 0 | 0 | 0 | 0 | 0 | 0 | 0 | 0 | 0 | 0 | 0 | 0 | 0 | 0 | 0 | 0 | 0 | 0 | 0 | 0 | 0 | 0 | 0 | 0 | 0 | 0 | 0 | 0 | 0 | 0 | 0 | 0 | 0 | 0 | 0 | 0 | 0 | 0 | 0 | 0 | 0 | 0 | 0 | 0 | 0 | 0 | 0 | 5.8208e-11 | 0 | 0 | 0 | 0 | 0 | 0 | 0 | 0 | 0 | 0 | 0 | 0 | 0 | 0 | 0 | 0 | 0 | 0 | 0 | 0 | 0 | 2.729935223801626E-14 | 0 | 0 | 0 | 0 | 0 | 0 | 0 | 0 | 0 | 0 | 0 | 0 | 0 | 0 | 0 | 0 | 0 | 0 | 0 | 0 | 0 | 0 | 0 | 0 | 0 | 0 | 0 | 2.729935223801626E-14 | 2.729935223801626E-14 | 2.729935223801626E-14 | 2.729935223801626E-14 | 2.729935223801626E-14 | 2.729935223801626E-14 | 2.729935223801626E-14 | ENERGY STAR (1.2) | ENERGY STAR (1.2) | ENERGY STAR (1.2) | ENERGY STAR (1.2) | ENERGY STAR (1.2) | ENERGY STAR (1.2) | ENERGY STAR (1.2) | ENERGY STAR (1.2) | ENERGY STAR (1.2) | ENERGY STAR (1.2) | ENERGY STAR (1.2) | ENERGY STAR (1.2) | ENERGY STAR (1.2) | ENERGY STAR (1.2) | ENERGY STAR (1.2) | ENERGY STAR (1.2) | ENERGY STAR (1.2) | ENERGY STAR (1.2) | ENERGY STAR (1.2) | ENERGY STAR (1.2) | ENERGY STAR (1.2) | ENERGY STAR (1.2) | ENERGY STAR (1.2) | ENERGY STAR (1.2) | ENERGY STAR (1.2) | ENERGY STAR (1.2) | ENERGY STAR (1.2) | ENERGY STAR (1.2) | 0 | 0 | 0 | 0 | 0 | 0 | 0 | 0 | 0 | 0 | 0 | 0 | 0 | 0 | 0 | 0 | 0 | 0 | 0 | 0 | 0 | 0 | 0 | 0 | 0 | 0 | 0 | 0 | 0 | 0 | 0 | 0 | 0 | 0 | 0 | 0 | 0 | 0 | 0 | 0 | 0 | 0 | 0 | 0 | 0 | 0 | 0 | 0 | 0 | 0 | 0 | 0 | 0 | 0 | 0 | 0 | 0 | 0 | 0 | 0 | 0 | 0 | 0 | 0 | 0 | 0 | 0 | 0 | 0 | 0 | 0 | 0 | 0 | 0 | 0 | 0 | 0 | 0 | 0 | 0 | 0 | 0 | 0 | 0 | 0 | 0 | 0 | 0 | 0 | 0 | 0 | 0 | 0 | 0 | 0 | 0 | 0 | 0 | 0 | 0 | 0 | 5.8208e-11 | 0 | 5.8208e-11 | 5.8208e-11 | 0 | 0 | 0 | 0 | 0 | 0 | 0 | 0 | 0 | 0 | 0 | 0 | 0 | 0 | 0 | 0 | 0 | 0 | 1.364967611900813E-14 | 0 | 0 | 0 | 0 | 0 | 0 | 0 | 0 | 0 | 0 | 0 | 0 | 0 | 0 | 0 | 0 | 0 | 0
Fryer_Restaurant_New_ENERGY STAR (3.0) | Fryer_Restaurant_New | Fryer_Commercial_New_Standard_ENERGY STAR (3.0) | Commercial | Restaurant | New | Food Preparation | Natural Gas | Fryer | EQ | Standard | 14 | 8 | 11 | 191.0024 | 0 | 0 | 0.24859 | 1 | LO3Slow | 0.996 | n/a | A | WCE50 | 0.07614091688161014 | 0.04568455012896608 | 1 units | 0.0321 | 0 | 0 | 0 | 0 | RTF WkBk - ComCookingFryer_v6_1 - AEG Edited | RTF WkBk - ComCookingFryer_v6_1 - AEG Edited | RTF WkBk - ComCookingFryer_v6_1 - AEG Edited | 0 | 0 | 9741.5975 | ENERGY STAR (3.0) | ENERGY STAR (3.0) | ENERGY STAR (3.0) | ENERGY STAR (3.0) | ENERGY STAR (3.0) | ENERGY STAR (3.0) | ENERGY STAR (3.0) | ENERGY STAR (3.0) | ENERGY STAR (3.0) | ENERGY STAR (3.0) | ENERGY STAR (3.0) | ENERGY STAR (3.0) | ENERGY STAR (3.0) | ENERGY STAR (3.0) | ENERGY STAR (3.0) | ENERGY STAR (3.0) | ENERGY STAR (3.0) | ENERGY STAR (3.0) | ENERGY STAR (3.0) | ENERGY STAR (3.0) | ENERGY STAR (3.0) | ENERGY STAR (3.0) | ENERGY STAR (3.0) | ENERGY STAR (3.0) | ENERGY STAR (3.0) | ENERGY STAR (3.0) | ENERGY STAR (3.0) | ENERGY STAR (3.0) | 0 | 0 | 0 | 0 | 0 | 0 | 0 | 0 | 0 | 0 | 0 | 0 | 0 | 0 | 0 | 0 | 0 | 0 | 0 | 0 | 0 | 0 | 0 | 0 | 0 | 0 | 0 | 0 | 0 | 0 | 0 | 0 | 0 | 0 | 0 | 0 | 0 | 0 | 0 | 0 | 0 | 0 | 0 | 0 | 0 | 0 | 0 | 0 | 0 | 0 | 0 | 0 | 0 | 0 | 0 | 0 | 0 | 0 | 0 | 0 | 0 | 0 | 0 | 0 | 0 | 0 | 0 | 0 | 0 | 0 | 0 | 0 | 0 | 0 | 0 | 0 | 0 | 0 | 0 | 0 | 0 | 0 | 0 | 0 | 0 | 0 | 0 | 0 | 0 | 0 | 0 | 0 | 0 | 0 | 0 | 0 | 0 | 0 | 0 | 0 | 0 | 0 | 0 | 0 | 0 | 0 | 0 | 0 | 0 | 0 | 0 | 0 | ENERGY STAR (3.0) | ENERGY STAR (3.0) | ENERGY STAR (3.0) | ENERGY STAR (3.0) | ENERGY STAR (3.0) | ENERGY STAR (3.0) | ENERGY STAR (3.0) | ENERGY STAR (3.0) | ENERGY STAR (3.0) | ENERGY STAR (3.0) | ENERGY STAR (3.0) | ENERGY STAR (3.0) | ENERGY STAR (3.0) | ENERGY STAR (3.0) | ENERGY STAR (3.0) | ENERGY STAR (3.0) | ENERGY STAR (3.0) | ENERGY STAR (3.0) | ENERGY STAR (3.0) | ENERGY STAR (3.0) | ENERGY STAR (3.0) | ENERGY STAR (3.0) | ENERGY STAR (3.0) | ENERGY STAR (3.0) | ENERGY STAR (3.0) | ENERGY STAR (3.0) | ENERGY STAR (3.0) | ENERGY STAR (3.0) | 0 | 0 | 0 | 0 | 0 | 0 | 0 | 0 | 0 | 0 | 0 | 0 | 0 | 0 | 0 | 0 | 0 | 0 | 0 | 0 | 0 | 0 | 0 | 0 | 0 | 0 | 0 | 0 | 0 | 0 | 0 | 0 | 0 | 0 | 0 | 0 | 0 | 0 | 0 | 0 | 0 | 0 | 0 | 0 | 0 | 0 | 0 | 0 | 0 | 0 | 0 | 0 | 0 | 0 | 0 | 0 | 0 | 0 | 0 | 0 | 0 | 0 | 0 | 0 | 0 | 0 | 0 | 0 | 0 | 0 | 0 | 0 | 0 | 0 | 0 | 0 | 0 | 0 | 0 | 0 | 0 | 0 | 0 | 0 | 0 | 0 | 0 | 0 | 0 | 0 | 0 | 0 | 0 | 0 | 0 | 0 | 0 | 0 | 0 | 0 | 0 | 0 | 0 | 0 | 0 | 0 | 0 | 0 | 0 | 0 | 0 | 0 | 0 | 0 | 0 | 0 | 0 | 0 | 0 | 0 | 0 | 0 | 0 | 0 | 0 | 0 | 0 | 0 | 0 | 0 | 0 | 0 | 0 | 0 | 0 | 0 | 0 | 0 | 0 | 0 | 0 | 0 | 0 | 0 | 0 | 0 | 0 | 0 | 0 | 0 | 0 | 0 | 0 | 0 | 0 | 0 | 0 | 0 | 0 | 0 | 0 | 0 | 0 | 0 | 0 | 0 | 0 | 0 | ENERGY STAR (3.0) | ENERGY STAR (3.0) | ENERGY STAR (3.0) | ENERGY STAR (3.0) | ENERGY STAR (3.0) | ENERGY STAR (3.0) | ENERGY STAR (3.0) | ENERGY STAR (3.0) | ENERGY STAR (3.0) | ENERGY STAR (3.0) | ENERGY STAR (3.0) | ENERGY STAR (3.0) | ENERGY STAR (3.0) | ENERGY STAR (3.0) | ENERGY STAR (3.0) | ENERGY STAR (3.0) | ENERGY STAR (3.0) | ENERGY STAR (3.0) | ENERGY STAR (3.0) | ENERGY STAR (3.0) | ENERGY STAR (3.0) | ENERGY STAR (3.0) | ENERGY STAR (3.0) | ENERGY STAR (3.0) | ENERGY STAR (3.0) | ENERGY STAR (3.0) | ENERGY STAR (3.0) | ENERGY STAR (3.0) | 0 | 0 | 0 | 0 | 0 | 0 | 0 | 0 | 0 | 0 | 0 | 0 | 0 | 0 | 0 | 0 | 0 | 0 | 0 | 0 | 0 | 0 | 0 | 0 | 0 | 0 | 0 | 0 | 0 | 0 | 0 | 0 | 0 | 0 | 0 | 0 | 0 | 0 | 0 | 0 | 0 | 0 | 0 | 0 | 0 | 0 | 0 | 0 | 0 | 0 | 0 | 0 | 0 | 0 | 0 | 0 | 0 | 0 | 0 | 0 | 0 | 0 | 0 | 0 | 0 | 0 | 0 | 0 | 0 | 0 | 0 | 0 | 0 | 0 | 0 | 0 | 0 | 0 | 0 | 0 | 0 | 0 | 0 | 0 | 0 | 0 | 0 | 0 | 0 | 0 | 0 | 0 | 0 | 0 | 0 | 0 | 0 | 0 | 0 | 0 | 0 | 0 | 0 | 0 | 0 | 0 | 0 | 0 | 0 | 0 | 0 | 0 | 0 | 0 | 0 | 0 | 0 | 0 | 0 | 0 | 0 | 0 | 0 | 0 | 0 | 0 | 0 | 0 | 0 | 0 | 0 | 0 | 0 | 0 | 0 | 0 | 0 | 0 | 0 | 0 | 0 | 0
Steamer_Restaurant_New_ENERGY STAR (1.2) | Steamer_Restaurant_New | Steamer_Commercial_New_Typical_ENERGY STAR (1.2) | Commercial | Restaurant | New | Food Preparation | Natural Gas | Steamer | EQ | Typical | 15 | 9 | 12 | 415.0326 | 0 | 0 | 0.027474 | 1 | LO3Slow | 0.996 | n/a | A | WCE54 | 0.0923831095292024 | 0.05542986571752143 | 1 units | 0.0321 | 0 | 0 | 0 | 0 | RTF Wkbk - ComCookingSteamer_v6_1 | RTF Wkbk - ComCookingSteamer_v6_1 - AEG Edited | RTF Wkbk - ComCookingSteamer_v6_1 - AEG Edited | 0 | 0 | -2105.4136 | ENERGY STAR (1.2) | ENERGY STAR (1.2) | ENERGY STAR (1.2) | ENERGY STAR (1.2) | ENERGY STAR (1.2) | ENERGY STAR (1.2) | ENERGY STAR (1.2) | ENERGY STAR (1.2) | ENERGY STAR (1.2) | ENERGY STAR (1.2) | ENERGY STAR (1.2) | ENERGY STAR (1.2) | ENERGY STAR (1.2) | ENERGY STAR (1.2) | ENERGY STAR (1.2) | ENERGY STAR (1.2) | ENERGY STAR (1.2) | ENERGY STAR (1.2) | ENERGY STAR (1.2) | ENERGY STAR (1.2) | ENERGY STAR (1.2) | ENERGY STAR (1.2) | ENERGY STAR (1.2) | ENERGY STAR (1.2) | ENERGY STAR (1.2) | ENERGY STAR (1.2) | ENERGY STAR (1.2) | ENERGY STAR (1.2) | 0 | 0 | 0 | 0 | 0 | 0 | 0 | 0 | 0 | 0 | 0 | 0 | 0 | 0 | 0 | 0 | 0 | 0 | 0 | 0 | 0 | 0 | 0 | 0 | 0 | 0 | 0 | 0 | 0 | 0 | 0 | 0 | 0 | 0 | 0 | 0 | 0 | 0 | 0 | 0 | 0 | 0 | 0 | 0 | 0 | 0 | 0 | 0 | 0 | 0 | 0 | 0 | 0 | 0 | 0 | 0 | 0 | 0 | 0 | 0 | 0 | 0 | 0 | 0 | 0 | 0 | 0 | 0 | 0 | 0 | 0 | 0 | 0 | 0 | 0 | 0 | 0 | 0 | 0 | 0 | 0 | 0 | 0 | 0 | 0 | 0 | 0 | 0 | 0 | 0 | 0 | 0 | 0 | 0 | 0 | 0 | 0 | 0 | 0 | 0 | 0 | 0 | 0 | 0 | 0 | 0 | 0 | 0 | 0 | 0 | 0 | 0 | ENERGY STAR (1.2) | ENERGY STAR (1.2) | ENERGY STAR (1.2) | ENERGY STAR (1.2) | ENERGY STAR (1.2) | ENERGY STAR (1.2) | ENERGY STAR (1.2) | ENERGY STAR (1.2) | ENERGY STAR (1.2) | ENERGY STAR (1.2) | ENERGY STAR (1.2) | ENERGY STAR (1.2) | ENERGY STAR (1.2) | ENERGY STAR (1.2) | ENERGY STAR (1.2) | ENERGY STAR (1.2) | ENERGY STAR (1.2) | ENERGY STAR (1.2) | ENERGY STAR (1.2) | ENERGY STAR (1.2) | ENERGY STAR (1.2) | ENERGY STAR (1.2) | ENERGY STAR (1.2) | ENERGY STAR (1.2) | ENERGY STAR (1.2) | ENERGY STAR (1.2) | ENERGY STAR (1.2) | ENERGY STAR (1.2) | 0 | 0 | 0 | 0 | 0 | 0 | 0 | 0 | 0 | 0 | 0 | 0 | 0 | 0 | 0 | 0 | 0 | 0 | 0 | 0 | 0 | 0 | 0 | 0 | 0 | 0 | 0 | 0 | 0 | 0 | 0 | 0 | 0 | 0 | 0 | 0 | 0 | 0 | 0 | 0 | 0 | 0 | 0 | 0 | 0 | 0 | 0 | 0 | 0 | 0 | 0 | 0 | 0 | 0 | 0 | 0 | 0 | 0 | 0 | 0 | 0 | 0 | 0 | 0 | 0 | 0 | 0 | 0 | 0 | 0 | 0 | 0 | 0 | 0 | 0 | 0 | 0 | 0 | 0 | 0 | 0 | 0 | 0 | 0 | 0 | 0 | 0 | 0 | 0 | 0 | 0 | 0 | 0 | 0 | 0 | 0 | 0 | 0 | 0 | 0 | 0 | 0 | 0 | 0 | 0 | 0 | 0 | 0 | 0 | 0 | 0 | 0 | 0 | 0 | 0 | 0 | 0 | 0 | 0 | 0 | 0 | 0 | 0 | 0 | 0 | 0 | 0 | 0 | 0 | 0 | 0 | 0 | 0 | 0 | 0 | 0 | 0 | 0 | 0 | 0 | 0 | 0 | 0 | 0 | 0 | 0 | 0 | 0 | 0 | 0 | 0 | 0 | 0 | 0 | 0 | 0 | 0 | 0 | 0 | 0 | 0 | 0 | 0 | 0 | 0 | 0 | 0 | 0 | ENERGY STAR (1.2) | ENERGY STAR (1.2) | ENERGY STAR (1.2) | ENERGY STAR (1.2) | ENERGY STAR (1.2) | ENERGY STAR (1.2) | ENERGY STAR (1.2) | ENERGY STAR (1.2) | ENERGY STAR (1.2) | ENERGY STAR (1.2) | ENERGY STAR (1.2) | ENERGY STAR (1.2) | ENERGY STAR (1.2) | ENERGY STAR (1.2) | ENERGY STAR (1.2) | ENERGY STAR (1.2) | ENERGY STAR (1.2) | ENERGY STAR (1.2) | ENERGY STAR (1.2) | ENERGY STAR (1.2) | ENERGY STAR (1.2) | ENERGY STAR (1.2) | ENERGY STAR (1.2) | ENERGY STAR (1.2) | ENERGY STAR (1.2) | ENERGY STAR (1.2) | ENERGY STAR (1.2) | ENERGY STAR (1.2) | 0 | 0 | 0 | 0 | 0 | 0 | 0 | 0 | 0 | 0 | 0 | 0 | 0 | 0 | 0 | 0 | 0 | 0 | 0 | 0 | 0 | 0 | 0 | 0 | 0 | 0 | 0 | 0 | 0 | 0 | 0 | 0 | 0 | 0 | 0 | 0 | 0 | 0 | 0 | 0 | 0 | 0 | 0 | 0 | 0 | 0 | 0 | 0 | 0 | 0 | 0 | 0 | 0 | 0 | 0 | 0 | 0 | 0 | 0 | 0 | 0 | 0 | 0 | 0 | 0 | 0 | 0 | 0 | 0 | 0 | 0 | 0 | 0 | 0 | 0 | 0 | 0 | 0 | 0 | 0 | 0 | 0 | 0 | 0 | 0 | 0 | 0 | 0 | 0 | 0 | 0 | 0 | 0 | 0 | 0 | 0 | 0 | 0 | 0 | 0 | 0 | 0 | 0 | 0 | 0 | 0 | 0 | 0 | 0 | 0 | 0 | 0 | 0 | 0 | 0 | 0 | 0 | 0 | 0 | 0 | 0 | 0 | 0 | 0 | 0 | 0 | 0 | 0 | 0 | 0 | 0 | 0 | 0 | 0 | 0 | 0 | 0 | 0 | 0 | 0 | 0 | 0
Furnace_Restaurant_Existing_TE 90% | Furnace_Restaurant_Existing | Furnace_Commercial_Existing_TE 80%_TE 90% | Commercial | Restaurant | Existing | Space Heating | Natural Gas | Furnace | EQ | TE 80% | 29 | 17 | 23 | 38.716 | 0 | 0 | 0.69514 | 1 | LO3Slow | 0.996 | n/a | A | WCE29 | 0.19432476221487377 | 0.11659485732892426 | 140 kBtu/hr | 0.0321 | 12039.894008914816 | 12039.894 | 2683.743599091036 | 2683.7436 | EIA - Technology Forecast Updates. Appendix A: Updated Buildings Sector Appliance and Equipment Costs and Efficiencies. U.S. Energy Information Administration. March 3, 2023. | EIA - Technology Forecast Updates. Appendix A. U.S. Energy Information Administration. March 3, 2023. ¦ Adjusted via AEG vendor cost review on Grainger.com and HVACDirect | AEG Simulation Data and Market Profile Calculations | 0 | 0 | 1859.2778 | TE 81% (2023 Standard) | TE 81% (2023 Standard) | TE 81% (2023 Standard) | TE 81% (2023 Standard) | TE 81% (2023 Standard) | TE 81% (2023 Standard) | TE 81% (2023 Standard) | TE 81% (2023 Standard) | TE 81% (2023 Standard) | TE 81% (2023 Standard) | TE 81% (2023 Standard) | TE 81% (2023 Standard) | TE 81% (2023 Standard) | TE 81% (2023 Standard) | TE 81% (2023 Standard) | TE 81% (2023 Standard) | TE 81% (2023 Standard) | TE 81% (2023 Standard) | TE 81% (2023 Standard) | TE 81% (2023 Standard) | TE 81% (2023 Standard) | TE 81% (2023 Standard) | TE 81% (2023 Standard) | TE 81% (2023 Standard) | TE 81% (2023 Standard) | TE 81% (2023 Standard) | TE 81% (2023 Standard) | TE 81% (2023 Standard) | 0 | 0 | 0 | 18144.5564 | 19327.8204 | 20374.2479 | 21380.8582 | 22309.7983 | 23167.6626 | 23959.2798 | 24690.046 | 25364.6404 | 25987.3827 | 26562.2603 | 27092.9538 | 27582.8611 | 28035.1184 | 28452.6211 | 28838.0416 | 27807.9643 | 28609.9191 | 28140.0191 | 27782.9421 | 27523.0429 | 27346.5127 | 27240.8627 | 9086.7557 | 7911.7331 | 0 | 0 | 0 | 18144.5564 | 37472.3768 | 57846.6247 | 79227.4828 | 101537.2812 | 124704.9437 | 148664.2236 | 173354.2696 | 198718.91 | 224706.2928 | 251268.5531 | 278361.5069 | 305944.368 | 333979.4864 | 362432.1075 | 391270.1492 | 419078.1135 | 446041.8438 | 470928.9566 | 493899.0167 | 515102.8564 | 534676.3213 | 552744.5414 | 569423.2685 | 584819.373 | 0 | 0 | 0 | 121.55667370748837 | 129.4837699808369 | 136.80108961777398 | 143.5555385134082 | 149.79041441707056 | 155.54568448198967 | 160.85824146499192 | 165.76214021853252 | 170.28881599103147 | 174.4672859348766 | 178.3243351138107 | 181.88468820205748 | 185.1711679758237 | 188.20484161314644 | 191.00515573990586 | 193.5900610876838 | 186.6727992973065 | 192.05388190419654 | 188.8972042496746 | 186.49797629491027 | 184.75114828368226 | 183.56400433703874 | 182.85482704561744 | 60.99502622795317 | 53.107664025265265 | 0 | 0 | 0 | 121.55667370748837 | 251.04044368832527 | 387.8415333060993 | 531.3970718195075 | 681.187486236578 | 836.7331707185676 | 997.5914121835594 | 1163.353552402092 | 1333.6423683931237 | 1508.1096543280003 | 1686.433989441811 | 1868.3186776438686 | 2053.489845619692 | 2241.6946872328385 | 2432.699842972744 | 2626.2899040604284 | 2812.9627033577344 | 3005.016585261931 | 3193.9137895116055 | 3380.411765806516 | 3565.1629140901982 | 3748.726918427237 | 3931.581745472854 | 3992.5767717008075 | 4045.6844357260725 | Dual-Fuel Heat Pump - TE 96% | Dual-Fuel Heat Pump - TE 96% | Dual-Fuel Heat Pump - TE 96% | Dual-Fuel Heat Pump - TE 96% | Dual-Fuel Heat Pump - TE 96% | Dual-Fuel Heat Pump - TE 96% | Dual-Fuel Heat Pump - TE 96% | Dual-Fuel Heat Pump - TE 96% | Dual-Fuel Heat Pump - TE 96% | Dual-Fuel Heat Pump - TE 96% | Dual-Fuel Heat Pump - TE 96% | Dual-Fuel Heat Pump - TE 96% | Dual-Fuel Heat Pump - TE 96% | Dual-Fuel Heat Pump - TE 96% | Dual-Fuel Heat Pump - TE 96% | Dual-Fuel Heat Pump - TE 96% | Dual-Fuel Heat Pump - TE 96% | Dual-Fuel Heat Pump - TE 96% | Dual-Fuel Heat Pump - TE 96% | Dual-Fuel Heat Pump - TE 96% | Dual-Fuel Heat Pump - TE 96% | Dual-Fuel Heat Pump - TE 96% | Dual-Fuel Heat Pump - TE 96% | Dual-Fuel Heat Pump - TE 96% | Dual-Fuel Heat Pump - TE 96% | Dual-Fuel Heat Pump - TE 96% | Dual-Fuel Heat Pump - TE 96% | Dual-Fuel Heat Pump - TE 96% | 19869.9537 | 19869.9537 | 19869.9537 | 19869.9537 | 19869.9537 | 19869.9537 | 19869.9537 | 19869.9537 | 19869.9537 | 19869.9537 | 19869.9537 | 19869.9537 | 19869.9537 | 19869.9537 | 19869.9537 | 19869.9537 | 19869.9537 | 19869.9537 | 19869.9537 | 19869.9537 | 19869.9537 | 19869.9537 | 19869.9537 | 19869.9537 | 19869.9537 | 19869.9537 | 19869.9537 | 19869.9537 | 149.2685 | 149.2685 | 149.2685 | 149.2685 | 149.2685 | 149.2685 | 149.2685 | 149.2685 | 149.2685 | 149.2685 | 149.2685 | 149.2685 | 149.2685 | 149.2685 | 149.2685 | 149.2685 | 149.2685 | 149.2685 | 149.2685 | 149.2685 | 149.2685 | 149.2685 | 149.2685 | 149.2685 | 149.2685 | 149.2685 | 149.2685 | 149.2685 | 0 | 0 | 0 | 0 | 0 | 0 | 0 | 0 | 0 | 0 | 0 | 0 | 0 | 0 | 0 | 0 | 0 | 0 | 0 | 0 | 0 | 0 | 0 | 0 | 0 | 0 | 0 | 0 | 0 | 0 | 0 | 0 | 0 | 0 | 0 | 0 | 0 | 0 | 0 | 0 | 0 | 0 | 0 | 0 | 0 | 0 | 0 | 0 | 0 | 0 | 0 | 0 | 0 | 0 | 0 | 0 | 0 | 0 | 0 | 0 | 0 | 4.0820267642217557E-16 | 8.406733093297292E-16 | 0 | 0 | 0 | 0 | 0 | 0 | 0 | 0 | 0 | 0 | 0 | 0 | 0 | 0 | 0 | 1.984554561501255E-14 | 0 | 0 | 0 | 0 | 0 | 0 | 0 | 0 | 0 | 0 | 4.0820267642217557E-16 | 1.2488759857519046E-15 | 1.2488759857519046E-15 | 1.2488759857519046E-15 | 1.2488759857519046E-15 | 1.2488759857519046E-15 | 1.2488759857519046E-15 | 1.2488759857519046E-15 | 1.2488759857519046E-15 | 1.2488759857519046E-15 | 1.2488759857519046E-15 | 1.2488759857519046E-15 | 1.2488759857519046E-15 | 1.2488759857519046E-15 | 1.2488759857519046E-15 | 1.2488759857519046E-15 | 1.2488759857519046E-15 | 2.1094421600764454E-14 | 2.1094421600764454E-14 | 2.1094421600764454E-14 | 2.1094421600764454E-14 | 2.1094421600764454E-14 | 2.1094421600764454E-14 | TE 90% | TE 90% | TE 90% | TE 90% | TE 90% | TE 90% | TE 90% | TE 90% | TE 90% | TE 90% | TE 90% | TE 90% | TE 90% | TE 90% | TE 90% | TE 90% | TE 90% | TE 90% | TE 90% | TE 90% | TE 90% | TE 90% | TE 90% | TE 90% | TE 90% | TE 90% | TE 90% | TE 90% | 1788.5 | 1788.5 | 1788.5 | 1788.5 | 1788.5 | 1788.5 | 1788.5 | 1788.5 | 1788.5 | 1788.5 | 1788.5 | 1788.5 | 1788.5 | 1788.5 | 1788.5 | 1788.5 | 1788.5 | 1788.5 | 1788.5 | 1788.5 | 1788.5 | 1788.5 | 1788.5 | 1788.5 | 1788.5 | 1788.5 | 1788.5 | 1788.5 | 13.9136 | 13.9136 | 13.9136 | 13.9136 | 13.9136 | 13.9136 | 13.9136 | 13.9136 | 13.9136 | 13.9136 | 13.9136 | 13.9136 | 13.9136 | 13.9136 | 13.9136 | 13.9136 | 13.9136 | 13.9136 | 13.9136 | 13.9136 | 13.9136 | 13.9136 | 13.9136 | 13.9136 | 13.9136 | 13.9136 | 13.9136 | 13.9136 | 0 | 0 | 0 | 0 | 0 | 0 | 0 | 0 | 0 | 0 | 0 | 0 | 0 | 0 | 0 | 0 | 0 | 0 | 0 | 0 | 0 | 0 | 0 | 0 | 0 | 0 | 0 | 0 | 0 | 0 | 0 | 0 | 0 | 0 | 0 | 0 | 0 | 0 | 0 | 0 | 0 | 0 | 0 | 0 | 0 | 0 | 0 | 0 | 0 | 0 | 0 | 0 | 0 | 0 | 0 | 0 | 0 | 0 | 0 | 0 | 0 | 4.0820267642217557E-16 | 8.406733093297292E-16 | 0 | 0 | 0 | 0 | 0 | 0 | 0 | 0 | 0 | 0 | 0 | 0 | 0 | 3.908971105987321E-14 | 0 | 0 | 0 | 0 | 0 | 0 | 0 | 0 | 0
Furnace_Restaurant_New_TE 90% | Furnace_Restaurant_New | Furnace_Commercial_New_TE 80%_TE 90% | Commercial | Restaurant | New | Space Heating | Natural Gas | Furnace | EQ | TE 80% | 29 | 17 | 23 | 38.5648 | 0 | 0 | 0.69514 | 1 | LO3Slow | 0.996 | n/a | A | WCE43 | 0.19432476221487377 | 0.11659485732892426 | 140 kBtu/hr | 0.0321 | 9013.435919155623 | 9013.4359 | 2009.1332146229915 | 2009.1332 | EIA - Technology Forecast Updates. Appendix A: Updated Buildings Sector Appliance and Equipment Costs and Efficiencies. U.S. Energy Information Administration. March 3, 2023. | EIA - Technology Forecast Updates. Appendix A. U.S. Energy Information Administration. March 3, 2023. ¦ Adjusted via AEG vendor cost review on Grainger.com and HVACDirect | AEG Simulation Data and Market Profile Calculations | 0 | 0 | 1859.2778 | TE 81% (2023 Standard) | TE 81% (2023 Standard) | TE 81% (2023 Standard) | TE 81% (2023 Standard) | TE 81% (2023 Standard) | TE 81% (2023 Standard) | TE 81% (2023 Standard) | TE 81% (2023 Standard) | TE 81% (2023 Standard) | TE 81% (2023 Standard) | TE 81% (2023 Standard) | TE 81% (2023 Standard) | TE 81% (2023 Standard) | TE 81% (2023 Standard) | TE 81% (2023 Standard) | TE 81% (2023 Standard) | TE 81% (2023 Standard) | TE 81% (2023 Standard) | TE 81% (2023 Standard) | TE 81% (2023 Standard) | TE 81% (2023 Standard) | TE 81% (2023 Standard) | TE 81% (2023 Standard) | TE 81% (2023 Standard) | TE 81% (2023 Standard) | TE 81% (2023 Standard) | TE 81% (2023 Standard) | TE 81% (2023 Standard) | 0 | 0 | 0 | 0 | 0 | 0 | 0 | 0 | 0 | 0 | 0 | 0 | 0 | 0 | 0 | 0 | 0 | 0 | 0 | 0 | 0 | 0 | 0 | 0 | 0 | 0 | 0 | 0 | 0 | 0 | 0 | 0 | 0 | 0 | 0 | 0 | 0 | 0 | 0 | 0 | 0 | 0 | 0 | 0 | 0 | 0 | 0 | 0 | 0 | 0 | 0 | 0 | 0 | 0 | 0 | 0 | 0 | 0 | 0 | 0 | 0 | 0 | 0 | 0 | 0 | 0 | 0 | 0 | 0 | 0 | 0 | 0 | 0 | 0 | 0 | 0 | 0 | 0 | 0 | 0 | 0 | 0 | 0 | 0 | 0 | 0 | 0 | 0 | 0 | 0 | 0 | 0 | 0 | 0 | 0 | 0 | 0 | 0 | 0 | 0 | 0 | 0 | 0 | 0 | 0 | 0 | 0 | 0 | 0 | 0 | 0 | 0 | Dual-Fuel Heat Pump - TE 96% | Dual-Fuel Heat Pump - TE 96% | Dual-Fuel Heat Pump - TE 96% | Dual-Fuel Heat Pump - TE 96% | Dual-Fuel Heat Pump - TE 96% | Dual-Fuel Heat Pump - TE 96% | Dual-Fuel Heat Pump - TE 96% | Dual-Fuel Heat Pump - TE 96% | Dual-Fuel Heat Pump - TE 96% | Dual-Fuel Heat Pump - TE 96% | Dual-Fuel Heat Pump - TE 96% | Dual-Fuel Heat Pump - TE 96% | Dual-Fuel Heat Pump - TE 96% | Dual-Fuel Heat Pump - TE 96% | Dual-Fuel Heat Pump - TE 96% | Dual-Fuel Heat Pump - TE 96% | Dual-Fuel Heat Pump - TE 96% | Dual-Fuel Heat Pump - TE 96% | Dual-Fuel Heat Pump - TE 96% | Dual-Fuel Heat Pump - TE 96% | Dual-Fuel Heat Pump - TE 96% | Dual-Fuel Heat Pump - TE 96% | Dual-Fuel Heat Pump - TE 96% | Dual-Fuel Heat Pump - TE 96% | Dual-Fuel Heat Pump - TE 96% | Dual-Fuel Heat Pump - TE 96% | Dual-Fuel Heat Pump - TE 96% | Dual-Fuel Heat Pump - TE 96% | 19869.9537 | 19869.9537 | 19869.9537 | 19869.9537 | 19869.9537 | 19869.9537 | 19869.9537 | 19869.9537 | 19869.9537 | 19869.9537 | 19869.9537 | 19869.9537 | 19869.9537 | 19869.9537 | 19869.9537 | 19869.9537 | 19869.9537 | 19869.9537 | 19869.9537 | 19869.9537 | 19869.9537 | 19869.9537 | 19869.9537 | 19869.9537 | 19869.9537 | 19869.9537 | 19869.9537 | 19869.9537 | 199.1759 | 199.1759 | 199.1759 | 199.1759 | 199.1759 | 199.1759 | 199.1759 | 199.1759 | 199.1759 | 199.1759 | 199.1759 | 199.1759 | 199.1759 | 199.1759 | 199.1759 | 199.1759 | 199.1759 | 199.1759 | 199.1759 | 199.1759 | 199.1759 | 199.1759 | 199.1759 | 199.1759 | 199.1759 | 199.1759 | 199.1759 | 199.1759 | 0 | 0 | 0 | 0 | 0 | 0 | 0 | 0 | 0 | 0 | 0 | 0 | 0 | 0 | 0 | 0 | 0 | 0 | 0 | 0 | 0 | 0 | 0 | 0 | 0 | 0 | 0 | 0 | 0 | 0 | 0 | 0 | 0 | 0 | 0 | 0 | 0 | 0 | 0 | 0 | 0 | 0 | 0 | 0 | 0 | 0 | 0 | 0 | 0 | 0 | 0 | 0 | 0 | 0 | 0 | 0 | 0 | 0 | 0 | 0 | 0 | 0 | 0 | 0 | 0 | 0 | 0 | 0 | 0 | 0 | 0 | 0 | 0 | 0 | 0 | 0 | 0 | 0 | 0 | 0 | 0 | 0 | 0 | 0 | 0 | 0 | 0 | 0 | 0 | 0 | 0 | 0 | 0 | 0 | 0 | 0 | 0 | 0 | 0 | 0 | 0 | 0 | 0 | 0 | 0 | 0 | 0 | 0 | 0 | 0 | 0 | 0 | TE 90% | TE 90% | TE 90% | TE 90% | TE 90% | TE 90% | TE 90% | TE 90% | TE 90% | TE 90% | TE 90% | TE 90% | TE 90% | TE 90% | TE 90% | TE 90% | TE 90% | TE 90% | TE 90% | TE 90% | TE 90% | TE 90% | TE 90% | TE 90% | TE 90% | TE 90% | TE 90% | TE 90% | 1788.5 | 1788.5 | 1788.5 | 1788.5 | 1788.5 | 1788.5 | 1788.5 | 1788.5 | 1788.5 | 1788.5 | 1788.5 | 1788.5 | 1788.5 | 1788.5 | 1788.5 | 1788.5 | 1788.5 | 1788.5 | 1788.5 | 1788.5 | 1788.5 | 1788.5 | 1788.5 | 1788.5 | 1788.5 | 1788.5 | 1788.5 | 1788.5 | 13.9136 | 13.9136 | 13.9136 | 13.9136 | 13.9136 | 13.9136 | 13.9136 | 13.9136 | 13.9136 | 13.9136 | 13.9136 | 13.9136 | 13.9136 | 13.9136 | 13.9136 | 13.9136 | 13.9136 | 13.9136 | 13.9136 | 13.9136 | 13.9136 | 13.9136 | 13.9136 | 13.9136 | 13.9136 | 13.9136 | 13.9136 | 13.9136 | 0 | 0 | 0 | 0 | 0 | 0 | 0 | 0 | 0 | 0 | 0 | 0 | 0 | 0 | 0 | 0 | 0 | 0 | 0 | 0 | 0 | 0 | 0 | 0 | 0 | 0 | 0 | 0 | 0 | 0 | 0 | 0 | 0 | 0 | 0 | 0 | 0 | 0 | 0 | 0 | 0 | 0 | 0 | 0 | 0 | 0 | 0 | 0 | 0 | 0 | 0 | 0 | 0 | 0 | 0 | 0 | 0 | 0 | 0 | 0 | 0 | 0 | 0 | 0 | 0 | 0 | 0 | 0 | 0 | 0 | 0 | 0 | 0 | 0 | 0 | 0 | 0 | 0 | 0 | 0 | 0 | 0 | 0 | 0 | 0 | 0
Fryer_Warehouse_Existing_ENERGY STAR (3.0) | Fryer_Warehouse_Existing | Fryer_Commercial_Existing_Standard_ENERGY STAR (3.0) | Commercial | Warehouse | Existing | Food Preparation | Natural Gas | Fryer | EQ | Standard | 14 | 8 | 11 | 181.1077 | 0 | 0 | 0.0062207 | 1 | LO3Slow | 0.996 | n/a | A | WCE204 | 0.07614091688161014 | 0.04568455012896608 | 1 units | 0.0321 | 0 | 0 | 0 | 0 | RTF WkBk - ComCookingFryer_v6_1 - AEG Edited | RTF WkBk - ComCookingFryer_v6_1 - AEG Edited | RTF WkBk - ComCookingFryer_v6_1 - AEG Edited | 0 | 0 | 9746.8892 | ENERGY STAR (3.0) | ENERGY STAR (3.0) | ENERGY STAR (3.0) | ENERGY STAR (3.0) | ENERGY STAR (3.0) | ENERGY STAR (3.0) | ENERGY STAR (3.0) | ENERGY STAR (3.0) | ENERGY STAR (3.0) | ENERGY STAR (3.0) | ENERGY STAR (3.0) | ENERGY STAR (3.0) | ENERGY STAR (3.0) | ENERGY STAR (3.0) | ENERGY STAR (3.0) | ENERGY STAR (3.0) | ENERGY STAR (3.0) | ENERGY STAR (3.0) | ENERGY STAR (3.0) | ENERGY STAR (3.0) | ENERGY STAR (3.0) | ENERGY STAR (3.0) | ENERGY STAR (3.0) | ENERGY STAR (3.0) | ENERGY STAR (3.0) | ENERGY STAR (3.0) | ENERGY STAR (3.0) | ENERGY STAR (3.0) | 0 | 0 | 0 | 0 | 0 | 0 | 0 | 0 | 0 | 0 | 0 | 0 | 0 | 0 | 0 | 0 | 0 | 0 | 0 | 0 | 0 | 0 | 0 | 0 | 0 | 0 | 0 | 0 | 0 | 0 | 0 | 0 | 0 | 0 | 0 | 0 | 0 | 0 | 0 | 0 | 0 | 0 | 0 | 0 | 0 | 0 | 0 | -2.2737e-13 | 0 | 0 | 0 | 0 | 0 | 0 | 0 | 0 | 0 | 0 | 0 | 0 | 0 | 0 | 0 | 0 | 0 | 0 | 0 | 2.2096111020069666E-17 | 0 | 0 | 0 | 4.419222204013933E-17 | 0 | 0 | 0 | 0 | 0 | 0 | 0 | 0 | 0 | 0 | 0 | 0 | 0 | 0 | 0 | 0 | 0 | 0 | 0 | 0 | 0 | 0 | 0 | 2.2096111020069666E-17 | 2.2096111020069666E-17 | 2.2096111020069666E-17 | 2.2096111020069666E-17 | 6.6288333060209E-17 | 6.6288333060209E-17 | 6.6288333060209E-17 | 6.6288333060209E-17 | 6.6288333060209E-17 | 6.6288333060209E-17 | 6.6288333060209E-17 | 6.6288333060209E-17 | 6.6288333060209E-17 | 6.6288333060209E-17 | 6.6288333060209E-17 | 6.6288333060209E-17 | 6.6288333060209E-17 | ENERGY STAR (3.0) | ENERGY STAR (3.0) | ENERGY STAR (3.0) | ENERGY STAR (3.0) | ENERGY STAR (3.0) | ENERGY STAR (3.0) | ENERGY STAR (3.0) | ENERGY STAR (3.0) | ENERGY STAR (3.0) | ENERGY STAR (3.0) | ENERGY STAR (3.0) | ENERGY STAR (3.0) | ENERGY STAR (3.0) | ENERGY STAR (3.0) | ENERGY STAR (3.0) | ENERGY STAR (3.0) | ENERGY STAR (3.0) | ENERGY STAR (3.0) | ENERGY STAR (3.0) | ENERGY STAR (3.0) | ENERGY STAR (3.0) | ENERGY STAR (3.0) | ENERGY STAR (3.0) | ENERGY STAR (3.0) | ENERGY STAR (3.0) | ENERGY STAR (3.0) | ENERGY STAR (3.0) | ENERGY STAR (3.0) | 0 | 0 | 0 | 0 | 0 | 0 | 0 | 0 | 0 | 0 | 0 | 0 | 0 | 0 | 0 | 0 | 0 | 0 | 0 | 0 | 0 | 0 | 0 | 0 | 0 | 0 | 0 | 0 | 0 | 0 | 0 | 0 | 0 | 0 | 0 | 0 | 0 | 0 | 0 | 0 | 0 | 0 | 0 | 0 | 0 | 0 | 0 | 0 | 0 | 0 | 0 | 0 | 0 | 0 | 0 | 0 | 0 | 0 | 0 | 0 | 0 | 0 | 0 | 0 | 0 | 0 | 0 | 0 | 0 | 0 | 0 | 0 | 0 | 0 | 0 | 0 | 0 | 0 | 0 | 0 | 0 | 0 | 0 | 0 | 0 | 0 | 0 | 0 | 0 | 0 | 0 | 0 | 0 | 0 | 0 | 0 | -2.2737e-13 | 0 | 0 | -2.2737e-13 | -2.2737e-13 | 0 | 0 | -2.2737e-13 | 0 | 0 | 0 | 0 | 0 | 0 | -2.2737e-13 | 0 | 0 | 0 | 0 | 0 | 0 | 0 | 0 | 0 | 0 | 0 | 0 | 2.2096111020069666E-17 | 2.2096111020069666E-17 | 0 | 0 | 4.419222204013933E-17 | 0 | 0 | 0 | 0 | 0 | 0 | 0 | 0 | 0 | 0 | 0 | 2.2096111020069666E-17 | 0 | 0 | 0 | 0 | 0 | 0 | 0 | 0 | 0 | 0 | 0 | 2.2096111020069666E-17 | 4.419222204013933E-17 | 4.419222204013933E-17 | 4.419222204013933E-17 | 8.838444408027866E-17 | 8.838444408027866E-17 | 8.838444408027866E-17 | 8.838444408027866E-17 | 8.838444408027866E-17 | 8.838444408027866E-17 | 8.838444408027866E-17 | 8.838444408027866E-17 | 8.838444408027866E-17 | 8.838444408027866E-17 | 8.838444408027866E-17 | 8.838444408027866E-17 | 1.1048055510034833E-16 | ENERGY STAR (3.0) | ENERGY STAR (3.0) | ENERGY STAR (3.0) | ENERGY STAR (3.0) | ENERGY STAR (3.0) | ENERGY STAR (3.0) | ENERGY STAR (3.0) | ENERGY STAR (3.0) | ENERGY STAR (3.0) | ENERGY STAR (3.0) | ENERGY STAR (3.0) | ENERGY STAR (3.0) | ENERGY STAR (3.0) | ENERGY STAR (3.0) | ENERGY STAR (3.0) | ENERGY STAR (3.0) | ENERGY STAR (3.0) | ENERGY STAR (3.0) | ENERGY STAR (3.0) | ENERGY STAR (3.0) | ENERGY STAR (3.0) | ENERGY STAR (3.0) | ENERGY STAR (3.0) | ENERGY STAR (3.0) | ENERGY STAR (3.0) | ENERGY STAR (3.0) | ENERGY STAR (3.0) | ENERGY STAR (3.0) | 0 | 0 | 0 | 0 | 0 | 0 | 0 | 0 | 0 | 0 | 0 | 0 | 0 | 0 | 0 | 0 | 0 | 0 | 0 | 0 | 0 | 0 | 0 | 0 | 0 | 0 | 0 | 0 | 0 | 0 | 0 | 0 | 0 | 0 | 0 | 0 | 0 | 0 | 0 | 0 | 0 | 0 | 0 | 0 | 0 | 0 | 0 | 0 | 0 | 0 | 0 | 0 | 0 | 0 | 0 | 0 | 0 | 0 | 0 | 0 | 0 | 0 | 0 | 0 | 0 | 0 | 0 | 0 | 0 | 0 | 0 | 0 | 0 | 0 | 0 | 0 | 0 | 0 | 0 | 0 | 0 | 0 | 0 | 0 | 0 | 0 | 0 | 0 | 0 | 0 | 0 | 0 | 0 | 0 | 0 | 0 | -2.2737e-13 | 0 | 0 | -2.2737e-13 | -2.2737e-13 | 0 | 0 | 0 | 0 | 0 | 0 | 0 | 2.2737e-13 | 0 | 0 | 2.2737e-13 | 0 | 0 | 0 | 0 | 0 | 0 | 0 | 0 | 0 | 0 | 0 | 0 | 2.2096111020069666E-17 | 0 | 0 | 4.419222204013933E-17 | 0 | 0 | 0 | 2.2096111020069666E-17 | 0 | 0 | 0 | 0 | 0 | 0 | 0 | 2.2096111020069666E-17 | 0 | 0
Steamer_Warehouse_Existing_ENERGY STAR (1.2) | Steamer_Warehouse_Existing | Steamer_Commercial_Existing_Typical_ENERGY STAR (1.2) | Commercial | Warehouse | Existing | Food Preparation | Natural Gas | Steamer | EQ | Typical | 15 | 9 | 12 | 423.098 | 0 | 0 | 0.015035 | 1 | LO3Slow | 0.996 | n/a | A | WCE208 | 0.0923831095292024 | 0.05542986571752143 | 1 units | 0.0321 | 0 | 0 | 0 | 0 | RTF Wkbk - ComCookingSteamer_v6_1 | RTF Wkbk - ComCookingSteamer_v6_1 - AEG Edited | RTF Wkbk - ComCookingSteamer_v6_1 - AEG Edited | 0 | 0 | -2107.1942 | ENERGY STAR (1.2) | ENERGY STAR (1.2) | ENERGY STAR (1.2) | ENERGY STAR (1.2) | ENERGY STAR (1.2) | ENERGY STAR (1.2) | ENERGY STAR (1.2) | ENERGY STAR (1.2) | ENERGY STAR (1.2) | ENERGY STAR (1.2) | ENERGY STAR (1.2) | ENERGY STAR (1.2) | ENERGY STAR (1.2) | ENERGY STAR (1.2) | ENERGY STAR (1.2) | ENERGY STAR (1.2) | ENERGY STAR (1.2) | ENERGY STAR (1.2) | ENERGY STAR (1.2) | ENERGY STAR (1.2) | ENERGY STAR (1.2) | ENERGY STAR (1.2) | ENERGY STAR (1.2) | ENERGY STAR (1.2) | ENERGY STAR (1.2) | ENERGY STAR (1.2) | ENERGY STAR (1.2) | ENERGY STAR (1.2) | 0 | 0 | 0 | 0 | 0 | 0 | 0 | 0 | 0 | 0 | 0 | 0 | 0 | 0 | 0 | 0 | 0 | 0 | 0 | 0 | 0 | 0 | 0 | 0 | 0 | 0 | 0 | 0 | 0 | 0 | 0 | 0 | 0 | 0 | 0 | 0 | 0 | 0 | 0 | 0 | 0 | 0 | 0 | 0 | 0 | 0 | 0 | 4.5475e-13 | 0 | 0 | 0 | 0 | -4.5475e-13 | 0 | 0 | 0 | 0 | 0 | 0 | 0 | 0 | 0 | 0 | 0 | 0 | 0 | 0 | 0 | 0 | 0 | 0 | 0 | 0 | 0 | 0 | 0 | 0 | 8.770398224635934E-17 | 8.770398224635934E-17 | 0 | 0 | 0 | 0 | 0 | 0 | 0 | 0 | 0 | 0 | 0 | 0 | 0 | 0 | 0 | 0 | 0 | 0 | 0 | 0 | 0 | 0 | 0 | 0 | 0 | 0 | 8.770398224635934E-17 | 1.7540796449271868E-16 | 1.7540796449271868E-16 | 1.7540796449271868E-16 | 1.7540796449271868E-16 | 1.7540796449271868E-16 | 1.7540796449271868E-16 | ENERGY STAR (1.2) | ENERGY STAR (1.2) | ENERGY STAR (1.2) | ENERGY STAR (1.2) | ENERGY STAR (1.2) | ENERGY STAR (1.2) | ENERGY STAR (1.2) | ENERGY STAR (1.2) | ENERGY STAR (1.2) | ENERGY STAR (1.2) | ENERGY STAR (1.2) | ENERGY STAR (1.2) | ENERGY STAR (1.2) | ENERGY STAR (1.2) | ENERGY STAR (1.2) | ENERGY STAR (1.2) | ENERGY STAR (1.2) | ENERGY STAR (1.2) | ENERGY STAR (1.2) | ENERGY STAR (1.2) | ENERGY STAR (1.2) | ENERGY STAR (1.2) | ENERGY STAR (1.2) | ENERGY STAR (1.2) | ENERGY STAR (1.2) | ENERGY STAR (1.2) | ENERGY STAR (1.2) | ENERGY STAR (1.2) | 0 | 0 | 0 | 0 | 0 | 0 | 0 | 0 | 0 | 0 | 0 | 0 | 0 | 0 | 0 | 0 | 0 | 0 | 0 | 0 | 0 | 0 | 0 | 0 | 0 | 0 | 0 | 0 | 0 | 0 | 0 | 0 | 0 | 0 | 0 | 0 | 0 | 0 | 0 | 0 | 0 | 0 | 0 | 0 | 0 | 0 | 0 | 0 | 0 | 0 | 0 | 0 | 0 | 0 | 0 | 0 | 0 | 0 | 0 | 0 | 0 | 0 | 0 | 0 | 0 | 0 | 0 | 0 | 0 | 0 | 0 | 0 | 0 | 0 | 0 | 0 | 0 | 0 | 0 | 0 | 0 | 0 | 0 | 0 | 0 | 0 | 0 | 0 | 0 | 0 | 0 | 0 | 0 | 0 | 0 | 0 | 0 | 0 | 0 | 0 | 0 | 0 | 0 | 4.5475e-13 | 0 | 0 | 0 | 0 | 0 | 0 | 4.5475e-13 | 0 | 0 | 0 | 0 | 0 | 0 | 0 | 0 | 0 | 0 | 0 | 0 | 0 | 0 | 0 | 0 | 0 | 0 | 0 | 0 | 8.770398224635934E-17 | 0 | 0 | 0 | 0 | 0 | 0 | 0 | 0 | 0 | 0 | 0 | 0 | 0 | 0 | 0 | 0 | 0 | 0 | 0 | 0 | 0 | 0 | 0 | 0 | 0 | 0 | 0 | 8.770398224635934E-17 | 8.770398224635934E-17 | 8.770398224635934E-17 | 8.770398224635934E-17 | 8.770398224635934E-17 | 8.770398224635934E-17 | 8.770398224635934E-17 | 8.770398224635934E-17 | 8.770398224635934E-17 | ENERGY STAR (1.2) | ENERGY STAR (1.2) | ENERGY STAR (1.2) | ENERGY STAR (1.2) | ENERGY STAR (1.2) | ENERGY STAR (1.2) | ENERGY STAR (1.2) | ENERGY STAR (1.2) | ENERGY STAR (1.2) | ENERGY STAR (1.2) | ENERGY STAR (1.2) | ENERGY STAR (1.2) | ENERGY STAR (1.2) | ENERGY STAR (1.2) | ENERGY STAR (1.2) | ENERGY STAR (1.2) | ENERGY STAR (1.2) | ENERGY STAR (1.2) | ENERGY STAR (1.2) | ENERGY STAR (1.2) | ENERGY STAR (1.2) | ENERGY STAR (1.2) | ENERGY STAR (1.2) | ENERGY STAR (1.2) | ENERGY STAR (1.2) | ENERGY STAR (1.2) | ENERGY STAR (1.2) | ENERGY STAR (1.2) | 0 | 0 | 0 | 0 | 0 | 0 | 0 | 0 | 0 | 0 | 0 | 0 | 0 | 0 | 0 | 0 | 0 | 0 | 0 | 0 | 0 | 0 | 0 | 0 | 0 | 0 | 0 | 0 | 0 | 0 | 0 | 0 | 0 | 0 | 0 | 0 | 0 | 0 | 0 | 0 | 0 | 0 | 0 | 0 | 0 | 0 | 0 | 0 | 0 | 0 | 0 | 0 | 0 | 0 | 0 | 0 | 0 | 0 | 0 | 0 | 0 | 0 | 0 | 0 | 0 | 0 | 0 | 0 | 0 | 0 | 0 | 0 | 0 | 0 | 0 | 0 | 0 | 0 | 0 | 0 | 0 | 0 | 0 | 0 | 0 | 0 | 0 | 0 | 0 | 0 | 0 | 0 | 0 | 0 | 0 | 0 | 0 | 0 | 0 | 0 | 0 | 0 | 0 | 0 | 0 | 0 | 0 | 0 | -4.5475e-13 | 0 | 0 | 0 | 0 | 0 | 0 | 0 | 0 | 0 | 0 | 0 | 0 | 0 | 0 | 0 | 0 | 0 | 0 | 0 | 0 | 0 | 0 | 0 | 0 | 8.770398224635934E-17 | 8.770398224635934E-17 | 0 | 0 | 0 | 0 | 0 | 0 | 0
Fryer_Warehouse_New_ENERGY STAR (3.0) | Fryer_Warehouse_New | Fryer_Commercial_New_Standard_ENERGY STAR (3.0) | Commercial | Warehouse | New | Food Preparation | Natural Gas | Fryer | EQ | Standard | 14 | 8 | 11 | 181.1077 | 0 | 0 | 0.0062207 | 1 | LO3Slow | 0.996 | n/a | A | WCE218 | 0.07614091688161014 | 0.04568455012896608 | 1 units | 0.0321 | 0 | 0 | 0 | 0 | RTF WkBk - ComCookingFryer_v6_1 - AEG Edited | RTF WkBk - ComCookingFryer_v6_1 - AEG Edited | RTF WkBk - ComCookingFryer_v6_1 - AEG Edited | 0 | 0 | 9746.8892 | ENERGY STAR (3.0) | ENERGY STAR (3.0) | ENERGY STAR (3.0) | ENERGY STAR (3.0) | ENERGY STAR (3.0) | ENERGY STAR (3.0) | ENERGY STAR (3.0) | ENERGY STAR (3.0) | ENERGY STAR (3.0) | ENERGY STAR (3.0) | ENERGY STAR (3.0) | ENERGY STAR (3.0) | ENERGY STAR (3.0) | ENERGY STAR (3.0) | ENERGY STAR (3.0) | ENERGY STAR (3.0) | ENERGY STAR (3.0) | ENERGY STAR (3.0) | ENERGY STAR (3.0) | ENERGY STAR (3.0) | ENERGY STAR (3.0) | ENERGY STAR (3.0) | ENERGY STAR (3.0) | ENERGY STAR (3.0) | ENERGY STAR (3.0) | ENERGY STAR (3.0) | ENERGY STAR (3.0) | ENERGY STAR (3.0) | 0 | 0 | 0 | 0 | 0 | 0 | 0 | 0 | 0 | 0 | 0 | 0 | 0 | 0 | 0 | 0 | 0 | 0 | 0 | 0 | 0 | 0 | 0 | 0 | 0 | 0 | 0 | 0 | 0 | 0 | 0 | 0 | 0 | 0 | 0 | 0 | 0 | 0 | 0 | 0 | 0 | 0 | 0 | 0 | 0 | 0 | 0 | 0 | 0 | 0 | 0 | 0 | 0 | 0 | 0 | 0 | 0 | 0 | 0 | 0 | 0 | 0 | 0 | 0 | 0 | 0 | 0 | 0 | 0 | 0 | 0 | 0 | 0 | 0 | 0 | 0 | 0 | 0 | 0 | 0 | 0 | 0 | 0 | 0 | 0 | 0 | 0 | 0 | 0 | 0 | 0 | 0 | 0 | 0 | 0 | 0 | 0 | 0 | 0 | 0 | 0 | 0 | 0 | 0 | 0 | 0 | 0 | 0 | 0 | 0 | 0 | 0 | ENERGY STAR (3.0) | ENERGY STAR (3.0) | ENERGY STAR (3.0) | ENERGY STAR (3.0) | ENERGY STAR (3.0) | ENERGY STAR (3.0) | ENERGY STAR (3.0) | ENERGY STAR (3.0) | ENERGY STAR (3.0) | ENERGY STAR (3.0) | ENERGY STAR (3.0) | ENERGY STAR (3.0) | ENERGY STAR (3.0) | ENERGY STAR (3.0) | ENERGY STAR (3.0) | ENERGY STAR (3.0) | ENERGY STAR (3.0) | ENERGY STAR (3.0) | ENERGY STAR (3.0) | ENERGY STAR (3.0) | ENERGY STAR (3.0) | ENERGY STAR (3.0) | ENERGY STAR (3.0) | ENERGY STAR (3.0) | ENERGY STAR (3.0) | ENERGY STAR (3.0) | ENERGY STAR (3.0) | ENERGY STAR (3.0) | 0 | 0 | 0 | 0 | 0 | 0 | 0 | 0 | 0 | 0 | 0 | 0 | 0 | 0 | 0 | 0 | 0 | 0 | 0 | 0 | 0 | 0 | 0 | 0 | 0 | 0 | 0 | 0 | 0 | 0 | 0 | 0 | 0 | 0 | 0 | 0 | 0 | 0 | 0 | 0 | 0 | 0 | 0 | 0 | 0 | 0 | 0 | 0 | 0 | 0 | 0 | 0 | 0 | 0 | 0 | 0 | 0 | 0 | 0 | 0 | 0 | 0 | 0 | 0 | 0 | 0 | 0 | 0 | 0 | 0 | 0 | 0 | 0 | 0 | 0 | 0 | 0 | 0 | 0 | 0 | 0 | 0 | 0 | 0 | 0 | 0 | 0 | 0 | 0 | 0 | 0 | 0 | 0 | 0 | 0 | 0 | 0 | 0 | 0 | 0 | 0 | 0 | 0 | 0 | 0 | 0 | 0 | 0 | 0 | 0 | 0 | 0 | 0 | 0 | 0 | 0 | 0 | 0 | 0 | 0 | 0 | 0 | 0 | 0 | 0 | 0 | 0 | 0 | 0 | 0 | 0 | 0 | 0 | 0 | 0 | 0 | 0 | 0 | 0 | 0 | 0 | 0 | 0 | 0 | 0 | 0 | 0 | 0 | 0 | 0 | 0 | 0 | 0 | 0 | 0 | 0 | 0 | 0 | 0 | 0 | 0 | 0 | 0 | 0 | 0 | 0 | 0 | 0 | ENERGY STAR (3.0) | ENERGY STAR (3.0) | ENERGY STAR (3.0) | ENERGY STAR (3.0) | ENERGY STAR (3.0) | ENERGY STAR (3.0) | ENERGY STAR (3.0) | ENERGY STAR (3.0) | ENERGY STAR (3.0) | ENERGY STAR (3.0) | ENERGY STAR (3.0) | ENERGY STAR (3.0) | ENERGY STAR (3.0) | ENERGY STAR (3.0) | ENERGY STAR (3.0) | ENERGY STAR (3.0) | ENERGY STAR (3.0) | ENERGY STAR (3.0) | ENERGY STAR (3.0) | ENERGY STAR (3.0) | ENERGY STAR (3.0) | ENERGY STAR (3.0) | ENERGY STAR (3.0) | ENERGY STAR (3.0) | ENERGY STAR (3.0) | ENERGY STAR (3.0) | ENERGY STAR (3.0) | ENERGY STAR (3.0) | 0 | 0 | 0 | 0 | 0 | 0 | 0 | 0 | 0 | 0 | 0 | 0 | 0 | 0 | 0 | 0 | 0 | 0 | 0 | 0 | 0 | 0 | 0 | 0 | 0 | 0 | 0 | 0 | 0 | 0 | 0 | 0 | 0 | 0 | 0 | 0 | 0 | 0 | 0 | 0 | 0 | 0 | 0 | 0 | 0 | 0 | 0 | 0 | 0 | 0 | 0 | 0 | 0 | 0 | 0 | 0 | 0 | 0 | 0 | 0 | 0 | 0 | 0 | 0 | 0 | 0 | 0 | 0 | 0 | 0 | 0 | 0 | 0 | 0 | 0 | 0 | 0 | 0 | 0 | 0 | 0 | 0 | 0 | 0 | 0 | 0 | 0 | 0 | 0 | 0 | 0 | 0 | 0 | 0 | 0 | 0 | 0 | 0 | 0 | 0 | 0 | 0 | 0 | 0 | 0 | 0 | 0 | 0 | 0 | 0 | 0 | 0 | 0 | 0 | 0 | 0 | 0 | 0 | 0 | 0 | 0 | 0 | 0 | 0 | 0 | 0 | 0 | 0 | 0 | 0 | 0 | 0 | 0 | 0 | 0 | 0 | 0 | 0 | 0 | 0 | 0 | 0
Steamer_Warehouse_New_ENERGY STAR (1.2) | Steamer_Warehouse_New | Steamer_Commercial_New_Typical_ENERGY STAR (1.2) | Commercial | Warehouse | New | Food Preparation | Natural Gas | Steamer | EQ | Typical | 15 | 9 | 12 | 423.098 | 0 | 0 | 0.015035 | 1 | LO3Slow | 0.996 | n/a | A | WCE222 | 0.0923831095292024 | 0.05542986571752143 | 1 units | 0.0321 | 0 | 0 | 0 | 0 | RTF Wkbk - ComCookingSteamer_v6_1 | RTF Wkbk - ComCookingSteamer_v6_1 - AEG Edited | RTF Wkbk - ComCookingSteamer_v6_1 - AEG Edited | 0 | 0 | -2107.1942 | ENERGY STAR (1.2) | ENERGY STAR (1.2) | ENERGY STAR (1.2) | ENERGY STAR (1.2) | ENERGY STAR (1.2) | ENERGY STAR (1.2) | ENERGY STAR (1.2) | ENERGY STAR (1.2) | ENERGY STAR (1.2) | ENERGY STAR (1.2) | ENERGY STAR (1.2) | ENERGY STAR (1.2) | ENERGY STAR (1.2) | ENERGY STAR (1.2) | ENERGY STAR (1.2) | ENERGY STAR (1.2) | ENERGY STAR (1.2) | ENERGY STAR (1.2) | ENERGY STAR (1.2) | ENERGY STAR (1.2) | ENERGY STAR (1.2) | ENERGY STAR (1.2) | ENERGY STAR (1.2) | ENERGY STAR (1.2) | ENERGY STAR (1.2) | ENERGY STAR (1.2) | ENERGY STAR (1.2) | ENERGY STAR (1.2) | 0 | 0 | 0 | 0 | 0 | 0 | 0 | 0 | 0 | 0 | 0 | 0 | 0 | 0 | 0 | 0 | 0 | 0 | 0 | 0 | 0 | 0 | 0 | 0 | 0 | 0 | 0 | 0 | 0 | 0 | 0 | 0 | 0 | 0 | 0 | 0 | 0 | 0 | 0 | 0 | 0 | 0 | 0 | 0 | 0 | 0 | 0 | 0 | 0 | 0 | 0 | 0 | 0 | 0 | 0 | 0 | 0 | 0 | 0 | 0 | 0 | 0 | 0 | 0 | 0 | 0 | 0 | 0 | 0 | 0 | 0 | 0 | 0 | 0 | 0 | 0 | 0 | 0 | 0 | 0 | 0 | 0 | 0 | 0 | 0 | 0 | 0 | 0 | 0 | 0 | 0 | 0 | 0 | 0 | 0 | 0 | 0 | 0 | 0 | 0 | 0 | 0 | 0 | 0 | 0 | 0 | 0 | 0 | 0 | 0 | 0 | 0 | ENERGY STAR (1.2) | ENERGY STAR (1.2) | ENERGY STAR (1.2) | ENERGY STAR (1.2) | ENERGY STAR (1.2) | ENERGY STAR (1.2) | ENERGY STAR (1.2) | ENERGY STAR (1.2) | ENERGY STAR (1.2) | ENERGY STAR (1.2) | ENERGY STAR (1.2) | ENERGY STAR (1.2) | ENERGY STAR (1.2) | ENERGY STAR (1.2) | ENERGY STAR (1.2) | ENERGY STAR (1.2) | ENERGY STAR (1.2) | ENERGY STAR (1.2) | ENERGY STAR (1.2) | ENERGY STAR (1.2) | ENERGY STAR (1.2) | ENERGY STAR (1.2) | ENERGY STAR (1.2) | ENERGY STAR (1.2) | ENERGY STAR (1.2) | ENERGY STAR (1.2) | ENERGY STAR (1.2) | ENERGY STAR (1.2) | 0 | 0 | 0 | 0 | 0 | 0 | 0 | 0 | 0 | 0 | 0 | 0 | 0 | 0 | 0 | 0 | 0 | 0 | 0 | 0 | 0 | 0 | 0 | 0 | 0 | 0 | 0 | 0 | 0 | 0 | 0 | 0 | 0 | 0 | 0 | 0 | 0 | 0 | 0 | 0 | 0 | 0 | 0 | 0 | 0 | 0 | 0 | 0 | 0 | 0 | 0 | 0 | 0 | 0 | 0 | 0 | 0 | 0 | 0 | 0 | 0 | 0 | 0 | 0 | 0 | 0 | 0 | 0 | 0 | 0 | 0 | 0 | 0 | 0 | 0 | 0 | 0 | 0 | 0 | 0 | 0 | 0 | 0 | 0 | 0 | 0 | 0 | 0 | 0 | 0 | 0 | 0 | 0 | 0 | 0 | 0 | 0 | 0 | 0 | 0 | 0 | 0 | 0 | 0 | 0 | 0 | 0 | 0 | 0 | 0 | 0 | 0 | 0 | 0 | 0 | 0 | 0 | 0 | 0 | 0 | 0 | 0 | 0 | 0 | 0 | 0 | 0 | 0 | 0 | 0 | 0 | 0 | 0 | 0 | 0 | 0 | 0 | 0 | 0 | 0 | 0 | 0 | 0 | 0 | 0 | 0 | 0 | 0 | 0 | 0 | 0 | 0 | 0 | 0 | 0 | 0 | 0 | 0 | 0 | 0 | 0 | 0 | 0 | 0 | 0 | 0 | 0 | 0 | ENERGY STAR (1.2) | ENERGY STAR (1.2) | ENERGY STAR (1.2) | ENERGY STAR (1.2) | ENERGY STAR (1.2) | ENERGY STAR (1.2) | ENERGY STAR (1.2) | ENERGY STAR (1.2) | ENERGY STAR (1.2) | ENERGY STAR (1.2) | ENERGY STAR (1.2) | ENERGY STAR (1.2) | ENERGY STAR (1.2) | ENERGY STAR (1.2) | ENERGY STAR (1.2) | ENERGY STAR (1.2) | ENERGY STAR (1.2) | ENERGY STAR (1.2) | ENERGY STAR (1.2) | ENERGY STAR (1.2) | ENERGY STAR (1.2) | ENERGY STAR (1.2) | ENERGY STAR (1.2) | ENERGY STAR (1.2) | ENERGY STAR (1.2) | ENERGY STAR (1.2) | ENERGY STAR (1.2) | ENERGY STAR (1.2) | 0 | 0 | 0 | 0 | 0 | 0 | 0 | 0 | 0 | 0 | 0 | 0 | 0 | 0 | 0 | 0 | 0 | 0 | 0 | 0 | 0 | 0 | 0 | 0 | 0 | 0 | 0 | 0 | 0 | 0 | 0 | 0 | 0 | 0 | 0 | 0 | 0 | 0 | 0 | 0 | 0 | 0 | 0 | 0 | 0 | 0 | 0 | 0 | 0 | 0 | 0 | 0 | 0 | 0 | 0 | 0 | 0 | 0 | 0 | 0 | 0 | 0 | 0 | 0 | 0 | 0 | 0 | 0 | 0 | 0 | 0 | 0 | 0 | 0 | 0 | 0 | 0 | 0 | 0 | 0 | 0 | 0 | 0 | 0 | 0 | 0 | 0 | 0 | 0 | 0 | 0 | 0 | 0 | 0 | 0 | 0 | 0 | 0 | 0 | 0 | 0 | 0 | 0 | 0 | 0 | 0 | 0 | 0 | 0 | 0 | 0 | 0 | 0 | 0 | 0 | 0 | 0 | 0 | 0 | 0 | 0 | 0 | 0 | 0 | 0 | 0 | 0 | 0 | 0 | 0 | 0 | 0 | 0 | 0 | 0 | 0 | 0 | 0 | 0 | 0 | 0 | 0
Furnace_Warehouse_Existing_TE 90% | Furnace_Warehouse_Existing | Furnace_Commercial_Existing_TE 80%_TE 90% | Commercial | Warehouse | Existing | Space Heating | Natural Gas | Furnace | EQ | TE 80% | 29 | 17 | 23 | 44.7978 | 0 | 0 | 0.41718 | 1 | LO3Slow | 0.996 | n/a | A | WCE197 | 0.19432476221487377 | 0.11659485732892426 | 140 kBtu/hr | 0.0321 | 10890.537150029704 | 10890.5372 | 2310.552911466437 | 2310.5529 | EIA - Technology Forecast Updates. Appendix A: Updated Buildings Sector Appliance and Equipment Costs and Efficiencies. U.S. Energy Information Administration. March 3, 2023. | EIA - Technology Forecast Updates. Appendix A. U.S. Energy Information Administration. March 3, 2023. ¦ Adjusted via AEG vendor cost review on Grainger.com and HVACDirect | AEG Simulation Data and Market Profile Calculations | 0 | 0 | 1858.9537 | TE 81% (2023 Standard) | TE 81% (2023 Standard) | TE 81% (2023 Standard) | TE 81% (2023 Standard) | TE 81% (2023 Standard) | TE 81% (2023 Standard) | TE 81% (2023 Standard) | TE 81% (2023 Standard) | TE 81% (2023 Standard) | TE 81% (2023 Standard) | TE 81% (2023 Standard) | TE 81% (2023 Standard) | TE 81% (2023 Standard) | TE 81% (2023 Standard) | TE 81% (2023 Standard) | TE 81% (2023 Standard) | TE 81% (2023 Standard) | TE 81% (2023 Standard) | TE 81% (2023 Standard) | TE 81% (2023 Standard) | TE 81% (2023 Standard) | TE 81% (2023 Standard) | TE 81% (2023 Standard) | TE 81% (2023 Standard) | TE 81% (2023 Standard) | TE 81% (2023 Standard) | TE 81% (2023 Standard) | TE 81% (2023 Standard) | 0 | 0 | 0 | 27890.9367 | 29709.7932 | 31388.7376 | 32938.5324 | 34369.1123 | 35689.6475 | 36908.6032 | 38033.793 | 39072.4297 | 40031.1713 | 40916.1636 | 41733.0795 | 42487.1557 | 43183.2261 | 43825.7526 | 44418.854 | 42831.702 | 44066.3807 | 43342.0873 | 42791.5892 | 42390.783 | 42118.3952 | 41955.6759 | 13995.1873 | 12185.4477 | 0 | 0 | 0 | 27890.9367 | 57600.7299 | 88989.4674 | 121927.9998 | 156297.1121 | 191986.7597 | 228895.3628 | 266929.1558 | 306001.5855 | 346032.7568 | 386948.9203 | 428681.9998 | 471169.1555 | 514352.3816 | 558178.1342 | 602596.9882 | 645428.6902 | 686959.5313 | 725295.6922 | 760682.9177 | 793348.0489 | 823500.4777 | 851333.489 | 877025.4993 | 900741.2012 | 0 | 0 | 0 | 161.1728023413327 | 171.6833920262692 | 181.3854748123644 | 190.34124353799072 | 198.6081069770305 | 206.23905784383632 | 213.2830124901187 | 219.78512447130234 | 225.7870739923951 | 231.3273350887882 | 236.44142225468968 | 241.16211810013723 | 245.5196834959348 | 249.54205155359418 | 253.25500668374139 | 256.68234988080025 | 247.51070645489872 | 254.64551968177008 | 250.46005977940487 | 247.2789074729873 | 244.9627765918853 | 243.38873453539145 | 242.44843164679602 | 80.87371105348609 | 70.41580503717493 | 0 | 0 | 0 | 161.1728023413327 | 332.8561943676019 | 514.2416691799663 | 704.582912717957 | 903.1910196949875 | 1109.4300775388238 | 1322.7130900289426 | 1542.4982145002448 | 1768.28528849264 | 1999.6126235814284 | 2236.054045836118 | 2477.2161639362553 | 2722.73584743219 | 2972.277898985784 | 3225.5329056695255 | 3482.2152555503258 | 3729.7259620052246 | 3984.3714816869947 | 4234.831541466399 | 4482.1104489393865 | 4727.073225531271 | 4970.461960066664 | 5212.91039171346 | 5293.784102766946 | 5364.19990780412 | Dual-Fuel Heat Pump - TE 96% | Dual-Fuel Heat Pump - TE 96% | Dual-Fuel Heat Pump - TE 96% | Dual-Fuel Heat Pump - TE 96% | Dual-Fuel Heat Pump - TE 96% | Dual-Fuel Heat Pump - TE 96% | Dual-Fuel Heat Pump - TE 96% | Dual-Fuel Heat Pump - TE 96% | Dual-Fuel Heat Pump - TE 96% | Dual-Fuel Heat Pump - TE 96% | Dual-Fuel Heat Pump - TE 96% | Dual-Fuel Heat Pump - TE 96% | Dual-Fuel Heat Pump - TE 96% | Dual-Fuel Heat Pump - TE 96% | Dual-Fuel Heat Pump - TE 96% | Dual-Fuel Heat Pump - TE 96% | Dual-Fuel Heat Pump - TE 96% | Dual-Fuel Heat Pump - TE 96% | Dual-Fuel Heat Pump - TE 96% | Dual-Fuel Heat Pump - TE 96% | Dual-Fuel Heat Pump - TE 96% | Dual-Fuel Heat Pump - TE 96% | Dual-Fuel Heat Pump - TE 96% | Dual-Fuel Heat Pump - TE 96% | Dual-Fuel Heat Pump - TE 96% | Dual-Fuel Heat Pump - TE 96% | Dual-Fuel Heat Pump - TE 96% | Dual-Fuel Heat Pump - TE 96% | 19870.1914 | 19870.1914 | 19870.1914 | 19870.1914 | 19870.1914 | 19870.1914 | 19870.1914 | 19870.1914 | 19870.1914 | 19870.1914 | 19870.1914 | 19870.1914 | 19870.1914 | 19870.1914 | 19870.1914 | 19870.1914 | 19870.1914 | 19870.1914 | 19870.1914 | 19870.1914 | 19870.1914 | 19870.1914 | 19870.1914 | 19870.1914 | 19870.1914 | 19870.1914 | 19870.1914 | 19870.1914 | 173.2392 | 173.2392 | 173.2392 | 173.2392 | 173.2392 | 173.2392 | 173.2392 | 173.2392 | 173.2392 | 173.2392 | 173.2392 | 173.2392 | 173.2392 | 173.2392 | 173.2392 | 173.2392 | 173.2392 | 173.2392 | 173.2392 | 173.2392 | 173.2392 | 173.2392 | 173.2392 | 173.2392 | 173.2392 | 173.2392 | 173.2392 | 173.2392 | 0 | 0 | 0 | 0 | 0 | 0 | 0 | 0 | 0 | 0 | 0 | 0 | 0 | 0 | 0 | 0 | 0 | 0 | 0 | 0 | 0 | 0 | 0 | 0 | 0 | 0 | 0 | 0 | 0 | 0 | 0 | 0 | 0 | 0 | 0 | 0 | 0 | 0 | 0 | 0 | 0 | 0 | 0 | 0 | 0 | 0 | 0 | 0 | 0 | 0 | 0 | 0 | 0 | 0 | 0 | 0 | 0 | 0 | 0 | 0 | 0 | 0 | 0 | 0 | 0 | 0 | 0 | 0 | 0 | 0 | 0 | 0 | 0 | 0 | 0 | 0 | 0 | 0 | 0 | 0 | 0 | 0 | 0 | 0 | 0 | 0 | 0 | 0 | 0 | 0 | 0 | 0 | 0 | 0 | 0 | 0 | 0 | 0 | 0 | 0 | 0 | 0 | 0 | 0 | 0 | 0 | 0 | 0 | 0 | 0 | 0 | 0 | TE 90% | TE 90% | TE 90% | TE 90% | TE 90% | TE 90% | TE 90% | TE 90% | TE 90% | TE 90% | TE 90% | TE 90% | TE 90% | TE 90% | TE 90% | TE 90% | TE 90% | TE 90% | TE 90% | TE 90% | TE 90% | TE 90% | TE 90% | TE 90% | TE 90% | TE 90% | TE 90% | TE 90% | 1788.4676 | 1788.4676 | 1788.4676 | 1788.4676 | 1788.4676 | 1788.4676 | 1788.4676 | 1788.4676 | 1788.4676 | 1788.4676 | 1788.4676 | 1788.4676 | 1788.4676 | 1788.4676 | 1788.4676 | 1788.4676 | 1788.4676 | 1788.4676 | 1788.4676 | 1788.4676 | 1788.4676 | 1788.4676 | 1788.4676 | 1788.4676 | 1788.4676 | 1788.4676 | 1788.4676 | 1788.4676 | 16.2901 | 16.2901 | 16.2901 | 16.2901 | 16.2901 | 16.2901 | 16.2901 | 16.2901 | 16.2901 | 16.2901 | 16.2901 | 16.2901 | 16.2901 | 16.2901 | 16.2901 | 16.2901 | 16.2901 | 16.2901 | 16.2901 | 16.2901 | 16.2901 | 16.2901 | 16.2901 | 16.2901 | 16.2901 | 16.2901 | 16.2901 | 16.2901 | 0 | 0 | 0 | 0 | 0 | 0 | 0 | 0 | 0 | 0 | 0 | 0 | 0 | 0 | 0 | 0 | 0 | 0 | 0 | 0 | 0 | 0 | 0 | 0 | 0 | 0 | 0 | 0 | 0 | 0 | 0 | 0 | 0 | 0 | 0 | 0 | 0 | 0 | 0 | 0 | 0 | 0 | 0 | 0 | 0 | 0 | 0 | 0 | 0 | 0 | 0 | 0 | 0 | 0 | 0 | -2.3283e-10 | 0 | 0 | 0 | 0 | 0 | 0 | 0 | 0 | 0 | 0 | 0 | 0 | 0 | 0 | 0 | 0 | 0 | 0 | 0 | 0 | 0 | 0 | 0 | 0 | 0 | 0 | 0 | 7.432229413187564E-14 | 0 | 0
Furnace_Warehouse_New_TE 90% | Furnace_Warehouse_New | Furnace_Commercial_New_TE 80%_TE 90% | Commercial | Warehouse | New | Space Heating | Natural Gas | Furnace | EQ | TE 80% | 29 | 17 | 23 | 44.7978 | 0 | 0 | 0.41718 | 1 | LO3Slow | 0.996 | n/a | A | WCE211 | 0.19432476221487377 | 0.11659485732892426 | 140 kBtu/hr | 0.0321 | 8167.248120176956 | 8167.2481 | 1732.7757724688702 | 1732.7758 | EIA - Technology Forecast Updates. Appendix A: Updated Buildings Sector Appliance and Equipment Costs and Efficiencies. U.S. Energy Information Administration. March 3, 2023. | EIA - Technology Forecast Updates. Appendix A. U.S. Energy Information Administration. March 3, 2023. ¦ Adjusted via AEG vendor cost review on Grainger.com and HVACDirect | AEG Simulation Data and Market Profile Calculations | 0 | 0 | 1858.9537 | TE 81% (2023 Standard) | TE 81% (2023 Standard) | TE 81% (2023 Standard) | TE 81% (2023 Standard) | TE 81% (2023 Standard) | TE 81% (2023 Standard) | TE 81% (2023 Standard) | TE 81% (2023 Standard) | TE 81% (2023 Standard) | TE 81% (2023 Standard) | TE 81% (2023 Standard) | TE 81% (2023 Standard) | TE 81% (2023 Standard) | TE 81% (2023 Standard) | TE 81% (2023 Standard) | TE 81% (2023 Standard) | TE 81% (2023 Standard) | TE 81% (2023 Standard) | TE 81% (2023 Standard) | TE 81% (2023 Standard) | TE 81% (2023 Standard) | TE 81% (2023 Standard) | TE 81% (2023 Standard) | TE 81% (2023 Standard) | TE 81% (2023 Standard) | TE 81% (2023 Standard) | TE 81% (2023 Standard) | TE 81% (2023 Standard) | 0 | 0 | 0 | 0 | 0 | 0 | 0 | 0 | 0 | 0 | 0 | 0 | 0 | 0 | 0 | 0 | 0 | 0 | 0 | 0 | 0 | 0 | 0 | 0 | 0 | 0 | 0 | 0 | 0 | 0 | 0 | 0 | 0 | 0 | 0 | 0 | 0 | 0 | 0 | 0 | 0 | 0 | 0 | 0 | 0 | 0 | 0 | 0 | 0 | 0 | 0 | 0 | 0 | 0 | 0 | 0 | 0 | 0 | 0 | 0 | 0 | 0 | 0 | 0 | 0 | 0 | 0 | 0 | 0 | 0 | 0 | 0 | 0 | 0 | 0 | 0 | 0 | 0 | 0 | 0 | 0 | 0 | 0 | 0 | 0 | 0 | 0 | 0 | 0 | 0 | 0 | 0 | 0 | 0 | 0 | 0 | 0 | 0 | 0 | 0 | 0 | 0 | 0 | 0 | 0 | 0 | 0 | 0 | 0 | 0 | 0 | 0 | Dual-Fuel Heat Pump - TE 96% | Dual-Fuel Heat Pump - TE 96% | Dual-Fuel Heat Pump - TE 96% | Dual-Fuel Heat Pump - TE 96% | Dual-Fuel Heat Pump - TE 96% | Dual-Fuel Heat Pump - TE 96% | Dual-Fuel Heat Pump - TE 96% | Dual-Fuel Heat Pump - TE 96% | Dual-Fuel Heat Pump - TE 96% | Dual-Fuel Heat Pump - TE 96% | Dual-Fuel Heat Pump - TE 96% | Dual-Fuel Heat Pump - TE 96% | Dual-Fuel Heat Pump - TE 96% | Dual-Fuel Heat Pump - TE 96% | Dual-Fuel Heat Pump - TE 96% | Dual-Fuel Heat Pump - TE 96% | Dual-Fuel Heat Pump - TE 96% | Dual-Fuel Heat Pump - TE 96% | Dual-Fuel Heat Pump - TE 96% | Dual-Fuel Heat Pump - TE 96% | Dual-Fuel Heat Pump - TE 96% | Dual-Fuel Heat Pump - TE 96% | Dual-Fuel Heat Pump - TE 96% | Dual-Fuel Heat Pump - TE 96% | Dual-Fuel Heat Pump - TE 96% | Dual-Fuel Heat Pump - TE 96% | Dual-Fuel Heat Pump - TE 96% | Dual-Fuel Heat Pump - TE 96% | 19870.1914 | 19870.1914 | 19870.1914 | 19870.1914 | 19870.1914 | 19870.1914 | 19870.1914 | 19870.1914 | 19870.1914 | 19870.1914 | 19870.1914 | 19870.1914 | 19870.1914 | 19870.1914 | 19870.1914 | 19870.1914 | 19870.1914 | 19870.1914 | 19870.1914 | 19870.1914 | 19870.1914 | 19870.1914 | 19870.1914 | 19870.1914 | 19870.1914 | 19870.1914 | 19870.1914 | 19870.1914 | 230.5679 | 230.5679 | 230.5679 | 230.5679 | 230.5679 | 230.5679 | 230.5679 | 230.5679 | 230.5679 | 230.5679 | 230.5679 | 230.5679 | 230.5679 | 230.5679 | 230.5679 | 230.5679 | 230.5679 | 230.5679 | 230.5679 | 230.5679 | 230.5679 | 230.5679 | 230.5679 | 230.5679 | 230.5679 | 230.5679 | 230.5679 | 230.5679 | 0 | 0 | 0 | 0 | 0 | 0 | 0 | 0 | 0 | 0 | 0 | 0 | 0 | 0 | 0 | 0 | 0 | 0 | 0 | 0 | 0 | 0 | 0 | 0 | 0 | 0 | 0 | 0 | 0 | 0 | 0 | 0 | 0 | 0 | 0 | 0 | 0 | 0 | 0 | 0 | 0 | 0 | 0 | 0 | 0 | 0 | 0 | 0 | 0 | 0 | 0 | 0 | 0 | 0 | 0 | 0 | 0 | 0 | 0 | 0 | 0 | 0 | 0 | 0 | 0 | 0 | 0 | 0 | 0 | 0 | 0 | 0 | 0 | 0 | 0 | 0 | 0 | 0 | 0 | 0 | 0 | 0 | 0 | 0 | 0 | 0 | 0 | 0 | 0 | 0 | 0 | 0 | 0 | 0 | 0 | 0 | 0 | 0 | 0 | 0 | 0 | 0 | 0 | 0 | 0 | 0 | 0 | 0 | 0 | 0 | 0 | 0 | TE 90% | TE 90% | TE 90% | TE 90% | TE 90% | TE 90% | TE 90% | TE 90% | TE 90% | TE 90% | TE 90% | TE 90% | TE 90% | TE 90% | TE 90% | TE 90% | TE 90% | TE 90% | TE 90% | TE 90% | TE 90% | TE 90% | TE 90% | TE 90% | TE 90% | TE 90% | TE 90% | TE 90% | 1788.4676 | 1788.4676 | 1788.4676 | 1788.4676 | 1788.4676 | 1788.4676 | 1788.4676 | 1788.4676 | 1788.4676 | 1788.4676 | 1788.4676 | 1788.4676 | 1788.4676 | 1788.4676 | 1788.4676 | 1788.4676 | 1788.4676 | 1788.4676 | 1788.4676 | 1788.4676 | 1788.4676 | 1788.4676 | 1788.4676 | 1788.4676 | 1788.4676 | 1788.4676 | 1788.4676 | 1788.4676 | 15.9769 | 15.9769 | 15.9769 | 15.9769 | 15.9769 | 15.9769 | 15.9769 | 15.9769 | 15.9769 | 15.9769 | 15.9769 | 15.9769 | 15.9769 | 15.9769 | 15.9769 | 15.9769 | 15.9769 | 15.9769 | 15.9769 | 15.9769 | 15.9769 | 15.9769 | 15.9769 | 15.9769 | 15.9769 | 15.9769 | 15.9769 | 15.9769 | 0 | 0 | 0 | 0 | 0 | 0 | 0 | 0 | 0 | 0 | 0 | 0 | 0 | 0 | 0 | 0 | 0 | 0 | 0 | 0 | 0 | 0 | 0 | 0 | 0 | 0 | 0 | 0 | 0 | 0 | 0 | 0 | 0 | 0 | 0 | 0 | 0 | 0 | 0 | 0 | 0 | 0 | 0 | 0 | 0 | 0 | 0 | 0 | 0 | 0 | 0 | 0 | 0 | 0 | 0 | 0 | 0 | 0 | 0 | 0 | 0 | 0 | 0 | 0 | 0 | 0 | 0 | 0 | 0 | 0 | 0 | 0 | 0 | 0 | 0 | 0 | 0 | 0 | 0 | 0 | 0 | 0 | 0 | 0 | 0 | 0
Fryer_Office_Existing_ENERGY STAR (3.0) | Fryer_Office_Existing | Fryer_Commercial_Existing_Standard_ENERGY STAR (3.0) | Commercial | Office | Existing | Food Preparation | Natural Gas | Fryer | EQ | Standard | 14 | 8 | 11 | 189.6795 | 0 | 0 | 0.027125 | 1 | LO3Slow | 0.996 | n/a | A | WCE8 | 0.07614091688161014 | 0.04568455012896608 | 1 units | 0.0321 | 0 | 0 | 0 | 0 | RTF WkBk - ComCookingFryer_v6_1 - AEG Edited | RTF WkBk - ComCookingFryer_v6_1 - AEG Edited | RTF WkBk - ComCookingFryer_v6_1 - AEG Edited | 0 | 0 | 9742.0636 | ENERGY STAR (3.0) | ENERGY STAR (3.0) | ENERGY STAR (3.0) | ENERGY STAR (3.0) | ENERGY STAR (3.0) | ENERGY STAR (3.0) | ENERGY STAR (3.0) | ENERGY STAR (3.0) | ENERGY STAR (3.0) | ENERGY STAR (3.0) | ENERGY STAR (3.0) | ENERGY STAR (3.0) | ENERGY STAR (3.0) | ENERGY STAR (3.0) | ENERGY STAR (3.0) | ENERGY STAR (3.0) | ENERGY STAR (3.0) | ENERGY STAR (3.0) | ENERGY STAR (3.0) | ENERGY STAR (3.0) | ENERGY STAR (3.0) | ENERGY STAR (3.0) | ENERGY STAR (3.0) | ENERGY STAR (3.0) | ENERGY STAR (3.0) | ENERGY STAR (3.0) | ENERGY STAR (3.0) | ENERGY STAR (3.0) | 0 | 0 | 0 | 0 | 0 | 0 | 0 | 0 | 0 | 0 | 0 | 0 | 0 | 0 | 0 | 0 | 0 | 0 | 0 | 0 | 0 | 0 | 0 | 0 | 0 | 0 | 0 | 0 | 0 | 0 | 0 | 0 | 0 | 0 | 0 | 0 | 0 | 0 | 0 | 0 | 0 | 0 | 0 | 0 | 0 | 0 | 0 | 0 | 0 | -7.276e-12 | 0 | 0 | -7.276e-12 | 0 | 0 | 0 | 0 | 0 | 0 | 0 | 0 | 0 | 0 | 0 | 0 | 0 | 0 | 0 | 0 | 0 | 0 | 0 | 0 | 0 | 0 | 1.871929907093199E-15 | 0 | 0 | 0 | 1.871929907093199E-15 | 0 | 0 | 0 | 0 | 0 | 0 | 0 | 0 | 0 | 0 | 0 | 0 | 0 | 0 | 0 | 0 | 0 | 0 | 0 | 0 | 0 | 0 | 0 | 1.871929907093199E-15 | 1.871929907093199E-15 | 1.871929907093199E-15 | 1.871929907093199E-15 | 3.743859814186398E-15 | 3.743859814186398E-15 | 3.743859814186398E-15 | 3.743859814186398E-15 | 3.743859814186398E-15 | ENERGY STAR (3.0) | ENERGY STAR (3.0) | ENERGY STAR (3.0) | ENERGY STAR (3.0) | ENERGY STAR (3.0) | ENERGY STAR (3.0) | ENERGY STAR (3.0) | ENERGY STAR (3.0) | ENERGY STAR (3.0) | ENERGY STAR (3.0) | ENERGY STAR (3.0) | ENERGY STAR (3.0) | ENERGY STAR (3.0) | ENERGY STAR (3.0) | ENERGY STAR (3.0) | ENERGY STAR (3.0) | ENERGY STAR (3.0) | ENERGY STAR (3.0) | ENERGY STAR (3.0) | ENERGY STAR (3.0) | ENERGY STAR (3.0) | ENERGY STAR (3.0) | ENERGY STAR (3.0) | ENERGY STAR (3.0) | ENERGY STAR (3.0) | ENERGY STAR (3.0) | ENERGY STAR (3.0) | ENERGY STAR (3.0) | 0 | 0 | 0 | 0 | 0 | 0 | 0 | 0 | 0 | 0 | 0 | 0 | 0 | 0 | 0 | 0 | 0 | 0 | 0 | 0 | 0 | 0 | 0 | 0 | 0 | 0 | 0 | 0 | 0 | 0 | 0 | 0 | 0 | 0 | 0 | 0 | 0 | 0 | 0 | 0 | 0 | 0 | 0 | 0 | 0 | 0 | 0 | 0 | 0 | 0 | 0 | 0 | 0 | 0 | 0 | 0 | 0 | 0 | 0 | 0 | 0 | 0 | 0 | 0 | 0 | 0 | 0 | 0 | 0 | 0 | 0 | 0 | 0 | 0 | 0 | 0 | 0 | 0 | 0 | 0 | 0 | 0 | 0 | 0 | 0 | 0 | 0 | 0 | 0 | 0 | 0 | 0 | 0 | 0 | 0 | 0 | 0 | 0 | 0 | 0 | 0 | 0 | 0 | 0 | 0 | 0 | 7.276e-12 | 0 | -7.276e-12 | 0 | 0 | 0 | 0 | 0 | 0 | 0 | 0 | 0 | 0 | 0 | 0 | 0 | 0 | 0 | 0 | 0 | 0 | 0 | 0 | 0 | 0 | 1.871929907093199E-15 | 0 | 1.871929907093199E-15 | 0 | 1.871929907093199E-15 | 0 | 9.359649535465995E-16 | 0 | 0 | 0 | 0 | 0 | 0 | 0 | 0 | 0 | 0 | 0 | 0 | 0 | 0 | 0 | 0 | 0 | 0 | 0 | 0 | 0 | 1.871929907093199E-15 | 1.871929907093199E-15 | 3.743859814186398E-15 | 3.743859814186398E-15 | 5.615789721279597E-15 | 5.615789721279597E-15 | 6.5517546748261965E-15 | 6.5517546748261965E-15 | 6.5517546748261965E-15 | ENERGY STAR (3.0) | ENERGY STAR (3.0) | ENERGY STAR (3.0) | ENERGY STAR (3.0) | ENERGY STAR (3.0) | ENERGY STAR (3.0) | ENERGY STAR (3.0) | ENERGY STAR (3.0) | ENERGY STAR (3.0) | ENERGY STAR (3.0) | ENERGY STAR (3.0) | ENERGY STAR (3.0) | ENERGY STAR (3.0) | ENERGY STAR (3.0) | ENERGY STAR (3.0) | ENERGY STAR (3.0) | ENERGY STAR (3.0) | ENERGY STAR (3.0) | ENERGY STAR (3.0) | ENERGY STAR (3.0) | ENERGY STAR (3.0) | ENERGY STAR (3.0) | ENERGY STAR (3.0) | ENERGY STAR (3.0) | ENERGY STAR (3.0) | ENERGY STAR (3.0) | ENERGY STAR (3.0) | ENERGY STAR (3.0) | 0 | 0 | 0 | 0 | 0 | 0 | 0 | 0 | 0 | 0 | 0 | 0 | 0 | 0 | 0 | 0 | 0 | 0 | 0 | 0 | 0 | 0 | 0 | 0 | 0 | 0 | 0 | 0 | 0 | 0 | 0 | 0 | 0 | 0 | 0 | 0 | 0 | 0 | 0 | 0 | 0 | 0 | 0 | 0 | 0 | 0 | 0 | 0 | 0 | 0 | 0 | 0 | 0 | 0 | 0 | 0 | 0 | 0 | 0 | 0 | 0 | 0 | 0 | 0 | 0 | 0 | 0 | 0 | 0 | 0 | 0 | 0 | 0 | 0 | 0 | 0 | 0 | 0 | 0 | 0 | 0 | 0 | 0 | 0 | 0 | 0 | 0 | 0 | 0 | 0 | 0 | 0 | 0 | 0 | 0 | 0 | 0 | 0 | 0 | 0 | 0 | 0 | 0 | 0 | 7.276e-12 | 0 | 7.276e-12 | 7.276e-12 | 0 | 0 | 0 | 0 | 0 | 0 | 0 | 0 | 0 | 0 | 0 | 0 | 0 | 0 | 0 | 0 | 0 | 0 | 0 | 0 | 0 | 0 | 0 | 0 | 0 | 1.871929907093199E-15 | 0 | 0 | 0 | 0 | 0 | 0 | 0 | 0
Steamer_Office_Existing_ENERGY STAR (1.2) | Steamer_Office_Existing | Steamer_Commercial_Existing_Typical_ENERGY STAR (1.2) | Commercial | Office | Existing | Food Preparation | Natural Gas | Steamer | EQ | Typical | 15 | 9 | 12 | 415.2054 | 0 | 0 | 0.00058066 | 1 | LO3Slow | 0.996 | n/a | A | WCE12 | 0.0923831095292024 | 0.05542986571752143 | 1 units | 0.0321 | 0 | 0 | 0 | 0 | RTF Wkbk - ComCookingSteamer_v6_1 | RTF Wkbk - ComCookingSteamer_v6_1 - AEG Edited | RTF Wkbk - ComCookingSteamer_v6_1 - AEG Edited | 0 | 0 | -2105.7963 | ENERGY STAR (1.2) | ENERGY STAR (1.2) | ENERGY STAR (1.2) | ENERGY STAR (1.2) | ENERGY STAR (1.2) | ENERGY STAR (1.2) | ENERGY STAR (1.2) | ENERGY STAR (1.2) | ENERGY STAR (1.2) | ENERGY STAR (1.2) | ENERGY STAR (1.2) | ENERGY STAR (1.2) | ENERGY STAR (1.2) | ENERGY STAR (1.2) | ENERGY STAR (1.2) | ENERGY STAR (1.2) | ENERGY STAR (1.2) | ENERGY STAR (1.2) | ENERGY STAR (1.2) | ENERGY STAR (1.2) | ENERGY STAR (1.2) | ENERGY STAR (1.2) | ENERGY STAR (1.2) | ENERGY STAR (1.2) | ENERGY STAR (1.2) | ENERGY STAR (1.2) | ENERGY STAR (1.2) | ENERGY STAR (1.2) | 0 | 0 | 0 | 0 | 0 | 0 | 0 | 0 | 0 | 0 | 0 | 0 | 0 | 0 | 0 | 0 | 0 | 0 | 0 | 0 | 0 | 0 | 0 | 0 | 0 | 0 | 0 | 0 | 0 | 0 | 0 | 0 | 0 | 0 | 0 | 0 | 0 | 0 | 0 | 0 | 0 | 0 | 0 | 0 | 0 | 0 | 0 | 0 | 0 | -1.1369e-13 | -1.1369e-13 | 0 | 0 | 0 | -1.1369e-13 | -1.1369e-13 | 0 | 0 | 0 | 0 | 0 | 0 | 0 | 0 | 0 | 0 | 0 | 0 | 0 | 0 | 5.804744157983981E-17 | 0 | 0 | 0 | 0 | 0 | 0 | 5.804744157983981E-17 | 2.9023720789919905E-17 | 0 | 0 | 0 | 0 | 2.9023720789919905E-17 | 0 | 0 | 0 | 0 | 0 | 0 | 0 | 0 | 0 | 0 | 0 | 0 | 0 | 0 | 5.804744157983981E-17 | 5.804744157983981E-17 | 5.804744157983981E-17 | 5.804744157983981E-17 | 5.804744157983981E-17 | 5.804744157983981E-17 | 5.804744157983981E-17 | 1.1609488315967962E-16 | 1.4511860394959952E-16 | 1.4511860394959952E-16 | 1.4511860394959952E-16 | 1.4511860394959952E-16 | 1.4511860394959952E-16 | 1.7414232473951944E-16 | ENERGY STAR (1.2) | ENERGY STAR (1.2) | ENERGY STAR (1.2) | ENERGY STAR (1.2) | ENERGY STAR (1.2) | ENERGY STAR (1.2) | ENERGY STAR (1.2) | ENERGY STAR (1.2) | ENERGY STAR (1.2) | ENERGY STAR (1.2) | ENERGY STAR (1.2) | ENERGY STAR (1.2) | ENERGY STAR (1.2) | ENERGY STAR (1.2) | ENERGY STAR (1.2) | ENERGY STAR (1.2) | ENERGY STAR (1.2) | ENERGY STAR (1.2) | ENERGY STAR (1.2) | ENERGY STAR (1.2) | ENERGY STAR (1.2) | ENERGY STAR (1.2) | ENERGY STAR (1.2) | ENERGY STAR (1.2) | ENERGY STAR (1.2) | ENERGY STAR (1.2) | ENERGY STAR (1.2) | ENERGY STAR (1.2) | 0 | 0 | 0 | 0 | 0 | 0 | 0 | 0 | 0 | 0 | 0 | 0 | 0 | 0 | 0 | 0 | 0 | 0 | 0 | 0 | 0 | 0 | 0 | 0 | 0 | 0 | 0 | 0 | 0 | 0 | 0 | 0 | 0 | 0 | 0 | 0 | 0 | 0 | 0 | 0 | 0 | 0 | 0 | 0 | 0 | 0 | 0 | 0 | 0 | 0 | 0 | 0 | 0 | 0 | 0 | 0 | 0 | 0 | 0 | 0 | 0 | 0 | 0 | 0 | 0 | 0 | 0 | 0 | 0 | 0 | 0 | 0 | 0 | 0 | 0 | 0 | 0 | 0 | 0 | 0 | 0 | 0 | 0 | 0 | 0 | 0 | 0 | 0 | 0 | 0 | 0 | 0 | 0 | 0 | 0 | 0 | 0 | 0 | 0 | 0 | 0 | 0 | 0 | 0 | 0 | 0 | 0 | 2.2737e-13 | 0 | 0 | -1.1369e-13 | -1.1369e-13 | 0 | 0 | 0 | 0 | 0 | 0 | 0 | 0 | 0 | 0 | 0 | 0 | 0 | 0 | 5.804744157983981E-17 | 0 | 0 | 0 | 0 | 8.707116236975972E-17 | 0 | 0 | 2.9023720789919905E-17 | 0 | 0 | 0 | 0 | 2.9023720789919905E-17 | 0 | 0 | 0 | 0 | 0 | 0 | 0 | 0 | 0 | 0 | 0 | 0 | 0 | 0 | 5.804744157983981E-17 | 5.804744157983981E-17 | 5.804744157983981E-17 | 5.804744157983981E-17 | 5.804744157983981E-17 | 1.4511860394959952E-16 | 1.4511860394959952E-16 | 1.4511860394959952E-16 | 1.7414232473951944E-16 | 1.7414232473951944E-16 | 1.7414232473951944E-16 | 1.7414232473951944E-16 | 1.7414232473951944E-16 | 2.0316604552943934E-16 | ENERGY STAR (1.2) | ENERGY STAR (1.2) | ENERGY STAR (1.2) | ENERGY STAR (1.2) | ENERGY STAR (1.2) | ENERGY STAR (1.2) | ENERGY STAR (1.2) | ENERGY STAR (1.2) | ENERGY STAR (1.2) | ENERGY STAR (1.2) | ENERGY STAR (1.2) | ENERGY STAR (1.2) | ENERGY STAR (1.2) | ENERGY STAR (1.2) | ENERGY STAR (1.2) | ENERGY STAR (1.2) | ENERGY STAR (1.2) | ENERGY STAR (1.2) | ENERGY STAR (1.2) | ENERGY STAR (1.2) | ENERGY STAR (1.2) | ENERGY STAR (1.2) | ENERGY STAR (1.2) | ENERGY STAR (1.2) | ENERGY STAR (1.2) | ENERGY STAR (1.2) | ENERGY STAR (1.2) | ENERGY STAR (1.2) | 0 | 0 | 0 | 0 | 0 | 0 | 0 | 0 | 0 | 0 | 0 | 0 | 0 | 0 | 0 | 0 | 0 | 0 | 0 | 0 | 0 | 0 | 0 | 0 | 0 | 0 | 0 | 0 | 0 | 0 | 0 | 0 | 0 | 0 | 0 | 0 | 0 | 0 | 0 | 0 | 0 | 0 | 0 | 0 | 0 | 0 | 0 | 0 | 0 | 0 | 0 | 0 | 0 | 0 | 0 | 0 | 0 | 0 | 0 | 0 | 0 | 0 | 0 | 0 | 0 | 0 | 0 | 0 | 0 | 0 | 0 | 0 | 0 | 0 | 0 | 0 | 0 | 0 | 0 | 0 | 0 | 0 | 0 | 0 | 0 | 0 | 0 | 0 | 0 | 0 | 0 | 0 | 0 | 0 | 0 | 0 | 0 | 0 | 0 | 0 | 0 | 0 | 0 | 0 | 0 | 0 | 0 | 2.2737e-13 | 0 | 0 | 0 | 0 | 0 | 0 | 0 | 0 | 0 | 0 | 0 | 0 | 0 | 0 | 0 | 0 | 0 | 0 | 0 | 0 | 2.9023720789919905E-17 | 0 | 0 | 0 | 0 | 0 | 0 | 0 | 0 | 0 | 0 | 0 | 0 | 0
Fryer_Office_New_ENERGY STAR (3.0) | Fryer_Office_New | Fryer_Commercial_New_Standard_ENERGY STAR (3.0) | Commercial | Office | New | Food Preparation | Natural Gas | Fryer | EQ | Standard | 14 | 8 | 11 | 189.6795 | 0 | 0 | 0.027125 | 1 | LO3Slow | 0.996 | n/a | A | WCE22 | 0.07614091688161014 | 0.04568455012896608 | 1 units | 0.0321 | 0 | 0 | 0 | 0 | RTF WkBk - ComCookingFryer_v6_1 - AEG Edited | RTF WkBk - ComCookingFryer_v6_1 - AEG Edited | RTF WkBk - ComCookingFryer_v6_1 - AEG Edited | 0 | 0 | 9742.0636 | ENERGY STAR (3.0) | ENERGY STAR (3.0) | ENERGY STAR (3.0) | ENERGY STAR (3.0) | ENERGY STAR (3.0) | ENERGY STAR (3.0) | ENERGY STAR (3.0) | ENERGY STAR (3.0) | ENERGY STAR (3.0) | ENERGY STAR (3.0) | ENERGY STAR (3.0) | ENERGY STAR (3.0) | ENERGY STAR (3.0) | ENERGY STAR (3.0) | ENERGY STAR (3.0) | ENERGY STAR (3.0) | ENERGY STAR (3.0) | ENERGY STAR (3.0) | ENERGY STAR (3.0) | ENERGY STAR (3.0) | ENERGY STAR (3.0) | ENERGY STAR (3.0) | ENERGY STAR (3.0) | ENERGY STAR (3.0) | ENERGY STAR (3.0) | ENERGY STAR (3.0) | ENERGY STAR (3.0) | ENERGY STAR (3.0) | 0 | 0 | 0 | 0 | 0 | 0 | 0 | 0 | 0 | 0 | 0 | 0 | 0 | 0 | 0 | 0 | 0 | 0 | 0 | 0 | 0 | 0 | 0 | 0 | 0 | 0 | 0 | 0 | 0 | 0 | 0 | 0 | 0 | 0 | 0 | 0 | 0 | 0 | 0 | 0 | 0 | 0 | 0 | 0 | 0 | 0 | 0 | 0 | 0 | 0 | 0 | 0 | 0 | 0 | 0 | 0 | 0 | 0 | 0 | 0 | 0 | 0 | 0 | 0 | 0 | 0 | 0 | 0 | 0 | 0 | 0 | 0 | 0 | 0 | 0 | 0 | 0 | 0 | 0 | 0 | 0 | 0 | 0 | 0 | 0 | 0 | 0 | 0 | 0 | 0 | 0 | 0 | 0 | 0 | 0 | 0 | 0 | 0 | 0 | 0 | 0 | 0 | 0 | 0 | 0 | 0 | 0 | 0 | 0 | 0 | 0 | 0 | ENERGY STAR (3.0) | ENERGY STAR (3.0) | ENERGY STAR (3.0) | ENERGY STAR (3.0) | ENERGY STAR (3.0) | ENERGY STAR (3.0) | ENERGY STAR (3.0) | ENERGY STAR (3.0) | ENERGY STAR (3.0) | ENERGY STAR (3.0) | ENERGY STAR (3.0) | ENERGY STAR (3.0) | ENERGY STAR (3.0) | ENERGY STAR (3.0) | ENERGY STAR (3.0) | ENERGY STAR (3.0) | ENERGY STAR (3.0) | ENERGY STAR (3.0) | ENERGY STAR (3.0) | ENERGY STAR (3.0) | ENERGY STAR (3.0) | ENERGY STAR (3.0) | ENERGY STAR (3.0) | ENERGY STAR (3.0) | ENERGY STAR (3.0) | ENERGY STAR (3.0) | ENERGY STAR (3.0) | ENERGY STAR (3.0) | 0 | 0 | 0 | 0 | 0 | 0 | 0 | 0 | 0 | 0 | 0 | 0 | 0 | 0 | 0 | 0 | 0 | 0 | 0 | 0 | 0 | 0 | 0 | 0 | 0 | 0 | 0 | 0 | 0 | 0 | 0 | 0 | 0 | 0 | 0 | 0 | 0 | 0 | 0 | 0 | 0 | 0 | 0 | 0 | 0 | 0 | 0 | 0 | 0 | 0 | 0 | 0 | 0 | 0 | 0 | 0 | 0 | 0 | 0 | 0 | 0 | 0 | 0 | 0 | 0 | 0 | 0 | 0 | 0 | 0 | 0 | 0 | 0 | 0 | 0 | 0 | 0 | 0 | 0 | 0 | 0 | 0 | 0 | 0 | 0 | 0 | 0 | 0 | 0 | 0 | 0 | 0 | 0 | 0 | 0 | 0 | 0 | 0 | 0 | 0 | 0 | 0 | 0 | 0 | 0 | 0 | 0 | 0 | 0 | 0 | 0 | 0 | 0 | 0 | 0 | 0 | 0 | 0 | 0 | 0 | 0 | 0 | 0 | 0 | 0 | 0 | 0 | 0 | 0 | 0 | 0 | 0 | 0 | 0 | 0 | 0 | 0 | 0 | 0 | 0 | 0 | 0 | 0 | 0 | 0 | 0 | 0 | 0 | 0 | 0 | 0 | 0 | 0 | 0 | 0 | 0 | 0 | 0 | 0 | 0 | 0 | 0 | 0 | 0 | 0 | 0 | 0 | 0 | ENERGY STAR (3.0) | ENERGY STAR (3.0) | ENERGY STAR (3.0) | ENERGY STAR (3.0) | ENERGY STAR (3.0) | ENERGY STAR (3.0) | ENERGY STAR (3.0) | ENERGY STAR (3.0) | ENERGY STAR (3.0) | ENERGY STAR (3.0) | ENERGY STAR (3.0) | ENERGY STAR (3.0) | ENERGY STAR (3.0) | ENERGY STAR (3.0) | ENERGY STAR (3.0) | ENERGY STAR (3.0) | ENERGY STAR (3.0) | ENERGY STAR (3.0) | ENERGY STAR (3.0) | ENERGY STAR (3.0) | ENERGY STAR (3.0) | ENERGY STAR (3.0) | ENERGY STAR (3.0) | ENERGY STAR (3.0) | ENERGY STAR (3.0) | ENERGY STAR (3.0) | ENERGY STAR (3.0) | ENERGY STAR (3.0) | 0 | 0 | 0 | 0 | 0 | 0 | 0 | 0 | 0 | 0 | 0 | 0 | 0 | 0 | 0 | 0 | 0 | 0 | 0 | 0 | 0 | 0 | 0 | 0 | 0 | 0 | 0 | 0 | 0 | 0 | 0 | 0 | 0 | 0 | 0 | 0 | 0 | 0 | 0 | 0 | 0 | 0 | 0 | 0 | 0 | 0 | 0 | 0 | 0 | 0 | 0 | 0 | 0 | 0 | 0 | 0 | 0 | 0 | 0 | 0 | 0 | 0 | 0 | 0 | 0 | 0 | 0 | 0 | 0 | 0 | 0 | 0 | 0 | 0 | 0 | 0 | 0 | 0 | 0 | 0 | 0 | 0 | 0 | 0 | 0 | 0 | 0 | 0 | 0 | 0 | 0 | 0 | 0 | 0 | 0 | 0 | 0 | 0 | 0 | 0 | 0 | 0 | 0 | 0 | 0 | 0 | 0 | 0 | 0 | 0 | 0 | 0 | 0 | 0 | 0 | 0 | 0 | 0 | 0 | 0 | 0 | 0 | 0 | 0 | 0 | 0 | 0 | 0 | 0 | 0 | 0 | 0 | 0 | 0 | 0 | 0 | 0 | 0 | 0 | 0 | 0 | 0
Steamer_Office_New_ENERGY STAR (1.2) | Steamer_Office_New | Steamer_Commercial_New_Typical_ENERGY STAR (1.2) | Commercial | Office | New | Food Preparation | Natural Gas | Steamer | EQ | Typical | 15 | 9 | 12 | 415.2054 | 0 | 0 | 0.00058066 | 1 | LO3Slow | 0.996 | n/a | A | WCE26 | 0.0923831095292024 | 0.05542986571752143 | 1 units | 0.0321 | 0 | 0 | 0 | 0 | RTF Wkbk - ComCookingSteamer_v6_1 | RTF Wkbk - ComCookingSteamer_v6_1 - AEG Edited | RTF Wkbk - ComCookingSteamer_v6_1 - AEG Edited | 0 | 0 | -2105.7963 | ENERGY STAR (1.2) | ENERGY STAR (1.2) | ENERGY STAR (1.2) | ENERGY STAR (1.2) | ENERGY STAR (1.2) | ENERGY STAR (1.2) | ENERGY STAR (1.2) | ENERGY STAR (1.2) | ENERGY STAR (1.2) | ENERGY STAR (1.2) | ENERGY STAR (1.2) | ENERGY STAR (1.2) | ENERGY STAR (1.2) | ENERGY STAR (1.2) | ENERGY STAR (1.2) | ENERGY STAR (1.2) | ENERGY STAR (1.2) | ENERGY STAR (1.2) | ENERGY STAR (1.2) | ENERGY STAR (1.2) | ENERGY STAR (1.2) | ENERGY STAR (1.2) | ENERGY STAR (1.2) | ENERGY STAR (1.2) | ENERGY STAR (1.2) | ENERGY STAR (1.2) | ENERGY STAR (1.2) | ENERGY STAR (1.2) | 0 | 0 | 0 | 0 | 0 | 0 | 0 | 0 | 0 | 0 | 0 | 0 | 0 | 0 | 0 | 0 | 0 | 0 | 0 | 0 | 0 | 0 | 0 | 0 | 0 | 0 | 0 | 0 | 0 | 0 | 0 | 0 | 0 | 0 | 0 | 0 | 0 | 0 | 0 | 0 | 0 | 0 | 0 | 0 | 0 | 0 | 0 | 0 | 0 | 0 | 0 | 0 | 0 | 0 | 0 | 0 | 0 | 0 | 0 | 0 | 0 | 0 | 0 | 0 | 0 | 0 | 0 | 0 | 0 | 0 | 0 | 0 | 0 | 0 | 0 | 0 | 0 | 0 | 0 | 0 | 0 | 0 | 0 | 0 | 0 | 0 | 0 | 0 | 0 | 0 | 0 | 0 | 0 | 0 | 0 | 0 | 0 | 0 | 0 | 0 | 0 | 0 | 0 | 0 | 0 | 0 | 0 | 0 | 0 | 0 | 0 | 0 | ENERGY STAR (1.2) | ENERGY STAR (1.2) | ENERGY STAR (1.2) | ENERGY STAR (1.2) | ENERGY STAR (1.2) | ENERGY STAR (1.2) | ENERGY STAR (1.2) | ENERGY STAR (1.2) | ENERGY STAR (1.2) | ENERGY STAR (1.2) | ENERGY STAR (1.2) | ENERGY STAR (1.2) | ENERGY STAR (1.2) | ENERGY STAR (1.2) | ENERGY STAR (1.2) | ENERGY STAR (1.2) | ENERGY STAR (1.2) | ENERGY STAR (1.2) | ENERGY STAR (1.2) | ENERGY STAR (1.2) | ENERGY STAR (1.2) | ENERGY STAR (1.2) | ENERGY STAR (1.2) | ENERGY STAR (1.2) | ENERGY STAR (1.2) | ENERGY STAR (1.2) | ENERGY STAR (1.2) | ENERGY STAR (1.2) | 0 | 0 | 0 | 0 | 0 | 0 | 0 | 0 | 0 | 0 | 0 | 0 | 0 | 0 | 0 | 0 | 0 | 0 | 0 | 0 | 0 | 0 | 0 | 0 | 0 | 0 | 0 | 0 | 0 | 0 | 0 | 0 | 0 | 0 | 0 | 0 | 0 | 0 | 0 | 0 | 0 | 0 | 0 | 0 | 0 | 0 | 0 | 0 | 0 | 0 | 0 | 0 | 0 | 0 | 0 | 0 | 0 | 0 | 0 | 0 | 0 | 0 | 0 | 0 | 0 | 0 | 0 | 0 | 0 | 0 | 0 | 0 | 0 | 0 | 0 | 0 | 0 | 0 | 0 | 0 | 0 | 0 | 0 | 0 | 0 | 0 | 0 | 0 | 0 | 0 | 0 | 0 | 0 | 0 | 0 | 0 | 0 | 0 | 0 | 0 | 0 | 0 | 0 | 0 | 0 | 0 | 0 | 0 | 0 | 0 | 0 | 0 | 0 | 0 | 0 | 0 | 0 | 0 | 0 | 0 | 0 | 0 | 0 | 0 | 0 | 0 | 0 | 0 | 0 | 0 | 0 | 0 | 0 | 0 | 0 | 0 | 0 | 0 | 0 | 0 | 0 | 0 | 0 | 0 | 0 | 0 | 0 | 0 | 0 | 0 | 0 | 0 | 0 | 0 | 0 | 0 | 0 | 0 | 0 | 0 | 0 | 0 | 0 | 0 | 0 | 0 | 0 | 0 | ENERGY STAR (1.2) | ENERGY STAR (1.2) | ENERGY STAR (1.2) | ENERGY STAR (1.2) | ENERGY STAR (1.2) | ENERGY STAR (1.2) | ENERGY STAR (1.2) | ENERGY STAR (1.2) | ENERGY STAR (1.2) | ENERGY STAR (1.2) | ENERGY STAR (1.2) | ENERGY STAR (1.2) | ENERGY STAR (1.2) | ENERGY STAR (1.2) | ENERGY STAR (1.2) | ENERGY STAR (1.2) | ENERGY STAR (1.2) | ENERGY STAR (1.2) | ENERGY STAR (1.2) | ENERGY STAR (1.2) | ENERGY STAR (1.2) | ENERGY STAR (1.2) | ENERGY STAR (1.2) | ENERGY STAR (1.2) | ENERGY STAR (1.2) | ENERGY STAR (1.2) | ENERGY STAR (1.2) | ENERGY STAR (1.2) | 0 | 0 | 0 | 0 | 0 | 0 | 0 | 0 | 0 | 0 | 0 | 0 | 0 | 0 | 0 | 0 | 0 | 0 | 0 | 0 | 0 | 0 | 0 | 0 | 0 | 0 | 0 | 0 | 0 | 0 | 0 | 0 | 0 | 0 | 0 | 0 | 0 | 0 | 0 | 0 | 0 | 0 | 0 | 0 | 0 | 0 | 0 | 0 | 0 | 0 | 0 | 0 | 0 | 0 | 0 | 0 | 0 | 0 | 0 | 0 | 0 | 0 | 0 | 0 | 0 | 0 | 0 | 0 | 0 | 0 | 0 | 0 | 0 | 0 | 0 | 0 | 0 | 0 | 0 | 0 | 0 | 0 | 0 | 0 | 0 | 0 | 0 | 0 | 0 | 0 | 0 | 0 | 0 | 0 | 0 | 0 | 0 | 0 | 0 | 0 | 0 | 0 | 0 | 0 | 0 | 0 | 0 | 0 | 0 | 0 | 0 | 0 | 0 | 0 | 0 | 0 | 0 | 0 | 0 | 0 | 0 | 0 | 0 | 0 | 0 | 0 | 0 | 0 | 0 | 0 | 0 | 0 | 0 | 0 | 0 | 0 | 0 | 0 | 0 | 0 | 0 | 0
Furnace_Office_Existing_TE 90% | Furnace_Office_Existing | Furnace_Commercial_Existing_TE 80%_TE 90% | Commercial | Office | Existing | Space Heating | Natural Gas | Furnace | EQ | TE 80% | 29 | 17 | 23 | 42.0432 | 0 | 0 | 0.60702 | 1 | LO3Slow | 0.996 | n/a | A | WCE1 | 0.19432476221487377 | 0.11659485732892426 | 140 kBtu/hr | 0.0321 | 13244.773965399514 | 13244.774 | 2475.4897271183927 | 2475.4897 | EIA - Technology Forecast Updates. Appendix A: Updated Buildings Sector Appliance and Equipment Costs and Efficiencies. U.S. Energy Information Administration. March 3, 2023. | EIA - Technology Forecast Updates. Appendix A. U.S. Energy Information Administration. March 3, 2023. ¦ Adjusted via AEG vendor cost review on Grainger.com and HVACDirect | AEG Simulation Data and Market Profile Calculations | 0 | 0 | 1859.2778 | TE 81% (2023 Standard) | TE 81% (2023 Standard) | TE 81% (2023 Standard) | TE 81% (2023 Standard) | TE 81% (2023 Standard) | TE 81% (2023 Standard) | TE 81% (2023 Standard) | TE 81% (2023 Standard) | TE 81% (2023 Standard) | TE 81% (2023 Standard) | TE 81% (2023 Standard) | TE 81% (2023 Standard) | TE 81% (2023 Standard) | TE 81% (2023 Standard) | TE 81% (2023 Standard) | TE 81% (2023 Standard) | TE 81% (2023 Standard) | TE 81% (2023 Standard) | TE 81% (2023 Standard) | TE 81% (2023 Standard) | TE 81% (2023 Standard) | TE 81% (2023 Standard) | TE 81% (2023 Standard) | TE 81% (2023 Standard) | TE 81% (2023 Standard) | TE 81% (2023 Standard) | TE 81% (2023 Standard) | TE 81% (2023 Standard) | 0 | 0 | 0 | 56775.0213 | 60477.4338 | 63895.0319 | 67049.6991 | 69961.6814 | 72649.6469 | 75130.8277 | 77421.1303 | 79535.2048 | 81486.6346 | 83287.9305 | 84950.641 | 86485.4263 | 87902.1263 | 89209.7827 | 90416.8615 | 87185.8806 | 89698.8599 | 88224.2642 | 87124.3817 | 86308.3337 | 85753.7476 | 85422.4484 | 28494.4322 | 24809.7727 | 0 | 0 | 0 | 56775.0213 | 117252.4552 | 181147.4871 | 248197.1861 | 318158.8675 | 390808.5144 | 465939.3422 | 543360.4725 | 622895.6773 | 704382.3119 | 787670.2424 | 872620.8835 | 959106.3097 | 1047008.436 | 1136218.2187 | 1226635.0802 | 1313820.9608 | 1398358.6294 | 1476393.0028 | 1548443.7244 | 1614953.0793 | 1676347.3836 | 1733020.1566 | 1785334.6444 | 1833626.1482 | 0 | 0 | 0 | 351.50304433412043 | 374.42567283181035 | 395.5850222142932 | 415.11672933658514 | 433.1459974494701 | 449.7883987844409 | 465.1506154013369 | 479.3311230477025 | 492.4208224135781 | 504.5036218282327 | 515.6569751340678 | 525.9523781856082 | 535.4558271562603 | 544.2282415907089 | 552.3258549148148 | 559.8005749062976 | 539.7980649361358 | 555.3584357528533 | 546.2303330193411 | 539.2925326960076 | 534.2412644673924 | 530.8084236485313 | 528.7577096128127 | 176.3781185717347 | 153.57038830525687 | 0 | 0 | 0 | 351.50304433412043 | 725.9287171659308 | 1121.513739380224 | 1536.6304687168092 | 1969.776466166279 | 2419.56486495072 | 2884.715480352057 | 3364.0466033997595 | 3856.4674258133373 | 4360.97104764157 | 4876.628022775638 | 5402.580400961247 | 5938.036228117507 | 6482.264469708216 | 7034.59032462303 | 7594.390899529329 | 8134.188964465464 | 8689.547400218318 | 9235.777733237659 | 9775.070265933668 | 10309.311530401059 | 10840.11995404959 | 11368.877663662402 | 11545.255782234135 | 11698.826170539392 | Dual-Fuel Heat Pump - TE 96% | Dual-Fuel Heat Pump - TE 96% | Dual-Fuel Heat Pump - TE 96% | Dual-Fuel Heat Pump - TE 96% | Dual-Fuel Heat Pump - TE 96% | Dual-Fuel Heat Pump - TE 96% | Dual-Fuel Heat Pump - TE 96% | Dual-Fuel Heat Pump - TE 96% | Dual-Fuel Heat Pump - TE 96% | Dual-Fuel Heat Pump - TE 96% | Dual-Fuel Heat Pump - TE 96% | Dual-Fuel Heat Pump - TE 96% | Dual-Fuel Heat Pump - TE 96% | Dual-Fuel Heat Pump - TE 96% | Dual-Fuel Heat Pump - TE 96% | Dual-Fuel Heat Pump - TE 96% | Dual-Fuel Heat Pump - TE 96% | Dual-Fuel Heat Pump - TE 96% | Dual-Fuel Heat Pump - TE 96% | Dual-Fuel Heat Pump - TE 96% | Dual-Fuel Heat Pump - TE 96% | Dual-Fuel Heat Pump - TE 96% | Dual-Fuel Heat Pump - TE 96% | Dual-Fuel Heat Pump - TE 96% | Dual-Fuel Heat Pump - TE 96% | Dual-Fuel Heat Pump - TE 96% | Dual-Fuel Heat Pump - TE 96% | Dual-Fuel Heat Pump - TE 96% | 19870.1049 | 19870.1049 | 19870.1049 | 19870.1049 | 19870.1049 | 19870.1049 | 19870.1049 | 19870.1049 | 19870.1049 | 19870.1049 | 19870.1049 | 19870.1049 | 19870.1049 | 19870.1049 | 19870.1049 | 19870.1049 | 19870.1049 | 19870.1049 | 19870.1049 | 19870.1049 | 19870.1049 | 19870.1049 | 19870.1049 | 19870.1049 | 19870.1049 | 19870.1049 | 19870.1049 | 19870.1049 | 161.5185 | 161.5185 | 161.5185 | 161.5185 | 161.5185 | 161.5185 | 161.5185 | 161.5185 | 161.5185 | 161.5185 | 161.5185 | 161.5185 | 161.5185 | 161.5185 | 161.5185 | 161.5185 | 161.5185 | 161.5185 | 161.5185 | 161.5185 | 161.5185 | 161.5185 | 161.5185 | 161.5185 | 161.5185 | 161.5185 | 161.5185 | 161.5185 | 0 | 0 | 0 | 0 | 0 | 0 | 0 | 0 | 0 | 0 | 0 | 0 | 0 | 0 | 0 | 0 | 0 | 0 | 0 | 0 | 0 | 0 | 0 | 0 | 0 | 0 | 0 | 0 | 0 | 0 | 0 | 0 | 0 | 0 | 0 | 0 | 0 | 0 | 0 | 0 | 0 | 0 | 0 | 0 | 0 | 0 | 0 | 0 | 0 | 0 | 0 | 0 | 9.3132e-10 | 4.6566e-10 | 0 | 0 | 0 | 0 | 0 | 0 | 0 | 0 | 0 | 0 | 0 | 0 | 0 | 0 | 0 | 0 | 0 | 0 | 0 | 0 | 0 | 7.71270068219806E-14 | 7.71270068219806E-14 | 1.5440435868649916E-13 | 0 | 0 | 0 | 0 | 0 | 0 | 0 | 0 | 0 | 0 | 0 | 0 | 0 | 0 | 0 | 0 | 0 | 0 | 0 | 0 | 0 | 0 | 0 | 0 | 0 | 7.71270068219806E-14 | 1.542540136439612E-13 | 3.0865837233046036E-13 | 3.0865837233046036E-13 | 3.0865837233046036E-13 | 3.0865837233046036E-13 | 3.0865837233046036E-13 | 3.0865837233046036E-13 | 3.0865837233046036E-13 | TE 90% | TE 90% | TE 90% | TE 90% | TE 90% | TE 90% | TE 90% | TE 90% | TE 90% | TE 90% | TE 90% | TE 90% | TE 90% | TE 90% | TE 90% | TE 90% | TE 90% | TE 90% | TE 90% | TE 90% | TE 90% | TE 90% | TE 90% | TE 90% | TE 90% | TE 90% | TE 90% | TE 90% | 1788.5 | 1788.5 | 1788.5 | 1788.5 | 1788.5 | 1788.5 | 1788.5 | 1788.5 | 1788.5 | 1788.5 | 1788.5 | 1788.5 | 1788.5 | 1788.5 | 1788.5 | 1788.5 | 1788.5 | 1788.5 | 1788.5 | 1788.5 | 1788.5 | 1788.5 | 1788.5 | 1788.5 | 1788.5 | 1788.5 | 1788.5 | 1788.5 | 15.1235 | 15.1235 | 15.1235 | 15.1235 | 15.1235 | 15.1235 | 15.1235 | 15.1235 | 15.1235 | 15.1235 | 15.1235 | 15.1235 | 15.1235 | 15.1235 | 15.1235 | 15.1235 | 15.1235 | 15.1235 | 15.1235 | 15.1235 | 15.1235 | 15.1235 | 15.1235 | 15.1235 | 15.1235 | 15.1235 | 15.1235 | 15.1235 | 0 | 0 | 0 | 0 | 0 | 0 | 0 | 0 | 0 | 0 | 0 | 0 | 0 | 0 | 0 | 0 | 0 | 0 | 0 | 0 | 0 | 0 | 0 | 0 | 0 | 0 | 0 | 0 | 0 | 0 | 0 | 0 | 0 | 0 | 0 | 0 | 0 | 0 | 0 | 0 | 0 | 0 | 0 | 0 | 0 | 0 | 0 | 0 | 0 | 0 | 0 | 0 | 0 | 0 | 0 | 0 | 0 | 0 | 0 | 0 | 0 | 0 | 0 | 0 | 0 | 0 | 0 | 0 | 0 | 0 | 0 | 0 | 0 | 0 | 0 | 7.71270068219806E-14 | 7.71270068219806E-14 | 0 | 0 | 0 | 0 | 0 | 0 | 0 | 0 | 0
Furnace_Office_New_TE 90% | Furnace_Office_New | Furnace_Commercial_New_TE 80%_TE 90% | Commercial | Office | New | Space Heating | Natural Gas | Furnace | EQ | TE 80% | 29 | 17 | 23 | 42.0432 | 0 | 0 | 0.60702 | 1 | LO3Slow | 0.996 | n/a | A | WCE15 | 0.19432476221487377 | 0.11659485732892426 | 140 kBtu/hr | 0.0321 | 9930.924893079402 | 9930.9249 | 1856.120958940112 | 1856.121 | EIA - Technology Forecast Updates. Appendix A: Updated Buildings Sector Appliance and Equipment Costs and Efficiencies. U.S. Energy Information Administration. March 3, 2023. | EIA - Technology Forecast Updates. Appendix A. U.S. Energy Information Administration. March 3, 2023. ¦ Adjusted via AEG vendor cost review on Grainger.com and HVACDirect | AEG Simulation Data and Market Profile Calculations | 0 | 0 | 1859.2778 | TE 81% (2023 Standard) | TE 81% (2023 Standard) | TE 81% (2023 Standard) | TE 81% (2023 Standard) | TE 81% (2023 Standard) | TE 81% (2023 Standard) | TE 81% (2023 Standard) | TE 81% (2023 Standard) | TE 81% (2023 Standard) | TE 81% (2023 Standard) | TE 81% (2023 Standard) | TE 81% (2023 Standard) | TE 81% (2023 Standard) | TE 81% (2023 Standard) | TE 81% (2023 Standard) | TE 81% (2023 Standard) | TE 81% (2023 Standard) | TE 81% (2023 Standard) | TE 81% (2023 Standard) | TE 81% (2023 Standard) | TE 81% (2023 Standard) | TE 81% (2023 Standard) | TE 81% (2023 Standard) | TE 81% (2023 Standard) | TE 81% (2023 Standard) | TE 81% (2023 Standard) | TE 81% (2023 Standard) | TE 81% (2023 Standard) | 0 | 0 | 0 | 0 | 0 | 0 | 0 | 0 | 0 | 0 | 0 | 0 | 0 | 0 | 0 | 0 | 0 | 0 | 0 | 0 | 0 | 0 | 0 | 0 | 0 | 0 | 0 | 0 | 0 | 0 | 0 | 0 | 0 | 0 | 0 | 0 | 0 | 0 | 0 | 0 | 0 | 0 | 0 | 0 | 0 | 0 | 0 | 0 | 0 | 0 | 0 | 0 | 0 | 0 | 0 | 0 | 0 | 0 | 0 | 0 | 0 | 0 | 0 | 0 | 0 | 0 | 0 | 0 | 0 | 0 | 0 | 0 | 0 | 0 | 0 | 0 | 0 | 0 | 0 | 0 | 0 | 0 | 0 | 0 | 0 | 0 | 0 | 0 | 0 | 0 | 0 | 0 | 0 | 0 | 0 | 0 | 0 | 0 | 0 | 0 | 0 | 0 | 0 | 0 | 0 | 0 | 0 | 0 | 0 | 0 | 0 | 0 | Dual-Fuel Heat Pump - TE 96% | Dual-Fuel Heat Pump - TE 96% | Dual-Fuel Heat Pump - TE 96% | Dual-Fuel Heat Pump - TE 96% | Dual-Fuel Heat Pump - TE 96% | Dual-Fuel Heat Pump - TE 96% | Dual-Fuel Heat Pump - TE 96% | Dual-Fuel Heat Pump - TE 96% | Dual-Fuel Heat Pump - TE 96% | Dual-Fuel Heat Pump - TE 96% | Dual-Fuel Heat Pump - TE 96% | Dual-Fuel Heat Pump - TE 96% | Dual-Fuel Heat Pump - TE 96% | Dual-Fuel Heat Pump - TE 96% | Dual-Fuel Heat Pump - TE 96% | Dual-Fuel Heat Pump - TE 96% | Dual-Fuel Heat Pump - TE 96% | Dual-Fuel Heat Pump - TE 96% | Dual-Fuel Heat Pump - TE 96% | Dual-Fuel Heat Pump - TE 96% | Dual-Fuel Heat Pump - TE 96% | Dual-Fuel Heat Pump - TE 96% | Dual-Fuel Heat Pump - TE 96% | Dual-Fuel Heat Pump - TE 96% | Dual-Fuel Heat Pump - TE 96% | Dual-Fuel Heat Pump - TE 96% | Dual-Fuel Heat Pump - TE 96% | Dual-Fuel Heat Pump - TE 96% | 19870.1049 | 19870.1049 | 19870.1049 | 19870.1049 | 19870.1049 | 19870.1049 | 19870.1049 | 19870.1049 | 19870.1049 | 19870.1049 | 19870.1049 | 19870.1049 | 19870.1049 | 19870.1049 | 19870.1049 | 19870.1049 | 19870.1049 | 19870.1049 | 19870.1049 | 19870.1049 | 19870.1049 | 19870.1049 | 19870.1049 | 19870.1049 | 19870.1049 | 19870.1049 | 19870.1049 | 19870.1049 | 215.358 | 215.358 | 215.358 | 215.358 | 215.358 | 215.358 | 215.358 | 215.358 | 215.358 | 215.358 | 215.358 | 215.358 | 215.358 | 215.358 | 215.358 | 215.358 | 215.358 | 215.358 | 215.358 | 215.358 | 215.358 | 215.358 | 215.358 | 215.358 | 215.358 | 215.358 | 215.358 | 215.358 | 0 | 0 | 0 | 0 | 0 | 0 | 0 | 0 | 0 | 0 | 0 | 0 | 0 | 0 | 0 | 0 | 0 | 0 | 0 | 0 | 0 | 0 | 0 | 0 | 0 | 0 | 0 | 0 | 0 | 0 | 0 | 0 | 0 | 0 | 0 | 0 | 0 | 0 | 0 | 0 | 0 | 0 | 0 | 0 | 0 | 0 | 0 | 0 | 0 | 0 | 0 | 0 | 0 | 0 | 0 | 0 | 0 | 0 | 0 | 0 | 0 | 0 | 0 | 0 | 0 | 0 | 0 | 0 | 0 | 0 | 0 | 0 | 0 | 0 | 0 | 0 | 0 | 0 | 0 | 0 | 0 | 0 | 0 | 0 | 0 | 0 | 0 | 0 | 0 | 0 | 0 | 0 | 0 | 0 | 0 | 0 | 0 | 0 | 0 | 0 | 0 | 0 | 0 | 0 | 0 | 0 | 0 | 0 | 0 | 0 | 0 | 0 | TE 90% | TE 90% | TE 90% | TE 90% | TE 90% | TE 90% | TE 90% | TE 90% | TE 90% | TE 90% | TE 90% | TE 90% | TE 90% | TE 90% | TE 90% | TE 90% | TE 90% | TE 90% | TE 90% | TE 90% | TE 90% | TE 90% | TE 90% | TE 90% | TE 90% | TE 90% | TE 90% | TE 90% | 1788.5 | 1788.5 | 1788.5 | 1788.5 | 1788.5 | 1788.5 | 1788.5 | 1788.5 | 1788.5 | 1788.5 | 1788.5 | 1788.5 | 1788.5 | 1788.5 | 1788.5 | 1788.5 | 1788.5 | 1788.5 | 1788.5 | 1788.5 | 1788.5 | 1788.5 | 1788.5 | 1788.5 | 1788.5 | 1788.5 | 1788.5 | 1788.5 | 15.1235 | 15.1235 | 15.1235 | 15.1235 | 15.1235 | 15.1235 | 15.1235 | 15.1235 | 15.1235 | 15.1235 | 15.1235 | 15.1235 | 15.1235 | 15.1235 | 15.1235 | 15.1235 | 15.1235 | 15.1235 | 15.1235 | 15.1235 | 15.1235 | 15.1235 | 15.1235 | 15.1235 | 15.1235 | 15.1235 | 15.1235 | 15.1235 | 0 | 0 | 0 | 0 | 0 | 0 | 0 | 0 | 0 | 0 | 0 | 0 | 0 | 0 | 0 | 0 | 0 | 0 | 0 | 0 | 0 | 0 | 0 | 0 | 0 | 0 | 0 | 0 | 0 | 0 | 0 | 0 | 0 | 0 | 0 | 0 | 0 | 0 | 0 | 0 | 0 | 0 | 0 | 0 | 0 | 0 | 0 | 0 | 0 | 0 | 0 | 0 | 0 | 0 | 0 | 0 | 0 | 0 | 0 | 0 | 0 | 0 | 0 | 0 | 0 | 0 | 0 | 0 | 0 | 0 | 0 | 0 | 0 | 0 | 0 | 0 | 0 | 0 | 0 | 0 | 0 | 0 | 0 | 0 | 0 | 0
Fryer_Retail_Existing_ENERGY STAR (3.0) | Fryer_Retail_Existing | Fryer_Commercial_Existing_Standard_ENERGY STAR (3.0) | Commercial | Retail | Existing | Food Preparation | Natural Gas | Fryer | EQ | Standard | 14 | 8 | 11 | 190.9684 | 0 | 0 | 0.021763 | 1 | LO3Slow | 0.996 | n/a | A | WCE64 | 0.07614091688161014 | 0.04568455012896608 | 1 units | 0.0321 | 0 | 0 | 0 | 0 | RTF WkBk - ComCookingFryer_v6_1 - AEG Edited | RTF WkBk - ComCookingFryer_v6_1 - AEG Edited | RTF WkBk - ComCookingFryer_v6_1 - AEG Edited | 0 | 0 | 9741.5774 | ENERGY STAR (3.0) | ENERGY STAR (3.0) | ENERGY STAR (3.0) | ENERGY STAR (3.0) | ENERGY STAR (3.0) | ENERGY STAR (3.0) | ENERGY STAR (3.0) | ENERGY STAR (3.0) | ENERGY STAR (3.0) | ENERGY STAR (3.0) | ENERGY STAR (3.0) | ENERGY STAR (3.0) | ENERGY STAR (3.0) | ENERGY STAR (3.0) | ENERGY STAR (3.0) | ENERGY STAR (3.0) | ENERGY STAR (3.0) | ENERGY STAR (3.0) | ENERGY STAR (3.0) | ENERGY STAR (3.0) | ENERGY STAR (3.0) | ENERGY STAR (3.0) | ENERGY STAR (3.0) | ENERGY STAR (3.0) | ENERGY STAR (3.0) | ENERGY STAR (3.0) | ENERGY STAR (3.0) | ENERGY STAR (3.0) | 0 | 0 | 0 | 0 | 0 | 0 | 0 | 0 | 0 | 0 | 0 | 0 | 0 | 0 | 0 | 0 | 0 | 0 | 0 | 0 | 0 | 0 | 0 | 0 | 0 | 0 | 0 | 0 | 0 | 0 | 0 | 0 | 0 | 0 | 0 | 0 | 0 | 0 | 0 | -2.3283e-10 | 0 | 0 | 0 | 0 | -2.3283e-10 | 0 | 0 | 0 | 0 | -2.3283e-10 | 0 | 0 | 0 | 2.3283e-10 | 2.3283e-10 | 2.3283e-10 | 0 | 0 | 0 | 0 | 0 | 0 | 0 | 0 | 0 | 0 | 0 | 2.9931609559304634E-14 | 1.4965804779652317E-14 | 0 | 0 | 0 | 0 | 0 | 0 | 0 | 2.9931609559304634E-14 | 2.9931609559304634E-14 | 0 | 0 | 0 | 2.9931609559304634E-14 | 0 | 0 | 0 | 0 | 0 | 0 | 0 | 0 | 0 | 0 | 0 | 0 | 0 | 2.9931609559304634E-14 | 4.489741433895695E-14 | 4.489741433895695E-14 | 4.489741433895695E-14 | 4.489741433895695E-14 | 4.489741433895695E-14 | 4.489741433895695E-14 | 4.489741433895695E-14 | 4.489741433895695E-14 | 7.482902389826159E-14 | 1.0476063345756622E-13 | 1.0476063345756622E-13 | 1.0476063345756622E-13 | 1.0476063345756622E-13 | 1.3469224301687086E-13 | 1.3469224301687086E-13 | 1.3469224301687086E-13 | ENERGY STAR (3.0) | ENERGY STAR (3.0) | ENERGY STAR (3.0) | ENERGY STAR (3.0) | ENERGY STAR (3.0) | ENERGY STAR (3.0) | ENERGY STAR (3.0) | ENERGY STAR (3.0) | ENERGY STAR (3.0) | ENERGY STAR (3.0) | ENERGY STAR (3.0) | ENERGY STAR (3.0) | ENERGY STAR (3.0) | ENERGY STAR (3.0) | ENERGY STAR (3.0) | ENERGY STAR (3.0) | ENERGY STAR (3.0) | ENERGY STAR (3.0) | ENERGY STAR (3.0) | ENERGY STAR (3.0) | ENERGY STAR (3.0) | ENERGY STAR (3.0) | ENERGY STAR (3.0) | ENERGY STAR (3.0) | ENERGY STAR (3.0) | ENERGY STAR (3.0) | ENERGY STAR (3.0) | ENERGY STAR (3.0) | 0 | 0 | 0 | 0 | 0 | 0 | 0 | 0 | 0 | 0 | 0 | 0 | 0 | 0 | 0 | 0 | 0 | 0 | 0 | 0 | 0 | 0 | 0 | 0 | 0 | 0 | 0 | 0 | 0 | 0 | 0 | 0 | 0 | 0 | 0 | 0 | 0 | 0 | 0 | 0 | 0 | 0 | 0 | 0 | 0 | 0 | 0 | 0 | 0 | 0 | 0 | 0 | 0 | 0 | 0 | 0 | 0 | 0 | 0 | 0 | 0 | 0 | 0 | 0 | 0 | 0 | 0 | 0 | 0 | 0 | 0 | 0 | 0 | 0 | 0 | 0 | 0 | 0 | 0 | 0 | 0 | 0 | 0 | 0 | 0 | 0 | 0 | 0 | 0 | 0 | 0 | 0 | 0 | 0 | 0 | -2.3283e-10 | 0 | 0 | 0 | 0 | 0 | 0 | 2.3283e-10 | 0 | 0 | 0 | 0 | 0 | 0 | 0 | 0 | 0 | 0 | 0 | 0 | 0 | 0 | 0 | 0 | 0 | 0 | 0 | 0 | 2.9931609559304634E-14 | 0 | 0 | 0 | 0 | 0 | 0 | 0 | 0 | 2.9931609559304634E-14 | 0 | 0 | 0 | 0 | 0 | 0 | 0 | 0 | 0 | 0 | 0 | 0 | 0 | 0 | 0 | 0 | 0 | 0 | 2.9931609559304634E-14 | 2.9931609559304634E-14 | 2.9931609559304634E-14 | 2.9931609559304634E-14 | 2.9931609559304634E-14 | 2.9931609559304634E-14 | 2.9931609559304634E-14 | 2.9931609559304634E-14 | 2.9931609559304634E-14 | 5.986321911860927E-14 | 5.986321911860927E-14 | 5.986321911860927E-14 | 5.986321911860927E-14 | 5.986321911860927E-14 | 5.986321911860927E-14 | 5.986321911860927E-14 | 5.986321911860927E-14 | ENERGY STAR (3.0) | ENERGY STAR (3.0) | ENERGY STAR (3.0) | ENERGY STAR (3.0) | ENERGY STAR (3.0) | ENERGY STAR (3.0) | ENERGY STAR (3.0) | ENERGY STAR (3.0) | ENERGY STAR (3.0) | ENERGY STAR (3.0) | ENERGY STAR (3.0) | ENERGY STAR (3.0) | ENERGY STAR (3.0) | ENERGY STAR (3.0) | ENERGY STAR (3.0) | ENERGY STAR (3.0) | ENERGY STAR (3.0) | ENERGY STAR (3.0) | ENERGY STAR (3.0) | ENERGY STAR (3.0) | ENERGY STAR (3.0) | ENERGY STAR (3.0) | ENERGY STAR (3.0) | ENERGY STAR (3.0) | ENERGY STAR (3.0) | ENERGY STAR (3.0) | ENERGY STAR (3.0) | ENERGY STAR (3.0) | 0 | 0 | 0 | 0 | 0 | 0 | 0 | 0 | 0 | 0 | 0 | 0 | 0 | 0 | 0 | 0 | 0 | 0 | 0 | 0 | 0 | 0 | 0 | 0 | 0 | 0 | 0 | 0 | 0 | 0 | 0 | 0 | 0 | 0 | 0 | 0 | 0 | 0 | 0 | 0 | 0 | 0 | 0 | 0 | 0 | 0 | 0 | 0 | 0 | 0 | 0 | 0 | 0 | 0 | 0 | 0 | 0 | 0 | 0 | 0 | 0 | 0 | 0 | 0 | 0 | 0 | 0 | 0 | 0 | 0 | 0 | 0 | 0 | 0 | 0 | 0 | 0 | 0 | 0 | 0 | 0 | 0 | 0 | 0 | 0 | 0 | 0 | 0 | 0 | 0 | 0 | 0 | 0 | 0 | 0 | 0 | 0 | 0 | 0 | 0 | 0 | 0 | 0 | 0 | 0 | 0 | 0 | 0 | 0 | 0 | 0 | 0 | 0 | 0 | 0 | 0 | 0 | 0 | 0 | 0 | 0 | 0 | 0 | 0 | 0 | 0 | 0 | 0 | 0 | 0 | 0 | 0 | 2.9931609559304634E-14 | 0 | 0 | 0 | 0 | 2.9931609559304634E-14 | 0 | 0 | 0 | 0
Steamer_Retail_Existing_ENERGY STAR (1.2) | Steamer_Retail_Existing | Steamer_Commercial_Existing_Typical_ENERGY STAR (1.2) | Commercial | Retail | Existing | Food Preparation | Natural Gas | Steamer | EQ | Typical | 15 | 9 | 12 | 415.0317 | 0 | 0 | 0.0021771 | 1 | LO3Slow | 0.996 | n/a | A | WCE68 | 0.0923831095292024 | 0.05542986571752143 | 1 units | 0.0321 | 0 | 0 | 0 | 0 | RTF Wkbk - ComCookingSteamer_v6_1 | RTF Wkbk - ComCookingSteamer_v6_1 - AEG Edited | RTF Wkbk - ComCookingSteamer_v6_1 - AEG Edited | 0 | 0 | -2105.4126 | ENERGY STAR (1.2) | ENERGY STAR (1.2) | ENERGY STAR (1.2) | ENERGY STAR (1.2) | ENERGY STAR (1.2) | ENERGY STAR (1.2) | ENERGY STAR (1.2) | ENERGY STAR (1.2) | ENERGY STAR (1.2) | ENERGY STAR (1.2) | ENERGY STAR (1.2) | ENERGY STAR (1.2) | ENERGY STAR (1.2) | ENERGY STAR (1.2) | ENERGY STAR (1.2) | ENERGY STAR (1.2) | ENERGY STAR (1.2) | ENERGY STAR (1.2) | ENERGY STAR (1.2) | ENERGY STAR (1.2) | ENERGY STAR (1.2) | ENERGY STAR (1.2) | ENERGY STAR (1.2) | ENERGY STAR (1.2) | ENERGY STAR (1.2) | ENERGY STAR (1.2) | ENERGY STAR (1.2) | ENERGY STAR (1.2) | 0 | 0 | 0 | 0 | 0 | 0 | 0 | 0 | 0 | 0 | 0 | 0 | 0 | 0 | 0 | 0 | 0 | 0 | 0 | 0 | 0 | 0 | 0 | 0 | 0 | 0 | 0 | 0 | 0 | 0 | 0 | 0 | 0 | 0 | 0 | 0 | 0 | 0 | 0 | 0 | 0 | 0 | 0 | 0 | 1.4552e-11 | 1.4552e-11 | 2.9104e-11 | 1.4552e-11 | 1.4552e-11 | 1.4552e-11 | 0 | 1.4552e-11 | 1.4552e-11 | 1.4552e-11 | 1.4552e-11 | 2.9104e-11 | 0 | 0 | 0 | 0 | 0 | 0 | 0 | 0 | 0 | 0 | 0 | 0 | 0 | 7.425292371047339E-15 | 0 | 0 | 0 | 0 | 0 | 0 | 0 | 0 | 0 | 0 | 0 | 0 | 0 | 0 | 0 | 0 | 0 | 0 | 0 | 0 | 0 | 0 | 0 | 0 | 0 | 0 | 0 | 7.425292371047339E-15 | 7.425292371047339E-15 | 7.425292371047339E-15 | 7.425292371047339E-15 | 7.425292371047339E-15 | 7.425292371047339E-15 | 7.425292371047339E-15 | 7.425292371047339E-15 | 7.425292371047339E-15 | 7.425292371047339E-15 | 7.425292371047339E-15 | 7.425292371047339E-15 | 7.425292371047339E-15 | 7.425292371047339E-15 | 7.425292371047339E-15 | ENERGY STAR (1.2) | ENERGY STAR (1.2) | ENERGY STAR (1.2) | ENERGY STAR (1.2) | ENERGY STAR (1.2) | ENERGY STAR (1.2) | ENERGY STAR (1.2) | ENERGY STAR (1.2) | ENERGY STAR (1.2) | ENERGY STAR (1.2) | ENERGY STAR (1.2) | ENERGY STAR (1.2) | ENERGY STAR (1.2) | ENERGY STAR (1.2) | ENERGY STAR (1.2) | ENERGY STAR (1.2) | ENERGY STAR (1.2) | ENERGY STAR (1.2) | ENERGY STAR (1.2) | ENERGY STAR (1.2) | ENERGY STAR (1.2) | ENERGY STAR (1.2) | ENERGY STAR (1.2) | ENERGY STAR (1.2) | ENERGY STAR (1.2) | ENERGY STAR (1.2) | ENERGY STAR (1.2) | ENERGY STAR (1.2) | 0 | 0 | 0 | 0 | 0 | 0 | 0 | 0 | 0 | 0 | 0 | 0 | 0 | 0 | 0 | 0 | 0 | 0 | 0 | 0 | 0 | 0 | 0 | 0 | 0 | 0 | 0 | 0 | 0 | 0 | 0 | 0 | 0 | 0 | 0 | 0 | 0 | 0 | 0 | 0 | 0 | 0 | 0 | 0 | 0 | 0 | 0 | 0 | 0 | 0 | 0 | 0 | 0 | 0 | 0 | 0 | 0 | 0 | 0 | 0 | 0 | 0 | 0 | 0 | 0 | 0 | 0 | 0 | 0 | 0 | 0 | 0 | 0 | 0 | 0 | 0 | 0 | 0 | 0 | 0 | 0 | 0 | 0 | 0 | 0 | 0 | 0 | 0 | 0 | 0 | 0 | 0 | 0 | 0 | 0 | 0 | 0 | 0 | 0 | 0 | 0 | 0 | 1.4552e-11 | 1.4552e-11 | 1.4552e-11 | 1.4552e-11 | 0 | 1.4552e-11 | 1.4552e-11 | 1.4552e-11 | 2.9104e-11 | 0 | 0 | 0 | 0 | 0 | 0 | 0 | 0 | 0 | 0 | 0 | 0 | 0 | 0 | 0 | 0 | 0 | 0 | 0 | 0 | 0 | 0 | 0 | 0 | 0 | 0 | 0 | 0 | 0 | 0 | 0 | 0 | 0 | 0 | 0 | 0 | 0 | 0 | 0 | 0 | 0 | 0 | 0 | 0 | 0 | 0 | 0 | 0 | 0 | 0 | 0 | 0 | 0 | 0 | 0 | 0 | 0 | ENERGY STAR (1.2) | ENERGY STAR (1.2) | ENERGY STAR (1.2) | ENERGY STAR (1.2) | ENERGY STAR (1.2) | ENERGY STAR (1.2) | ENERGY STAR (1.2) | ENERGY STAR (1.2) | ENERGY STAR (1.2) | ENERGY STAR (1.2) | ENERGY STAR (1.2) | ENERGY STAR (1.2) | ENERGY STAR (1.2) | ENERGY STAR (1.2) | ENERGY STAR (1.2) | ENERGY STAR (1.2) | ENERGY STAR (1.2) | ENERGY STAR (1.2) | ENERGY STAR (1.2) | ENERGY STAR (1.2) | ENERGY STAR (1.2) | ENERGY STAR (1.2) | ENERGY STAR (1.2) | ENERGY STAR (1.2) | ENERGY STAR (1.2) | ENERGY STAR (1.2) | ENERGY STAR (1.2) | ENERGY STAR (1.2) | 0 | 0 | 0 | 0 | 0 | 0 | 0 | 0 | 0 | 0 | 0 | 0 | 0 | 0 | 0 | 0 | 0 | 0 | 0 | 0 | 0 | 0 | 0 | 0 | 0 | 0 | 0 | 0 | 0 | 0 | 0 | 0 | 0 | 0 | 0 | 0 | 0 | 0 | 0 | 0 | 0 | 0 | 0 | 0 | 0 | 0 | 0 | 0 | 0 | 0 | 0 | 0 | 0 | 0 | 0 | 0 | 0 | 0 | 0 | 0 | 0 | 0 | 0 | 0 | 0 | 0 | 0 | 0 | 0 | 0 | 0 | 0 | 0 | 0 | 0 | 0 | 0 | 0 | 0 | 0 | 0 | 0 | 0 | 0 | 0 | 0 | 0 | 0 | 0 | 0 | 0 | 0 | 0 | 0 | 0 | 0 | 0 | 0 | 0 | 0 | 1.4552e-11 | 1.4552e-11 | 1.4552e-11 | 1.4552e-11 | 0 | 0 | 0 | 0 | 0 | 0 | 0 | 0 | 0 | 0 | 0 | 0 | 0 | 0 | 0 | 0 | 0 | 0 | 0 | 0 | 7.425292371047339E-15 | 7.425292371047339E-15 | 0 | 0 | 0 | 0 | 0 | 0 | 0 | 0 | 3.7126461855236695E-15 | 0 | 0 | 0 | 0 | 0 | 0 | 0
Fryer_Retail_New_ENERGY STAR (3.0) | Fryer_Retail_New | Fryer_Commercial_New_Standard_ENERGY STAR (3.0) | Commercial | Retail | New | Food Preparation | Natural Gas | Fryer | EQ | Standard | 14 | 8 | 11 | 190.9684 | 0 | 0 | 0.021763 | 1 | LO3Slow | 0.996 | n/a | A | WCE78 | 0.07614091688161014 | 0.04568455012896608 | 1 units | 0.0321 | 0 | 0 | 0 | 0 | RTF WkBk - ComCookingFryer_v6_1 - AEG Edited | RTF WkBk - ComCookingFryer_v6_1 - AEG Edited | RTF WkBk - ComCookingFryer_v6_1 - AEG Edited | 0 | 0 | 9741.5774 | ENERGY STAR (3.0) | ENERGY STAR (3.0) | ENERGY STAR (3.0) | ENERGY STAR (3.0) | ENERGY STAR (3.0) | ENERGY STAR (3.0) | ENERGY STAR (3.0) | ENERGY STAR (3.0) | ENERGY STAR (3.0) | ENERGY STAR (3.0) | ENERGY STAR (3.0) | ENERGY STAR (3.0) | ENERGY STAR (3.0) | ENERGY STAR (3.0) | ENERGY STAR (3.0) | ENERGY STAR (3.0) | ENERGY STAR (3.0) | ENERGY STAR (3.0) | ENERGY STAR (3.0) | ENERGY STAR (3.0) | ENERGY STAR (3.0) | ENERGY STAR (3.0) | ENERGY STAR (3.0) | ENERGY STAR (3.0) | ENERGY STAR (3.0) | ENERGY STAR (3.0) | ENERGY STAR (3.0) | ENERGY STAR (3.0) | 0 | 0 | 0 | 0 | 0 | 0 | 0 | 0 | 0 | 0 | 0 | 0 | 0 | 0 | 0 | 0 | 0 | 0 | 0 | 0 | 0 | 0 | 0 | 0 | 0 | 0 | 0 | 0 | 0 | 0 | 0 | 0 | 0 | 0 | 0 | 0 | 0 | 0 | 0 | 0 | 0 | 0 | 0 | 0 | 0 | 0 | 0 | 0 | 0 | 0 | 0 | 0 | 0 | 0 | 0 | 0 | 0 | 0 | 0 | 0 | 0 | 0 | 0 | 0 | 0 | 0 | 0 | 0 | 0 | 0 | 0 | 0 | 0 | 0 | 0 | 0 | 0 | 0 | 0 | 0 | 0 | 0 | 0 | 0 | 0 | 0 | 0 | 0 | 0 | 0 | 0 | 0 | 0 | 0 | 0 | 0 | 0 | 0 | 0 | 0 | 0 | 0 | 0 | 0 | 0 | 0 | 0 | 0 | 0 | 0 | 0 | 0 | ENERGY STAR (3.0) | ENERGY STAR (3.0) | ENERGY STAR (3.0) | ENERGY STAR (3.0) | ENERGY STAR (3.0) | ENERGY STAR (3.0) | ENERGY STAR (3.0) | ENERGY STAR (3.0) | ENERGY STAR (3.0) | ENERGY STAR (3.0) | ENERGY STAR (3.0) | ENERGY STAR (3.0) | ENERGY STAR (3.0) | ENERGY STAR (3.0) | ENERGY STAR (3.0) | ENERGY STAR (3.0) | ENERGY STAR (3.0) | ENERGY STAR (3.0) | ENERGY STAR (3.0) | ENERGY STAR (3.0) | ENERGY STAR (3.0) | ENERGY STAR (3.0) | ENERGY STAR (3.0) | ENERGY STAR (3.0) | ENERGY STAR (3.0) | ENERGY STAR (3.0) | ENERGY STAR (3.0) | ENERGY STAR (3.0) | 0 | 0 | 0 | 0 | 0 | 0 | 0 | 0 | 0 | 0 | 0 | 0 | 0 | 0 | 0 | 0 | 0 | 0 | 0 | 0 | 0 | 0 | 0 | 0 | 0 | 0 | 0 | 0 | 0 | 0 | 0 | 0 | 0 | 0 | 0 | 0 | 0 | 0 | 0 | 0 | 0 | 0 | 0 | 0 | 0 | 0 | 0 | 0 | 0 | 0 | 0 | 0 | 0 | 0 | 0 | 0 | 0 | 0 | 0 | 0 | 0 | 0 | 0 | 0 | 0 | 0 | 0 | 0 | 0 | 0 | 0 | 0 | 0 | 0 | 0 | 0 | 0 | 0 | 0 | 0 | 0 | 0 | 0 | 0 | 0 | 0 | 0 | 0 | 0 | 0 | 0 | 0 | 0 | 0 | 0 | 0 | 0 | 0 | 0 | 0 | 0 | 0 | 0 | 0 | 0 | 0 | 0 | 0 | 0 | 0 | 0 | 0 | 0 | 0 | 0 | 0 | 0 | 0 | 0 | 0 | 0 | 0 | 0 | 0 | 0 | 0 | 0 | 0 | 0 | 0 | 0 | 0 | 0 | 0 | 0 | 0 | 0 | 0 | 0 | 0 | 0 | 0 | 0 | 0 | 0 | 0 | 0 | 0 | 0 | 0 | 0 | 0 | 0 | 0 | 0 | 0 | 0 | 0 | 0 | 0 | 0 | 0 | 0 | 0 | 0 | 0 | 0 | 0 | ENERGY STAR (3.0) | ENERGY STAR (3.0) | ENERGY STAR (3.0) | ENERGY STAR (3.0) | ENERGY STAR (3.0) | ENERGY STAR (3.0) | ENERGY STAR (3.0) | ENERGY STAR (3.0) | ENERGY STAR (3.0) | ENERGY STAR (3.0) | ENERGY STAR (3.0) | ENERGY STAR (3.0) | ENERGY STAR (3.0) | ENERGY STAR (3.0) | ENERGY STAR (3.0) | ENERGY STAR (3.0) | ENERGY STAR (3.0) | ENERGY STAR (3.0) | ENERGY STAR (3.0) | ENERGY STAR (3.0) | ENERGY STAR (3.0) | ENERGY STAR (3.0) | ENERGY STAR (3.0) | ENERGY STAR (3.0) | ENERGY STAR (3.0) | ENERGY STAR (3.0) | ENERGY STAR (3.0) | ENERGY STAR (3.0) | 0 | 0 | 0 | 0 | 0 | 0 | 0 | 0 | 0 | 0 | 0 | 0 | 0 | 0 | 0 | 0 | 0 | 0 | 0 | 0 | 0 | 0 | 0 | 0 | 0 | 0 | 0 | 0 | 0 | 0 | 0 | 0 | 0 | 0 | 0 | 0 | 0 | 0 | 0 | 0 | 0 | 0 | 0 | 0 | 0 | 0 | 0 | 0 | 0 | 0 | 0 | 0 | 0 | 0 | 0 | 0 | 0 | 0 | 0 | 0 | 0 | 0 | 0 | 0 | 0 | 0 | 0 | 0 | 0 | 0 | 0 | 0 | 0 | 0 | 0 | 0 | 0 | 0 | 0 | 0 | 0 | 0 | 0 | 0 | 0 | 0 | 0 | 0 | 0 | 0 | 0 | 0 | 0 | 0 | 0 | 0 | 0 | 0 | 0 | 0 | 0 | 0 | 0 | 0 | 0 | 0 | 0 | 0 | 0 | 0 | 0 | 0 | 0 | 0 | 0 | 0 | 0 | 0 | 0 | 0 | 0 | 0 | 0 | 0 | 0 | 0 | 0 | 0 | 0 | 0 | 0 | 0 | 0 | 0 | 0 | 0 | 0 | 0 | 0 | 0 | 0 | 0
Steamer_Retail_New_ENERGY STAR (1.2) | Steamer_Retail_New | Steamer_Commercial_New_Typical_ENERGY STAR (1.2) | Commercial | Retail | New | Food Preparation | Natural Gas | Steamer | EQ | Typical | 15 | 9 | 12 | 415.0317 | 0 | 0 | 0.0021771 | 1 | LO3Slow | 0.996 | n/a | A | WCE82 | 0.0923831095292024 | 0.05542986571752143 | 1 units | 0.0321 | 0 | 0 | 0 | 0 | RTF Wkbk - ComCookingSteamer_v6_1 | RTF Wkbk - ComCookingSteamer_v6_1 - AEG Edited | RTF Wkbk - ComCookingSteamer_v6_1 - AEG Edited | 0 | 0 | -2105.4126 | ENERGY STAR (1.2) | ENERGY STAR (1.2) | ENERGY STAR (1.2) | ENERGY STAR (1.2) | ENERGY STAR (1.2) | ENERGY STAR (1.2) | ENERGY STAR (1.2) | ENERGY STAR (1.2) | ENERGY STAR (1.2) | ENERGY STAR (1.2) | ENERGY STAR (1.2) | ENERGY STAR (1.2) | ENERGY STAR (1.2) | ENERGY STAR (1.2) | ENERGY STAR (1.2) | ENERGY STAR (1.2) | ENERGY STAR (1.2) | ENERGY STAR (1.2) | ENERGY STAR (1.2) | ENERGY STAR (1.2) | ENERGY STAR (1.2) | ENERGY STAR (1.2) | ENERGY STAR (1.2) | ENERGY STAR (1.2) | ENERGY STAR (1.2) | ENERGY STAR (1.2) | ENERGY STAR (1.2) | ENERGY STAR (1.2) | 0 | 0 | 0 | 0 | 0 | 0 | 0 | 0 | 0 | 0 | 0 | 0 | 0 | 0 | 0 | 0 | 0 | 0 | 0 | 0 | 0 | 0 | 0 | 0 | 0 | 0 | 0 | 0 | 0 | 0 | 0 | 0 | 0 | 0 | 0 | 0 | 0 | 0 | 0 | 0 | 0 | 0 | 0 | 0 | 0 | 0 | 0 | 0 | 0 | 0 | 0 | 0 | 0 | 0 | 0 | 0 | 0 | 0 | 0 | 0 | 0 | 0 | 0 | 0 | 0 | 0 | 0 | 0 | 0 | 0 | 0 | 0 | 0 | 0 | 0 | 0 | 0 | 0 | 0 | 0 | 0 | 0 | 0 | 0 | 0 | 0 | 0 | 0 | 0 | 0 | 0 | 0 | 0 | 0 | 0 | 0 | 0 | 0 | 0 | 0 | 0 | 0 | 0 | 0 | 0 | 0 | 0 | 0 | 0 | 0 | 0 | 0 | ENERGY STAR (1.2) | ENERGY STAR (1.2) | ENERGY STAR (1.2) | ENERGY STAR (1.2) | ENERGY STAR (1.2) | ENERGY STAR (1.2) | ENERGY STAR (1.2) | ENERGY STAR (1.2) | ENERGY STAR (1.2) | ENERGY STAR (1.2) | ENERGY STAR (1.2) | ENERGY STAR (1.2) | ENERGY STAR (1.2) | ENERGY STAR (1.2) | ENERGY STAR (1.2) | ENERGY STAR (1.2) | ENERGY STAR (1.2) | ENERGY STAR (1.2) | ENERGY STAR (1.2) | ENERGY STAR (1.2) | ENERGY STAR (1.2) | ENERGY STAR (1.2) | ENERGY STAR (1.2) | ENERGY STAR (1.2) | ENERGY STAR (1.2) | ENERGY STAR (1.2) | ENERGY STAR (1.2) | ENERGY STAR (1.2) | 0 | 0 | 0 | 0 | 0 | 0 | 0 | 0 | 0 | 0 | 0 | 0 | 0 | 0 | 0 | 0 | 0 | 0 | 0 | 0 | 0 | 0 | 0 | 0 | 0 | 0 | 0 | 0 | 0 | 0 | 0 | 0 | 0 | 0 | 0 | 0 | 0 | 0 | 0 | 0 | 0 | 0 | 0 | 0 | 0 | 0 | 0 | 0 | 0 | 0 | 0 | 0 | 0 | 0 | 0 | 0 | 0 | 0 | 0 | 0 | 0 | 0 | 0 | 0 | 0 | 0 | 0 | 0 | 0 | 0 | 0 | 0 | 0 | 0 | 0 | 0 | 0 | 0 | 0 | 0 | 0 | 0 | 0 | 0 | 0 | 0 | 0 | 0 | 0 | 0 | 0 | 0 | 0 | 0 | 0 | 0 | 0 | 0 | 0 | 0 | 0 | 0 | 0 | 0 | 0 | 0 | 0 | 0 | 0 | 0 | 0 | 0 | 0 | 0 | 0 | 0 | 0 | 0 | 0 | 0 | 0 | 0 | 0 | 0 | 0 | 0 | 0 | 0 | 0 | 0 | 0 | 0 | 0 | 0 | 0 | 0 | 0 | 0 | 0 | 0 | 0 | 0 | 0 | 0 | 0 | 0 | 0 | 0 | 0 | 0 | 0 | 0 | 0 | 0 | 0 | 0 | 0 | 0 | 0 | 0 | 0 | 0 | 0 | 0 | 0 | 0 | 0 | 0 | ENERGY STAR (1.2) | ENERGY STAR (1.2) | ENERGY STAR (1.2) | ENERGY STAR (1.2) | ENERGY STAR (1.2) | ENERGY STAR (1.2) | ENERGY STAR (1.2) | ENERGY STAR (1.2) | ENERGY STAR (1.2) | ENERGY STAR (1.2) | ENERGY STAR (1.2) | ENERGY STAR (1.2) | ENERGY STAR (1.2) | ENERGY STAR (1.2) | ENERGY STAR (1.2) | ENERGY STAR (1.2) | ENERGY STAR (1.2) | ENERGY STAR (1.2) | ENERGY STAR (1.2) | ENERGY STAR (1.2) | ENERGY STAR (1.2) | ENERGY STAR (1.2) | ENERGY STAR (1.2) | ENERGY STAR (1.2) | ENERGY STAR (1.2) | ENERGY STAR (1.2) | ENERGY STAR (1.2) | ENERGY STAR (1.2) | 0 | 0 | 0 | 0 | 0 | 0 | 0 | 0 | 0 | 0 | 0 | 0 | 0 | 0 | 0 | 0 | 0 | 0 | 0 | 0 | 0 | 0 | 0 | 0 | 0 | 0 | 0 | 0 | 0 | 0 | 0 | 0 | 0 | 0 | 0 | 0 | 0 | 0 | 0 | 0 | 0 | 0 | 0 | 0 | 0 | 0 | 0 | 0 | 0 | 0 | 0 | 0 | 0 | 0 | 0 | 0 | 0 | 0 | 0 | 0 | 0 | 0 | 0 | 0 | 0 | 0 | 0 | 0 | 0 | 0 | 0 | 0 | 0 | 0 | 0 | 0 | 0 | 0 | 0 | 0 | 0 | 0 | 0 | 0 | 0 | 0 | 0 | 0 | 0 | 0 | 0 | 0 | 0 | 0 | 0 | 0 | 0 | 0 | 0 | 0 | 0 | 0 | 0 | 0 | 0 | 0 | 0 | 0 | 0 | 0 | 0 | 0 | 0 | 0 | 0 | 0 | 0 | 0 | 0 | 0 | 0 | 0 | 0 | 0 | 0 | 0 | 0 | 0 | 0 | 0 | 0 | 0 | 0 | 0 | 0 | 0 | 0 | 0 | 0 | 0 | 0 | 0
Furnace_Retail_Existing_TE 90% | Furnace_Retail_Existing | Furnace_Commercial_Existing_TE 80%_TE 90% | Commercial | Retail | Existing | Space Heating | Natural Gas | Furnace | EQ | TE 80% | 29 | 17 | 23 | 63.3025 | 0 | 0 | 0.62182 | 1 | LO3Slow | 0.996 | n/a | A | WCE57 | 0.19432476221487377 | 0.11659485732892426 | 140 kBtu/hr | 0.0321 | 8397.50196223785 | 8397.502 | 1634.5138402207872 | 1634.5138 | EIA - Technology Forecast Updates. Appendix A: Updated Buildings Sector Appliance and Equipment Costs and Efficiencies. U.S. Energy Information Administration. March 3, 2023. | EIA - Technology Forecast Updates. Appendix A. U.S. Energy Information Administration. March 3, 2023. ¦ Adjusted via AEG vendor cost review on Grainger.com and HVACDirect | AEG Simulation Data and Market Profile Calculations | 0 | 0 | 1859.321 | TE 81% (2023 Standard) | TE 81% (2023 Standard) | TE 81% (2023 Standard) | TE 81% (2023 Standard) | TE 81% (2023 Standard) | TE 81% (2023 Standard) | TE 81% (2023 Standard) | TE 81% (2023 Standard) | TE 81% (2023 Standard) | TE 81% (2023 Standard) | TE 81% (2023 Standard) | TE 81% (2023 Standard) | TE 81% (2023 Standard) | TE 81% (2023 Standard) | TE 81% (2023 Standard) | TE 81% (2023 Standard) | TE 81% (2023 Standard) | TE 81% (2023 Standard) | TE 81% (2023 Standard) | TE 81% (2023 Standard) | TE 81% (2023 Standard) | TE 81% (2023 Standard) | TE 81% (2023 Standard) | TE 81% (2023 Standard) | TE 81% (2023 Standard) | TE 81% (2023 Standard) | TE 81% (2023 Standard) | TE 81% (2023 Standard) | 0 | 0 | 0 | 75931.6943 | 80883.5287 | 85454.4686 | 89673.813 | 93568.6319 | 97163.8163 | 100482.4846 | 103545.8311 | 106373.5423 | 108983.7439 | 111393.1389 | 113617.1702 | 115670.1222 | 117565.1548 | 119314.3853 | 120929.0563 | 116608.0209 | 119969.3657 | 117997.4078 | 116498.6344 | 115407.3326 | 114665.6763 | 114222.6794 | 38101.3476 | 33174.4028 | 0 | 0 | 0 | 75931.6943 | 156815.2229 | 242269.6915 | 331943.5045 | 425512.1364 | 522675.9527 | 623158.4373 | 726704.2684 | 833077.8107 | 942061.5546 | 1053454.6935 | 1167071.8638 | 1282741.986 | 1400307.1409 | 1519621.5261 | 1640550.5825 | 1757158.6034 | 1870225.0403 | 1974594.0138 | 2070934.5799 | 2159864.2448 | 2241953.0924 | 2317727.4077 | 2387672.9176 | 2452237.9836 | 0 | 0 | 0 | 310.40378795760193 | 330.6462035790849 | 349.3315103066076 | 366.57948574739794 | 382.5006938465888 | 397.19719363045743 | 410.76319343095133 | 423.2856547852537 | 434.8448498815325 | 445.5148761242517 | 455.3641311175307 | 464.455751111327 | 472.8480157209848 | 480.5947215145152 | 487.74552686238957 | 494.3462702604273 | 476.6825402772067 | 490.4235252313595 | 482.36271975322813 | 476.2361170532833 | 471.7754649553128 | 468.74400673381007 | 466.9330710535496 | 155.7552260214865 | 135.61427423302774 | 0 | 0 | 0 | 310.40378795760193 | 641.0499915366869 | 990.3815018432946 | 1356.9609875906926 | 1739.4616814372814 | 2136.658875067739 | 2547.42206849869 | 2970.707723283944 | 3405.5525731654766 | 3851.0674492897283 | 4306.431580407259 | 4770.8873315185865 | 5243.735347239571 | 5724.330068754086 | 6212.075595616476 | 6706.421865876903 | 7183.10440615411 | 7673.527931385469 | 8155.890651138698 | 8632.126768191982 | 9103.902233147293 | 9572.646239881104 | 10039.579310934652 | 10195.33453695614 | 10330.948811189168 | Dual-Fuel Heat Pump - TE 96% | Dual-Fuel Heat Pump - TE 96% | Dual-Fuel Heat Pump - TE 96% | Dual-Fuel Heat Pump - TE 96% | Dual-Fuel Heat Pump - TE 96% | Dual-Fuel Heat Pump - TE 96% | Dual-Fuel Heat Pump - TE 96% | Dual-Fuel Heat Pump - TE 96% | Dual-Fuel Heat Pump - TE 96% | Dual-Fuel Heat Pump - TE 96% | Dual-Fuel Heat Pump - TE 96% | Dual-Fuel Heat Pump - TE 96% | Dual-Fuel Heat Pump - TE 96% | Dual-Fuel Heat Pump - TE 96% | Dual-Fuel Heat Pump - TE 96% | Dual-Fuel Heat Pump - TE 96% | Dual-Fuel Heat Pump - TE 96% | Dual-Fuel Heat Pump - TE 96% | Dual-Fuel Heat Pump - TE 96% | Dual-Fuel Heat Pump - TE 96% | Dual-Fuel Heat Pump - TE 96% | Dual-Fuel Heat Pump - TE 96% | Dual-Fuel Heat Pump - TE 96% | Dual-Fuel Heat Pump - TE 96% | Dual-Fuel Heat Pump - TE 96% | Dual-Fuel Heat Pump - TE 96% | Dual-Fuel Heat Pump - TE 96% | Dual-Fuel Heat Pump - TE 96% | 19870.0617 | 19870.0617 | 19870.0617 | 19870.0617 | 19870.0617 | 19870.0617 | 19870.0617 | 19870.0617 | 19870.0617 | 19870.0617 | 19870.0617 | 19870.0617 | 19870.0617 | 19870.0617 | 19870.0617 | 19870.0617 | 19870.0617 | 19870.0617 | 19870.0617 | 19870.0617 | 19870.0617 | 19870.0617 | 19870.0617 | 19870.0617 | 19870.0617 | 19870.0617 | 19870.0617 | 19870.0617 | 244.5679 | 244.5679 | 244.5679 | 244.5679 | 244.5679 | 244.5679 | 244.5679 | 244.5679 | 244.5679 | 244.5679 | 244.5679 | 244.5679 | 244.5679 | 244.5679 | 244.5679 | 244.5679 | 244.5679 | 244.5679 | 244.5679 | 244.5679 | 244.5679 | 244.5679 | 244.5679 | 244.5679 | 244.5679 | 244.5679 | 244.5679 | 244.5679 | 0 | 0 | 0 | 0 | 0 | 0 | 0 | 0 | 0 | 0 | 0 | 0 | 0 | 0 | 0 | 0 | 0 | 0 | 0 | 0 | 0 | 0 | 0 | 0 | 0 | 0 | 0 | 0 | 0 | 0 | 0 | 0 | 0 | 0 | 0 | 0 | 0 | 0 | 0 | 0 | 0 | 0 | 0 | 0 | 0 | 0 | 0 | 0 | 0 | 0 | 0 | 0 | 0 | 0 | 0 | 0 | 0 | 0 | 0 | 0 | 0 | 0 | 0 | 0 | 0 | 0 | 0 | 0 | 0 | 0 | 0 | 0 | 0 | 0 | 0 | 0 | 0 | 0 | 0 | 0 | 0 | 0 | 0 | 0 | 0 | 0 | 0 | 0 | 0 | 0 | 0 | 0 | 0 | 0 | 0 | 0 | 0 | 0 | 0 | 0 | 0 | 0 | 0 | 0 | 0 | 0 | 0 | 0 | 0 | 0 | 0 | 0 | TE 90% | TE 90% | TE 90% | TE 90% | TE 90% | TE 90% | TE 90% | TE 90% | TE 90% | TE 90% | TE 90% | TE 90% | TE 90% | TE 90% | TE 90% | TE 90% | TE 90% | TE 90% | TE 90% | TE 90% | TE 90% | TE 90% | TE 90% | TE 90% | TE 90% | TE 90% | TE 90% | TE 90% | 1788.6728 | 1788.6728 | 1788.6728 | 1788.6728 | 1788.6728 | 1788.6728 | 1788.6728 | 1788.6728 | 1788.6728 | 1788.6728 | 1788.6728 | 1788.6728 | 1788.6728 | 1788.6728 | 1788.6728 | 1788.6728 | 1788.6728 | 1788.6728 | 1788.6728 | 1788.6728 | 1788.6728 | 1788.6728 | 1788.6728 | 1788.6728 | 1788.6728 | 1788.6728 | 1788.6728 | 1788.6728 | 22.6852 | 22.6852 | 22.6852 | 22.6852 | 22.6852 | 22.6852 | 22.6852 | 22.6852 | 22.6852 | 22.6852 | 22.6852 | 22.6852 | 22.6852 | 22.6852 | 22.6852 | 22.6852 | 22.6852 | 22.6852 | 22.6852 | 22.6852 | 22.6852 | 22.6852 | 22.6852 | 22.6852 | 22.6852 | 22.6852 | 22.6852 | 22.6852 | 0 | 0 | 0 | 33.2274 | 91.0317 | 213.741 | 440.1941 | 809.7503 | 1350.3278 | 2067.0173 | 0 | 0 | 0 | 0 | 0 | 0 | 0 | 0 | 0 | 0 | 0 | 0 | 0 | 0 | 0 | 0 | 0 | 0 | 0 | 0 | 0 | 33.2274 | 124.2591 | 338.0001 | 778.1942 | 1587.9444 | 2938.2722 | 5005.2895 | 5005.2895 | 5005.2895 | 5005.2895 | 5005.2895 | 5005.2895 | 5005.2895 | 5005.2895 | 5005.2895 | 5005.2895 | 5005.2895 | 5005.2895 | 5002.7336 | 4993.3718 | 4968.2885 | 4911.2737 | 4796.3561 | 4586.407 | 4233.6064 | 0 | 0 | 0 | 1.4558 | 3.9883 | 9.364469170935507 | 19.285883985440613 | 35.47696381695336 | 59.16087006851491 | 90.56063411654581 | 0 | 0 | 0 | 0 | 0 | 0 | 0 | 0 | 0 | 0 | 0 | 0 | 0 | 0 | 0 | 0 | 0 | 0 | 0 | 0
Furnace_Retail_New_TE 90% | Furnace_Retail_New | Furnace_Commercial_New_TE 80%_TE 90% | Commercial | Retail | New | Space Heating | Natural Gas | Furnace | EQ | TE 80% | 29 | 17 | 23 | 63.3025 | 0 | 0 | 0.62182 | 1 | LO3Slow | 0.996 | n/a | A | WCE71 | 0.19432476221487377 | 0.11659485732892426 | 140 kBtu/hr | 0.0321 | 6295.709980279995 | 6295.71 | 1225.415027356718 | 1225.415 | EIA - Technology Forecast Updates. Appendix A: Updated Buildings Sector Appliance and Equipment Costs and Efficiencies. U.S. Energy Information Administration. March 3, 2023. | EIA - Technology Forecast Updates. Appendix A. U.S. Energy Information Administration. March 3, 2023. ¦ Adjusted via AEG vendor cost review on Grainger.com and HVACDirect | AEG Simulation Data and Market Profile Calculations | 0 | 0 | 1859.321 | TE 81% (2023 Standard) | TE 81% (2023 Standard) | TE 81% (2023 Standard) | TE 81% (2023 Standard) | TE 81% (2023 Standard) | TE 81% (2023 Standard) | TE 81% (2023 Standard) | TE 81% (2023 Standard) | TE 81% (2023 Standard) | TE 81% (2023 Standard) | TE 81% (2023 Standard) | TE 81% (2023 Standard) | TE 81% (2023 Standard) | TE 81% (2023 Standard) | TE 81% (2023 Standard) | TE 81% (2023 Standard) | TE 81% (2023 Standard) | TE 81% (2023 Standard) | TE 81% (2023 Standard) | TE 81% (2023 Standard) | TE 81% (2023 Standard) | TE 81% (2023 Standard) | TE 81% (2023 Standard) | TE 81% (2023 Standard) | TE 81% (2023 Standard) | TE 81% (2023 Standard) | TE 81% (2023 Standard) | TE 81% (2023 Standard) | 0 | 0 | 0 | 0 | 0 | 0 | 0 | 0 | 0 | 0 | 0 | 0 | 0 | 0 | 0 | 0 | 0 | 0 | 0 | 0 | 0 | 0 | 0 | 0 | 0 | 0 | 0 | 0 | 0 | 0 | 0 | 0 | 0 | 0 | 0 | 0 | 0 | 0 | 0 | 0 | 0 | 0 | 0 | 0 | 0 | 0 | 0 | 0 | 0 | 0 | 0 | 0 | 0 | 0 | 0 | 0 | 0 | 0 | 0 | 0 | 0 | 0 | 0 | 0 | 0 | 0 | 0 | 0 | 0 | 0 | 0 | 0 | 0 | 0 | 0 | 0 | 0 | 0 | 0 | 0 | 0 | 0 | 0 | 0 | 0 | 0 | 0 | 0 | 0 | 0 | 0 | 0 | 0 | 0 | 0 | 0 | 0 | 0 | 0 | 0 | 0 | 0 | 0 | 0 | 0 | 0 | 0 | 0 | 0 | 0 | 0 | 0 | Dual-Fuel Heat Pump - TE 96% | Dual-Fuel Heat Pump - TE 96% | Dual-Fuel Heat Pump - TE 96% | Dual-Fuel Heat Pump - TE 96% | Dual-Fuel Heat Pump - TE 96% | Dual-Fuel Heat Pump - TE 96% | Dual-Fuel Heat Pump - TE 96% | Dual-Fuel Heat Pump - TE 96% | Dual-Fuel Heat Pump - TE 96% | Dual-Fuel Heat Pump - TE 96% | Dual-Fuel Heat Pump - TE 96% | Dual-Fuel Heat Pump - TE 96% | Dual-Fuel Heat Pump - TE 96% | Dual-Fuel Heat Pump - TE 96% | Dual-Fuel Heat Pump - TE 96% | Dual-Fuel Heat Pump - TE 96% | Dual-Fuel Heat Pump - TE 96% | Dual-Fuel Heat Pump - TE 96% | Dual-Fuel Heat Pump - TE 96% | Dual-Fuel Heat Pump - TE 96% | Dual-Fuel Heat Pump - TE 96% | Dual-Fuel Heat Pump - TE 96% | Dual-Fuel Heat Pump - TE 96% | Dual-Fuel Heat Pump - TE 96% | Dual-Fuel Heat Pump - TE 96% | Dual-Fuel Heat Pump - TE 96% | Dual-Fuel Heat Pump - TE 96% | Dual-Fuel Heat Pump - TE 96% | 19870.0617 | 19870.0617 | 19870.0617 | 19870.0617 | 19870.0617 | 19870.0617 | 19870.0617 | 19870.0617 | 19870.0617 | 19870.0617 | 19870.0617 | 19870.0617 | 19870.0617 | 19870.0617 | 19870.0617 | 19870.0617 | 19870.0617 | 19870.0617 | 19870.0617 | 19870.0617 | 19870.0617 | 19870.0617 | 19870.0617 | 19870.0617 | 19870.0617 | 19870.0617 | 19870.0617 | 19870.0617 | 326.2346 | 326.2346 | 326.2346 | 326.2346 | 326.2346 | 326.2346 | 326.2346 | 326.2346 | 326.2346 | 326.2346 | 326.2346 | 326.2346 | 326.2346 | 326.2346 | 326.2346 | 326.2346 | 326.2346 | 326.2346 | 326.2346 | 326.2346 | 326.2346 | 326.2346 | 326.2346 | 326.2346 | 326.2346 | 326.2346 | 326.2346 | 326.2346 | 0 | 0 | 0 | 0 | 0 | 0 | 0 | 0 | 0 | 0 | 0 | 0 | 0 | 0 | 0 | 0 | 0 | 0 | 0 | 0 | 0 | 0 | 0 | 0 | 0 | 0 | 0 | 0 | 0 | 0 | 0 | 0 | 0 | 0 | 0 | 0 | 0 | 0 | 0 | 0 | 0 | 0 | 0 | 0 | 0 | 0 | 0 | 0 | 0 | 0 | 0 | 0 | 0 | 0 | 0 | 0 | 0 | 0 | 0 | 0 | 0 | 0 | 0 | 0 | 0 | 0 | 0 | 0 | 0 | 0 | 0 | 0 | 0 | 0 | 0 | 0 | 0 | 0 | 0 | 0 | 0 | 0 | 0 | 0 | 0 | 0 | 0 | 0 | 0 | 0 | 0 | 0 | 0 | 0 | 0 | 0 | 0 | 0 | 0 | 0 | 0 | 0 | 0 | 0 | 0 | 0 | 0 | 0 | 0 | 0 | 0 | 0 | TE 90% | TE 90% | TE 90% | TE 90% | TE 90% | TE 90% | TE 90% | TE 90% | TE 90% | TE 90% | TE 90% | TE 90% | TE 90% | TE 90% | TE 90% | TE 90% | TE 90% | TE 90% | TE 90% | TE 90% | TE 90% | TE 90% | TE 90% | TE 90% | TE 90% | TE 90% | TE 90% | TE 90% | 1788.6728 | 1788.6728 | 1788.6728 | 1788.6728 | 1788.6728 | 1788.6728 | 1788.6728 | 1788.6728 | 1788.6728 | 1788.6728 | 1788.6728 | 1788.6728 | 1788.6728 | 1788.6728 | 1788.6728 | 1788.6728 | 1788.6728 | 1788.6728 | 1788.6728 | 1788.6728 | 1788.6728 | 1788.6728 | 1788.6728 | 1788.6728 | 1788.6728 | 1788.6728 | 1788.6728 | 1788.6728 | 22.6852 | 22.6852 | 22.6852 | 22.6852 | 22.6852 | 22.6852 | 22.6852 | 22.6852 | 22.6852 | 22.6852 | 22.6852 | 22.6852 | 22.6852 | 22.6852 | 22.6852 | 22.6852 | 22.6852 | 22.6852 | 22.6852 | 22.6852 | 22.6852 | 22.6852 | 22.6852 | 22.6852 | 22.6852 | 22.6852 | 22.6852 | 22.6852 | 0 | 0 | 0 | 0 | 0 | 0 | 0 | 0 | 0 | 0 | 0 | 0 | 0 | 0 | 0 | 0 | 0 | 0 | 0 | 0 | 0 | 0 | 0 | 0 | 0 | 0 | 0 | 0 | 0 | 0 | 0 | 0 | 0 | 0 | 0 | 0 | 0 | 0 | 0 | 0 | 0 | 0 | 0 | 0 | 0 | 0 | 0 | 0 | 0 | 0 | 0 | 0 | 0 | 0 | 0 | 0 | 0 | 0 | 0 | 0 | 0 | 0 | 0 | 0 | 0 | 0 | 0 | 0 | 0 | 0 | 0 | 0 | 0 | 0 | 0 | 0 | 0 | 0 | 0 | 0 | 0 | 0 | 0 | 0 | 0 | 0
Fryer_Education_Existing_ENERGY STAR (3.0) | Fryer_Education_Existing | Fryer_Commercial_Existing_Standard_ENERGY STAR (3.0) | Commercial | Education | Existing | Food Preparation | Natural Gas | Fryer | EQ | Standard | 14 | 8 | 11 | 191.5282 | 0 | 0 | 0.010626 | 1 | LO3Slow | 0.996 | n/a | A | WCE120 | 0.07614091688161014 | 0.04568455012896608 | 1 units | 0.0321 | 0 | 0 | 0 | 0 | RTF WkBk - ComCookingFryer_v6_1 - AEG Edited | RTF WkBk - ComCookingFryer_v6_1 - AEG Edited | RTF WkBk - ComCookingFryer_v6_1 - AEG Edited | 0 | 0 | 9737.4691 | ENERGY STAR (3.0) | ENERGY STAR (3.0) | ENERGY STAR (3.0) | ENERGY STAR (3.0) | ENERGY STAR (3.0) | ENERGY STAR (3.0) | ENERGY STAR (3.0) | ENERGY STAR (3.0) | ENERGY STAR (3.0) | ENERGY STAR (3.0) | ENERGY STAR (3.0) | ENERGY STAR (3.0) | ENERGY STAR (3.0) | ENERGY STAR (3.0) | ENERGY STAR (3.0) | ENERGY STAR (3.0) | ENERGY STAR (3.0) | ENERGY STAR (3.0) | ENERGY STAR (3.0) | ENERGY STAR (3.0) | ENERGY STAR (3.0) | ENERGY STAR (3.0) | ENERGY STAR (3.0) | ENERGY STAR (3.0) | ENERGY STAR (3.0) | ENERGY STAR (3.0) | ENERGY STAR (3.0) | ENERGY STAR (3.0) | 0 | 0 | 0 | 0 | 0 | 0 | 0 | 0 | 0 | 0 | 0 | 0 | 0 | 0 | 0 | 0 | 0 | 0 | 0 | 0 | 0 | 0 | 0 | 0 | 0 | 0 | 0 | 0 | 0 | 0 | 0 | 0 | 0 | 0 | 0 | 0 | 0 | 0 | 0 | 0 | 0 | 0 | 0 | 0 | 0 | 0 | 0 | 0 | 0 | -1.819e-12 | -1.819e-12 | -1.819e-12 | -3.638e-12 | -3.638e-12 | 0 | 0 | 0 | 0 | 0 | 0 | 0 | 0 | 0 | 0 | 0 | 0 | 0 | 6.686056530611685E-16 | 0 | 3.3430282653058423E-16 | 0 | 0 | 6.686056530611685E-16 | 0 | 0 | 3.3430282653058423E-16 | 0 | 0 | 0 | 0 | 0 | 3.3430282653058423E-16 | 0 | 0 | 0 | 0 | 0 | 0 | 0 | 0 | 0 | 0 | 0 | 0 | 0 | 6.686056530611685E-16 | 6.686056530611685E-16 | 1.0029084795917527E-15 | 1.0029084795917527E-15 | 1.0029084795917527E-15 | 1.6715141326529211E-15 | 1.6715141326529211E-15 | 1.6715141326529211E-15 | 2.0058169591835054E-15 | 2.0058169591835054E-15 | 2.0058169591835054E-15 | 2.0058169591835054E-15 | 2.0058169591835054E-15 | 2.0058169591835054E-15 | 2.3401197857140894E-15 | 2.3401197857140894E-15 | 2.3401197857140894E-15 | ENERGY STAR (3.0) | ENERGY STAR (3.0) | ENERGY STAR (3.0) | ENERGY STAR (3.0) | ENERGY STAR (3.0) | ENERGY STAR (3.0) | ENERGY STAR (3.0) | ENERGY STAR (3.0) | ENERGY STAR (3.0) | ENERGY STAR (3.0) | ENERGY STAR (3.0) | ENERGY STAR (3.0) | ENERGY STAR (3.0) | ENERGY STAR (3.0) | ENERGY STAR (3.0) | ENERGY STAR (3.0) | ENERGY STAR (3.0) | ENERGY STAR (3.0) | ENERGY STAR (3.0) | ENERGY STAR (3.0) | ENERGY STAR (3.0) | ENERGY STAR (3.0) | ENERGY STAR (3.0) | ENERGY STAR (3.0) | ENERGY STAR (3.0) | ENERGY STAR (3.0) | ENERGY STAR (3.0) | ENERGY STAR (3.0) | 0 | 0 | 0 | 0 | 0 | 0 | 0 | 0 | 0 | 0 | 0 | 0 | 0 | 0 | 0 | 0 | 0 | 0 | 0 | 0 | 0 | 0 | 0 | 0 | 0 | 0 | 0 | 0 | 0 | 0 | 0 | 0 | 0 | 0 | 0 | 0 | 0 | 0 | 0 | 0 | 0 | 0 | 0 | 0 | 0 | 0 | 0 | 0 | 0 | 0 | 0 | 0 | 0 | 0 | 0 | 0 | 0 | 0 | 0 | 0 | 0 | 0 | 0 | 0 | 0 | 0 | 0 | 0 | 0 | 0 | 0 | 0 | 0 | 0 | 0 | 0 | 0 | 0 | 0 | 0 | 0 | 0 | 0 | 0 | 0 | 0 | 0 | 0 | 0 | 0 | 0 | 0 | 0 | 0 | 0 | 0 | 0 | 0 | 0 | 0 | 0 | 0 | 0 | 0 | 1.819e-12 | 1.819e-12 | 0 | -1.819e-12 | 0 | 0 | 0 | 0 | 0 | 0 | 0 | 0 | 0 | 0 | 0 | 0 | 0 | 0 | 0 | 0 | 0 | 0 | 0 | 0 | 6.686056530611685E-16 | 0 | 0 | 0 | 0 | 0 | 0 | 0 | 0 | 0 | 0 | 0 | 0 | 0 | 0 | 0 | 0 | 0 | 0 | 0 | 0 | 0 | 0 | 0 | 0 | 0 | 0 | 0 | 6.686056530611685E-16 | 6.686056530611685E-16 | 6.686056530611685E-16 | 6.686056530611685E-16 | 6.686056530611685E-16 | 6.686056530611685E-16 | 6.686056530611685E-16 | 6.686056530611685E-16 | 6.686056530611685E-16 | 6.686056530611685E-16 | 6.686056530611685E-16 | 6.686056530611685E-16 | ENERGY STAR (3.0) | ENERGY STAR (3.0) | ENERGY STAR (3.0) | ENERGY STAR (3.0) | ENERGY STAR (3.0) | ENERGY STAR (3.0) | ENERGY STAR (3.0) | ENERGY STAR (3.0) | ENERGY STAR (3.0) | ENERGY STAR (3.0) | ENERGY STAR (3.0) | ENERGY STAR (3.0) | ENERGY STAR (3.0) | ENERGY STAR (3.0) | ENERGY STAR (3.0) | ENERGY STAR (3.0) | ENERGY STAR (3.0) | ENERGY STAR (3.0) | ENERGY STAR (3.0) | ENERGY STAR (3.0) | ENERGY STAR (3.0) | ENERGY STAR (3.0) | ENERGY STAR (3.0) | ENERGY STAR (3.0) | ENERGY STAR (3.0) | ENERGY STAR (3.0) | ENERGY STAR (3.0) | ENERGY STAR (3.0) | 0 | 0 | 0 | 0 | 0 | 0 | 0 | 0 | 0 | 0 | 0 | 0 | 0 | 0 | 0 | 0 | 0 | 0 | 0 | 0 | 0 | 0 | 0 | 0 | 0 | 0 | 0 | 0 | 0 | 0 | 0 | 0 | 0 | 0 | 0 | 0 | 0 | 0 | 0 | 0 | 0 | 0 | 0 | 0 | 0 | 0 | 0 | 0 | 0 | 0 | 0 | 0 | 0 | 0 | 0 | 0 | 0 | 0 | 0 | 0 | 0 | 0 | 0 | 0 | 0 | 0 | 0 | 0 | 0 | 0 | 0 | 0 | 0 | 0 | 0 | 0 | 0 | 0 | 0 | 0 | 0 | 0 | 0 | 0 | 0 | 0 | 0 | 0 | 0 | 0 | 0 | 0 | 0 | 0 | 0 | 0 | 0 | 0 | 1.819e-12 | 1.819e-12 | 0 | 0 | 0 | 0 | 0 | 0 | 0 | 0 | 0 | 0 | 3.638e-12 | 0 | 0 | 0 | 0 | 0 | 0 | 0 | 0 | 0 | 0 | 0 | 0 | 0 | 0 | 0 | 0 | 0 | 0 | 0 | 0 | 0 | 0 | 0 | 0 | 0 | 0 | 0 | 0 | 0 | 0 | 0
Steamer_Education_Existing_ENERGY STAR (1.2) | Steamer_Education_Existing | Steamer_Commercial_Existing_Typical_ENERGY STAR (1.2) | Commercial | Education | Existing | Food Preparation | Natural Gas | Steamer | EQ | Typical | 15 | 9 | 12 | 416.7352 | 0 | 0 | 0.019761 | 1 | LO3Slow | 0.996 | n/a | A | WCE124 | 0.0923831095292024 | 0.05542986571752143 | 1 units | 0.0321 | 0 | 0 | 0 | 0 | RTF Wkbk - ComCookingSteamer_v6_1 | RTF Wkbk - ComCookingSteamer_v6_1 - AEG Edited | RTF Wkbk - ComCookingSteamer_v6_1 - AEG Edited | 0 | 0 | -2105.6097 | ENERGY STAR (1.2) | ENERGY STAR (1.2) | ENERGY STAR (1.2) | ENERGY STAR (1.2) | ENERGY STAR (1.2) | ENERGY STAR (1.2) | ENERGY STAR (1.2) | ENERGY STAR (1.2) | ENERGY STAR (1.2) | ENERGY STAR (1.2) | ENERGY STAR (1.2) | ENERGY STAR (1.2) | ENERGY STAR (1.2) | ENERGY STAR (1.2) | ENERGY STAR (1.2) | ENERGY STAR (1.2) | ENERGY STAR (1.2) | ENERGY STAR (1.2) | ENERGY STAR (1.2) | ENERGY STAR (1.2) | ENERGY STAR (1.2) | ENERGY STAR (1.2) | ENERGY STAR (1.2) | ENERGY STAR (1.2) | ENERGY STAR (1.2) | ENERGY STAR (1.2) | ENERGY STAR (1.2) | ENERGY STAR (1.2) | 0 | 0 | 0 | 0 | 0 | 0 | 0 | 0 | 0 | 0 | 0 | 0 | 0 | 0 | 0 | 0 | 0 | 0 | 0 | 0 | 0 | 0 | 0 | 0 | 0 | 0 | 0 | 0 | 0 | 0 | 0 | 0 | 0 | 0 | 0 | 0 | 0 | 0 | 0 | 0 | 0 | 0 | 0 | -3.638e-12 | 0 | 0 | 0 | 0 | 0 | 7.276e-12 | 0 | 3.638e-12 | 0 | 0 | 0 | 0 | 0 | 0 | 0 | 0 | 0 | 0 | 0 | 0 | 0 | 0 | 0 | 0 | 0 | 0 | 1.3269162675873298E-15 | 0 | 0 | 0 | 0 | 0 | 1.3269162675873298E-15 | 0 | 0 | 0 | 0 | 0 | 0 | 0 | 0 | 0 | 0 | 0 | 0 | 0 | 0 | 0 | 0 | 0 | 0 | 0 | 0 | 0 | 1.3269162675873298E-15 | 1.3269162675873298E-15 | 1.3269162675873298E-15 | 1.3269162675873298E-15 | 1.3269162675873298E-15 | 1.3269162675873298E-15 | 2.6538325351746596E-15 | 2.6538325351746596E-15 | 2.6538325351746596E-15 | 2.6538325351746596E-15 | 2.6538325351746596E-15 | 2.6538325351746596E-15 | 2.6538325351746596E-15 | 2.6538325351746596E-15 | ENERGY STAR (1.2) | ENERGY STAR (1.2) | ENERGY STAR (1.2) | ENERGY STAR (1.2) | ENERGY STAR (1.2) | ENERGY STAR (1.2) | ENERGY STAR (1.2) | ENERGY STAR (1.2) | ENERGY STAR (1.2) | ENERGY STAR (1.2) | ENERGY STAR (1.2) | ENERGY STAR (1.2) | ENERGY STAR (1.2) | ENERGY STAR (1.2) | ENERGY STAR (1.2) | ENERGY STAR (1.2) | ENERGY STAR (1.2) | ENERGY STAR (1.2) | ENERGY STAR (1.2) | ENERGY STAR (1.2) | ENERGY STAR (1.2) | ENERGY STAR (1.2) | ENERGY STAR (1.2) | ENERGY STAR (1.2) | ENERGY STAR (1.2) | ENERGY STAR (1.2) | ENERGY STAR (1.2) | ENERGY STAR (1.2) | 0 | 0 | 0 | 0 | 0 | 0 | 0 | 0 | 0 | 0 | 0 | 0 | 0 | 0 | 0 | 0 | 0 | 0 | 0 | 0 | 0 | 0 | 0 | 0 | 0 | 0 | 0 | 0 | 0 | 0 | 0 | 0 | 0 | 0 | 0 | 0 | 0 | 0 | 0 | 0 | 0 | 0 | 0 | 0 | 0 | 0 | 0 | 0 | 0 | 0 | 0 | 0 | 0 | 0 | 0 | 0 | 0 | 0 | 0 | 0 | 0 | 0 | 0 | 0 | 0 | 0 | 0 | 0 | 0 | 0 | 0 | 0 | 0 | 0 | 0 | 0 | 0 | 0 | 0 | 0 | 0 | 0 | 0 | 0 | 0 | 0 | 0 | 0 | 0 | 0 | 0 | 0 | 0 | 0 | 0 | 0 | 0 | 0 | 0 | -3.638e-12 | 0 | 0 | 0 | -7.276e-12 | 0 | 3.638e-12 | -3.638e-12 | 0 | -3.638e-12 | 0 | 0 | 0 | 0 | 0 | 0 | 0 | 0 | 0 | 0 | 0 | 0 | 0 | 0 | 0 | 0 | 0 | 1.3269162675873298E-15 | 0 | 0 | 0 | 0 | 1.3269162675873298E-15 | 1.3269162675873298E-15 | 0 | 0 | 0 | 0 | 0 | 0 | 0 | 0 | 0 | 0 | 0 | 0 | 0 | 0 | 0 | 0 | 0 | 0 | 0 | 0 | 0 | 1.3269162675873298E-15 | 1.3269162675873298E-15 | 1.3269162675873298E-15 | 1.3269162675873298E-15 | 1.3269162675873298E-15 | 2.6538325351746596E-15 | 3.98074880276199E-15 | 3.98074880276199E-15 | 3.98074880276199E-15 | 3.98074880276199E-15 | 3.98074880276199E-15 | 3.98074880276199E-15 | 3.98074880276199E-15 | 3.98074880276199E-15 | ENERGY STAR (1.2) | ENERGY STAR (1.2) | ENERGY STAR (1.2) | ENERGY STAR (1.2) | ENERGY STAR (1.2) | ENERGY STAR (1.2) | ENERGY STAR (1.2) | ENERGY STAR (1.2) | ENERGY STAR (1.2) | ENERGY STAR (1.2) | ENERGY STAR (1.2) | ENERGY STAR (1.2) | ENERGY STAR (1.2) | ENERGY STAR (1.2) | ENERGY STAR (1.2) | ENERGY STAR (1.2) | ENERGY STAR (1.2) | ENERGY STAR (1.2) | ENERGY STAR (1.2) | ENERGY STAR (1.2) | ENERGY STAR (1.2) | ENERGY STAR (1.2) | ENERGY STAR (1.2) | ENERGY STAR (1.2) | ENERGY STAR (1.2) | ENERGY STAR (1.2) | ENERGY STAR (1.2) | ENERGY STAR (1.2) | 0 | 0 | 0 | 0 | 0 | 0 | 0 | 0 | 0 | 0 | 0 | 0 | 0 | 0 | 0 | 0 | 0 | 0 | 0 | 0 | 0 | 0 | 0 | 0 | 0 | 0 | 0 | 0 | 0 | 0 | 0 | 0 | 0 | 0 | 0 | 0 | 0 | 0 | 0 | 0 | 0 | 0 | 0 | 0 | 0 | 0 | 0 | 0 | 0 | 0 | 0 | 0 | 0 | 0 | 0 | 0 | 0 | 0 | 0 | 0 | 0 | 0 | 0 | 0 | 0 | 0 | 0 | 0 | 0 | 0 | 0 | 0 | 0 | 0 | 0 | 0 | 0 | 0 | 0 | 0 | 0 | 0 | 0 | 0 | 0 | 0 | 0 | 0 | 0 | 0 | 0 | 0 | 0 | 0 | 0 | 0 | 0 | 0 | 0 | -3.638e-12 | 0 | 0 | 0 | -7.276e-12 | 0 | 7.276e-12 | 0 | 3.638e-12 | 0 | 0 | 0 | 7.276e-12 | 0 | 0 | 0 | 0 | 0 | 0 | 0 | 0 | 0 | 0 | 0 | 0 | 0 | 0 | 1.3269162675873298E-15 | 0 | 0 | 0 | 0 | 1.3269162675873298E-15 | 1.3269162675873298E-15 | 0 | 0 | 0 | 0 | 0 | 0 | 0 | 0 | 0
Fryer_Education_New_ENERGY STAR (3.0) | Fryer_Education_New | Fryer_Commercial_New_Standard_ENERGY STAR (3.0) | Commercial | Education | New | Food Preparation | Natural Gas | Fryer | EQ | Standard | 14 | 8 | 11 | 191.5282 | 0 | 0 | 0.010626 | 1 | LO3Slow | 0.996 | n/a | A | WCE134 | 0.07614091688161014 | 0.04568455012896608 | 1 units | 0.0321 | 0 | 0 | 0 | 0 | RTF WkBk - ComCookingFryer_v6_1 - AEG Edited | RTF WkBk - ComCookingFryer_v6_1 - AEG Edited | RTF WkBk - ComCookingFryer_v6_1 - AEG Edited | 0 | 0 | 9737.4691 | ENERGY STAR (3.0) | ENERGY STAR (3.0) | ENERGY STAR (3.0) | ENERGY STAR (3.0) | ENERGY STAR (3.0) | ENERGY STAR (3.0) | ENERGY STAR (3.0) | ENERGY STAR (3.0) | ENERGY STAR (3.0) | ENERGY STAR (3.0) | ENERGY STAR (3.0) | ENERGY STAR (3.0) | ENERGY STAR (3.0) | ENERGY STAR (3.0) | ENERGY STAR (3.0) | ENERGY STAR (3.0) | ENERGY STAR (3.0) | ENERGY STAR (3.0) | ENERGY STAR (3.0) | ENERGY STAR (3.0) | ENERGY STAR (3.0) | ENERGY STAR (3.0) | ENERGY STAR (3.0) | ENERGY STAR (3.0) | ENERGY STAR (3.0) | ENERGY STAR (3.0) | ENERGY STAR (3.0) | ENERGY STAR (3.0) | 0 | 0 | 0 | 0 | 0 | 0 | 0 | 0 | 0 | 0 | 0 | 0 | 0 | 0 | 0 | 0 | 0 | 0 | 0 | 0 | 0 | 0 | 0 | 0 | 0 | 0 | 0 | 0 | 0 | 0 | 0 | 0 | 0 | 0 | 0 | 0 | 0 | 0 | 0 | 0 | 0 | 0 | 0 | 0 | 0 | 0 | 0 | 0 | 0 | 0 | 0 | 0 | 0 | 0 | 0 | 0 | 0 | 0 | 0 | 0 | 0 | 0 | 0 | 0 | 0 | 0 | 0 | 0 | 0 | 0 | 0 | 0 | 0 | 0 | 0 | 0 | 0 | 0 | 0 | 0 | 0 | 0 | 0 | 0 | 0 | 0 | 0 | 0 | 0 | 0 | 0 | 0 | 0 | 0 | 0 | 0 | 0 | 0 | 0 | 0 | 0 | 0 | 0 | 0 | 0 | 0 | 0 | 0 | 0 | 0 | 0 | 0 | ENERGY STAR (3.0) | ENERGY STAR (3.0) | ENERGY STAR (3.0) | ENERGY STAR (3.0) | ENERGY STAR (3.0) | ENERGY STAR (3.0) | ENERGY STAR (3.0) | ENERGY STAR (3.0) | ENERGY STAR (3.0) | ENERGY STAR (3.0) | ENERGY STAR (3.0) | ENERGY STAR (3.0) | ENERGY STAR (3.0) | ENERGY STAR (3.0) | ENERGY STAR (3.0) | ENERGY STAR (3.0) | ENERGY STAR (3.0) | ENERGY STAR (3.0) | ENERGY STAR (3.0) | ENERGY STAR (3.0) | ENERGY STAR (3.0) | ENERGY STAR (3.0) | ENERGY STAR (3.0) | ENERGY STAR (3.0) | ENERGY STAR (3.0) | ENERGY STAR (3.0) | ENERGY STAR (3.0) | ENERGY STAR (3.0) | 0 | 0 | 0 | 0 | 0 | 0 | 0 | 0 | 0 | 0 | 0 | 0 | 0 | 0 | 0 | 0 | 0 | 0 | 0 | 0 | 0 | 0 | 0 | 0 | 0 | 0 | 0 | 0 | 0 | 0 | 0 | 0 | 0 | 0 | 0 | 0 | 0 | 0 | 0 | 0 | 0 | 0 | 0 | 0 | 0 | 0 | 0 | 0 | 0 | 0 | 0 | 0 | 0 | 0 | 0 | 0 | 0 | 0 | 0 | 0 | 0 | 0 | 0 | 0 | 0 | 0 | 0 | 0 | 0 | 0 | 0 | 0 | 0 | 0 | 0 | 0 | 0 | 0 | 0 | 0 | 0 | 0 | 0 | 0 | 0 | 0 | 0 | 0 | 0 | 0 | 0 | 0 | 0 | 0 | 0 | 0 | 0 | 0 | 0 | 0 | 0 | 0 | 0 | 0 | 0 | 0 | 0 | 0 | 0 | 0 | 0 | 0 | 0 | 0 | 0 | 0 | 0 | 0 | 0 | 0 | 0 | 0 | 0 | 0 | 0 | 0 | 0 | 0 | 0 | 0 | 0 | 0 | 0 | 0 | 0 | 0 | 0 | 0 | 0 | 0 | 0 | 0 | 0 | 0 | 0 | 0 | 0 | 0 | 0 | 0 | 0 | 0 | 0 | 0 | 0 | 0 | 0 | 0 | 0 | 0 | 0 | 0 | 0 | 0 | 0 | 0 | 0 | 0 | ENERGY STAR (3.0) | ENERGY STAR (3.0) | ENERGY STAR (3.0) | ENERGY STAR (3.0) | ENERGY STAR (3.0) | ENERGY STAR (3.0) | ENERGY STAR (3.0) | ENERGY STAR (3.0) | ENERGY STAR (3.0) | ENERGY STAR (3.0) | ENERGY STAR (3.0) | ENERGY STAR (3.0) | ENERGY STAR (3.0) | ENERGY STAR (3.0) | ENERGY STAR (3.0) | ENERGY STAR (3.0) | ENERGY STAR (3.0) | ENERGY STAR (3.0) | ENERGY STAR (3.0) | ENERGY STAR (3.0) | ENERGY STAR (3.0) | ENERGY STAR (3.0) | ENERGY STAR (3.0) | ENERGY STAR (3.0) | ENERGY STAR (3.0) | ENERGY STAR (3.0) | ENERGY STAR (3.0) | ENERGY STAR (3.0) | 0 | 0 | 0 | 0 | 0 | 0 | 0 | 0 | 0 | 0 | 0 | 0 | 0 | 0 | 0 | 0 | 0 | 0 | 0 | 0 | 0 | 0 | 0 | 0 | 0 | 0 | 0 | 0 | 0 | 0 | 0 | 0 | 0 | 0 | 0 | 0 | 0 | 0 | 0 | 0 | 0 | 0 | 0 | 0 | 0 | 0 | 0 | 0 | 0 | 0 | 0 | 0 | 0 | 0 | 0 | 0 | 0 | 0 | 0 | 0 | 0 | 0 | 0 | 0 | 0 | 0 | 0 | 0 | 0 | 0 | 0 | 0 | 0 | 0 | 0 | 0 | 0 | 0 | 0 | 0 | 0 | 0 | 0 | 0 | 0 | 0 | 0 | 0 | 0 | 0 | 0 | 0 | 0 | 0 | 0 | 0 | 0 | 0 | 0 | 0 | 0 | 0 | 0 | 0 | 0 | 0 | 0 | 0 | 0 | 0 | 0 | 0 | 0 | 0 | 0 | 0 | 0 | 0 | 0 | 0 | 0 | 0 | 0 | 0 | 0 | 0 | 0 | 0 | 0 | 0 | 0 | 0 | 0 | 0 | 0 | 0 | 0 | 0 | 0 | 0 | 0 | 0
Steamer_Education_New_ENERGY STAR (1.2) | Steamer_Education_New | Steamer_Commercial_New_Typical_ENERGY STAR (1.2) | Commercial | Education | New | Food Preparation | Natural Gas | Steamer | EQ | Typical | 15 | 9 | 12 | 416.7352 | 0 | 0 | 0.019761 | 1 | LO3Slow | 0.996 | n/a | A | WCE138 | 0.0923831095292024 | 0.05542986571752143 | 1 units | 0.0321 | 0 | 0 | 0 | 0 | RTF Wkbk - ComCookingSteamer_v6_1 | RTF Wkbk - ComCookingSteamer_v6_1 - AEG Edited | RTF Wkbk - ComCookingSteamer_v6_1 - AEG Edited | 0 | 0 | -2105.6097 | ENERGY STAR (1.2) | ENERGY STAR (1.2) | ENERGY STAR (1.2) | ENERGY STAR (1.2) | ENERGY STAR (1.2) | ENERGY STAR (1.2) | ENERGY STAR (1.2) | ENERGY STAR (1.2) | ENERGY STAR (1.2) | ENERGY STAR (1.2) | ENERGY STAR (1.2) | ENERGY STAR (1.2) | ENERGY STAR (1.2) | ENERGY STAR (1.2) | ENERGY STAR (1.2) | ENERGY STAR (1.2) | ENERGY STAR (1.2) | ENERGY STAR (1.2) | ENERGY STAR (1.2) | ENERGY STAR (1.2) | ENERGY STAR (1.2) | ENERGY STAR (1.2) | ENERGY STAR (1.2) | ENERGY STAR (1.2) | ENERGY STAR (1.2) | ENERGY STAR (1.2) | ENERGY STAR (1.2) | ENERGY STAR (1.2) | 0 | 0 | 0 | 0 | 0 | 0 | 0 | 0 | 0 | 0 | 0 | 0 | 0 | 0 | 0 | 0 | 0 | 0 | 0 | 0 | 0 | 0 | 0 | 0 | 0 | 0 | 0 | 0 | 0 | 0 | 0 | 0 | 0 | 0 | 0 | 0 | 0 | 0 | 0 | 0 | 0 | 0 | 0 | 0 | 0 | 0 | 0 | 0 | 0 | 0 | 0 | 0 | 0 | 0 | 0 | 0 | 0 | 0 | 0 | 0 | 0 | 0 | 0 | 0 | 0 | 0 | 0 | 0 | 0 | 0 | 0 | 0 | 0 | 0 | 0 | 0 | 0 | 0 | 0 | 0 | 0 | 0 | 0 | 0 | 0 | 0 | 0 | 0 | 0 | 0 | 0 | 0 | 0 | 0 | 0 | 0 | 0 | 0 | 0 | 0 | 0 | 0 | 0 | 0 | 0 | 0 | 0 | 0 | 0 | 0 | 0 | 0 | ENERGY STAR (1.2) | ENERGY STAR (1.2) | ENERGY STAR (1.2) | ENERGY STAR (1.2) | ENERGY STAR (1.2) | ENERGY STAR (1.2) | ENERGY STAR (1.2) | ENERGY STAR (1.2) | ENERGY STAR (1.2) | ENERGY STAR (1.2) | ENERGY STAR (1.2) | ENERGY STAR (1.2) | ENERGY STAR (1.2) | ENERGY STAR (1.2) | ENERGY STAR (1.2) | ENERGY STAR (1.2) | ENERGY STAR (1.2) | ENERGY STAR (1.2) | ENERGY STAR (1.2) | ENERGY STAR (1.2) | ENERGY STAR (1.2) | ENERGY STAR (1.2) | ENERGY STAR (1.2) | ENERGY STAR (1.2) | ENERGY STAR (1.2) | ENERGY STAR (1.2) | ENERGY STAR (1.2) | ENERGY STAR (1.2) | 0 | 0 | 0 | 0 | 0 | 0 | 0 | 0 | 0 | 0 | 0 | 0 | 0 | 0 | 0 | 0 | 0 | 0 | 0 | 0 | 0 | 0 | 0 | 0 | 0 | 0 | 0 | 0 | 0 | 0 | 0 | 0 | 0 | 0 | 0 | 0 | 0 | 0 | 0 | 0 | 0 | 0 | 0 | 0 | 0 | 0 | 0 | 0 | 0 | 0 | 0 | 0 | 0 | 0 | 0 | 0 | 0 | 0 | 0 | 0 | 0 | 0 | 0 | 0 | 0 | 0 | 0 | 0 | 0 | 0 | 0 | 0 | 0 | 0 | 0 | 0 | 0 | 0 | 0 | 0 | 0 | 0 | 0 | 0 | 0 | 0 | 0 | 0 | 0 | 0 | 0 | 0 | 0 | 0 | 0 | 0 | 0 | 0 | 0 | 0 | 0 | 0 | 0 | 0 | 0 | 0 | 0 | 0 | 0 | 0 | 0 | 0 | 0 | 0 | 0 | 0 | 0 | 0 | 0 | 0 | 0 | 0 | 0 | 0 | 0 | 0 | 0 | 0 | 0 | 0 | 0 | 0 | 0 | 0 | 0 | 0 | 0 | 0 | 0 | 0 | 0 | 0 | 0 | 0 | 0 | 0 | 0 | 0 | 0 | 0 | 0 | 0 | 0 | 0 | 0 | 0 | 0 | 0 | 0 | 0 | 0 | 0 | 0 | 0 | 0 | 0 | 0 | 0 | ENERGY STAR (1.2) | ENERGY STAR (1.2) | ENERGY STAR (1.2) | ENERGY STAR (1.2) | ENERGY STAR (1.2) | ENERGY STAR (1.2) | ENERGY STAR (1.2) | ENERGY STAR (1.2) | ENERGY STAR (1.2) | ENERGY STAR (1.2) | ENERGY STAR (1.2) | ENERGY STAR (1.2) | ENERGY STAR (1.2) | ENERGY STAR (1.2) | ENERGY STAR (1.2) | ENERGY STAR (1.2) | ENERGY STAR (1.2) | ENERGY STAR (1.2) | ENERGY STAR (1.2) | ENERGY STAR (1.2) | ENERGY STAR (1.2) | ENERGY STAR (1.2) | ENERGY STAR (1.2) | ENERGY STAR (1.2) | ENERGY STAR (1.2) | ENERGY STAR (1.2) | ENERGY STAR (1.2) | ENERGY STAR (1.2) | 0 | 0 | 0 | 0 | 0 | 0 | 0 | 0 | 0 | 0 | 0 | 0 | 0 | 0 | 0 | 0 | 0 | 0 | 0 | 0 | 0 | 0 | 0 | 0 | 0 | 0 | 0 | 0 | 0 | 0 | 0 | 0 | 0 | 0 | 0 | 0 | 0 | 0 | 0 | 0 | 0 | 0 | 0 | 0 | 0 | 0 | 0 | 0 | 0 | 0 | 0 | 0 | 0 | 0 | 0 | 0 | 0 | 0 | 0 | 0 | 0 | 0 | 0 | 0 | 0 | 0 | 0 | 0 | 0 | 0 | 0 | 0 | 0 | 0 | 0 | 0 | 0 | 0 | 0 | 0 | 0 | 0 | 0 | 0 | 0 | 0 | 0 | 0 | 0 | 0 | 0 | 0 | 0 | 0 | 0 | 0 | 0 | 0 | 0 | 0 | 0 | 0 | 0 | 0 | 0 | 0 | 0 | 0 | 0 | 0 | 0 | 0 | 0 | 0 | 0 | 0 | 0 | 0 | 0 | 0 | 0 | 0 | 0 | 0 | 0 | 0 | 0 | 0 | 0 | 0 | 0 | 0 | 0 | 0 | 0 | 0 | 0 | 0 | 0 | 0 | 0 | 0
Furnace_Education_Existing_TE 90% | Furnace_Education_Existing | Furnace_Commercial_Existing_TE 80%_TE 90% | Commercial | Education | Existing | Space Heating | Natural Gas | Furnace | EQ | TE 80% | 29 | 17 | 23 | 21.6049 | 0 | 0 | 0.36996 | 1 | LO3Slow | 0.996 | n/a | A | WCE113 | 0.19432476221487377 | 0.11659485732892426 | 140 kBtu/hr | 0.0321 | 23755.965131560686 | 23755.9651 | 4785.183160031037 | 4785.1832 | EIA - Technology Forecast Updates. Appendix A: Updated Buildings Sector Appliance and Equipment Costs and Efficiencies. U.S. Energy Information Administration. March 3, 2023. | EIA - Technology Forecast Updates. Appendix A. U.S. Energy Information Administration. March 3, 2023. ¦ Adjusted via AEG vendor cost review on Grainger.com and HVACDirect | AEG Simulation Data and Market Profile Calculations | 0 | 0 | 1859.321 | TE 81% (2023 Standard) | TE 81% (2023 Standard) | TE 81% (2023 Standard) | TE 81% (2023 Standard) | TE 81% (2023 Standard) | TE 81% (2023 Standard) | TE 81% (2023 Standard) | TE 81% (2023 Standard) | TE 81% (2023 Standard) | TE 81% (2023 Standard) | TE 81% (2023 Standard) | TE 81% (2023 Standard) | TE 81% (2023 Standard) | TE 81% (2023 Standard) | TE 81% (2023 Standard) | TE 81% (2023 Standard) | TE 81% (2023 Standard) | TE 81% (2023 Standard) | TE 81% (2023 Standard) | TE 81% (2023 Standard) | TE 81% (2023 Standard) | TE 81% (2023 Standard) | TE 81% (2023 Standard) | TE 81% (2023 Standard) | TE 81% (2023 Standard) | TE 81% (2023 Standard) | TE 81% (2023 Standard) | TE 81% (2023 Standard) | 0 | 0 | 0 | 37005.4189 | 39418.8259 | 41646.4421 | 43702.7032 | 45600.9818 | 47353.0697 | 48970.176 | 50463.073 | 51841.1318 | 53112.9621 | 54286.9313 | 55370.3307 | 56370.5769 | 57293.6056 | 58145.5748 | 58932.2102 | 56825.9725 | 58463.2706 | 57501.8245 | 56770.9627 | 56238.4412 | 55876.2897 | 55660.4184 | 18566.6889 | 16165.8013 | 0 | 0 | 0 | 37005.4189 | 76424.2448 | 118070.6869 | 161773.3902 | 207374.372 | 254727.4417 | 303697.6177 | 354160.6908 | 406001.8226 | 459114.7847 | 513401.716 | 568772.0466 | 625142.6236 | 682436.2292 | 740581.8039 | 799514.0141 | 856339.9866 | 911439.3335 | 962299.6102 | 1009246.8532 | 1052581.7866 | 1092582.2197 | 1129505.2914 | 1163587.7064 | 1195047.9781 | 0 | 0 | 0 | 442.86265461768994 | 471.74313309699585 | 498.4020363086628 | 523.0102546578938 | 545.7255331341071 | 566.6934824967653 | 586.0485126776807 | 603.9146943831413 | 620.4065544189509 | 635.6298098366212 | 649.6820456067788 | 662.6533401638471 | 674.62684283191 | 685.6793068331991 | 695.8815812959272 | 705.2990654153687 | 680.0976772419497 | 699.7023641367146 | 688.2017644311154 | 679.4607514643019 | 673.0966015857476 | 668.7715266755125 | 666.187808905897 | 222.22078319442292 | 193.48506629401547 | 0 | 0 | 0 | 442.86265461768994 | 914.6057877146858 | 1413.0078240233486 | 1936.0180786812425 | 2481.7436118153496 | 3048.437094312115 | 3634.485606989796 | 4238.400301372937 | 4858.806855791889 | 5494.43666562851 | 6144.118711235289 | 6806.772051399136 | 7481.398894231046 | 8167.078201064244 | 8862.95978236017 | 9568.258847775542 | 10248.35652501749 | 10948.058889154205 | 11636.26065358532 | 12315.72140504962 | 12988.818006635369 | 13657.58953331088 | 14323.77734221678 | 14545.9981254112 | 14739.483191705218 | Dual-Fuel Heat Pump - TE 96% | Dual-Fuel Heat Pump - TE 96% | Dual-Fuel Heat Pump - TE 96% | Dual-Fuel Heat Pump - TE 96% | Dual-Fuel Heat Pump - TE 96% | Dual-Fuel Heat Pump - TE 96% | Dual-Fuel Heat Pump - TE 96% | Dual-Fuel Heat Pump - TE 96% | Dual-Fuel Heat Pump - TE 96% | Dual-Fuel Heat Pump - TE 96% | Dual-Fuel Heat Pump - TE 96% | Dual-Fuel Heat Pump - TE 96% | Dual-Fuel Heat Pump - TE 96% | Dual-Fuel Heat Pump - TE 96% | Dual-Fuel Heat Pump - TE 96% | Dual-Fuel Heat Pump - TE 96% | Dual-Fuel Heat Pump - TE 96% | Dual-Fuel Heat Pump - TE 96% | Dual-Fuel Heat Pump - TE 96% | Dual-Fuel Heat Pump - TE 96% | Dual-Fuel Heat Pump - TE 96% | Dual-Fuel Heat Pump - TE 96% | Dual-Fuel Heat Pump - TE 96% | Dual-Fuel Heat Pump - TE 96% | Dual-Fuel Heat Pump - TE 96% | Dual-Fuel Heat Pump - TE 96% | Dual-Fuel Heat Pump - TE 96% | Dual-Fuel Heat Pump - TE 96% | 19870.0617 | 19870.0617 | 19870.0617 | 19870.0617 | 19870.0617 | 19870.0617 | 19870.0617 | 19870.0617 | 19870.0617 | 19870.0617 | 19870.0617 | 19870.0617 | 19870.0617 | 19870.0617 | 19870.0617 | 19870.0617 | 19870.0617 | 19870.0617 | 19870.0617 | 19870.0617 | 19870.0617 | 19870.0617 | 19870.0617 | 19870.0617 | 19870.0617 | 19870.0617 | 19870.0617 | 19870.0617 | 83.8272 | 83.8272 | 83.8272 | 83.8272 | 83.8272 | 83.8272 | 83.8272 | 83.8272 | 83.8272 | 83.8272 | 83.8272 | 83.8272 | 83.8272 | 83.8272 | 83.8272 | 83.8272 | 83.8272 | 83.8272 | 83.8272 | 83.8272 | 83.8272 | 83.8272 | 83.8272 | 83.8272 | 83.8272 | 83.8272 | 83.8272 | 83.8272 | 0 | 0 | 0 | 0 | 0 | 0 | 0 | 0 | 0 | 0 | 0 | 0 | 0 | 0 | 0 | 0 | 0 | 0 | 0 | 0 | 0 | -9.6362e-12 | 0 | 0 | 0 | 0 | 0 | 0 | 0 | 0 | 0 | 0 | 0 | 0 | 0 | 0 | 0 | 0 | 0 | 0 | 0 | 0 | 0 | 0 | 0 | 0 | 0 | 0 | 0 | 0 | 0 | 0 | 0 | 0 | 0 | 0 | 0 | 0 | 0 | 0 | 0 | 0 | 0 | 0 | 0 | 0 | 0 | 0 | 0 | 0 | 0 | 0 | 0 | 0 | 0 | 0 | 0 | 6.009288355764155E-14 | 0 | 1.111350554440703E-13 | 0 | 0 | 0 | 0 | 0 | 0 | 0 | 0 | 0 | 0 | 0 | 0 | 0 | 0 | 0 | 0 | 0 | 0 | 0 | 0 | 0 | 0 | 0 | 0 | 0 | 6.009288355764155E-14 | 6.009288355764155E-14 | 1.7122793900171183E-13 | 1.7122793900171183E-13 | 1.7122793900171183E-13 | 1.7122793900171183E-13 | 1.7122793900171183E-13 | TE 90% | TE 90% | TE 90% | TE 90% | TE 90% | TE 90% | TE 90% | TE 90% | TE 90% | TE 90% | TE 90% | TE 90% | TE 90% | TE 90% | TE 90% | TE 90% | TE 90% | TE 90% | TE 90% | TE 90% | TE 90% | TE 90% | TE 90% | TE 90% | TE 90% | TE 90% | TE 90% | TE 90% | 1788.6728 | 1788.6728 | 1788.6728 | 1788.6728 | 1788.6728 | 1788.6728 | 1788.6728 | 1788.6728 | 1788.6728 | 1788.6728 | 1788.6728 | 1788.6728 | 1788.6728 | 1788.6728 | 1788.6728 | 1788.6728 | 1788.6728 | 1788.6728 | 1788.6728 | 1788.6728 | 1788.6728 | 1788.6728 | 1788.6728 | 1788.6728 | 1788.6728 | 1788.6728 | 1788.6728 | 1788.6728 | 7.7778 | 7.7778 | 7.7778 | 7.7778 | 7.7778 | 7.7778 | 7.7778 | 7.7778 | 7.7778 | 7.7778 | 7.7778 | 7.7778 | 7.7778 | 7.7778 | 7.7778 | 7.7778 | 7.7778 | 7.7778 | 7.7778 | 7.7778 | 7.7778 | 7.7778 | 7.7778 | 7.7778 | 7.7778 | 7.7778 | 7.7778 | 7.7778 | 0 | 0 | 0 | 0 | 0 | 0 | 0 | 0 | 0 | 0 | 0 | 0 | 0 | 0 | 0 | 0 | 0 | 0 | 0 | 0 | 0 | -9.6362e-12 | 0 | 0 | 0 | 0 | 0 | 0 | 0 | 0 | 0 | 0 | 0 | 0 | 0 | 0 | 0 | 0 | 0 | 0 | 0 | 0 | 0 | 0 | 0 | 0 | 0 | 0 | 0 | 0 | 0 | 0 | 0 | 0 | 0 | 0 | 0 | 0 | 0 | 0 | 0 | 0 | 0 | 0 | 0 | 0 | 0 | 0 | 0 | 0 | 0 | 0 | 0 | 0 | 0 | 0 | 0 | 6.009288355764155E-14 | 0 | 0 | 1.0945119096764499E-13 | 0 | 0 | 0 | 0 | 0
Furnace_Education_New_TE 90% | Furnace_Education_New | Furnace_Commercial_New_TE 80%_TE 90% | Commercial | Education | New | Space Heating | Natural Gas | Furnace | EQ | TE 80% | 29 | 17 | 23 | 21.6049 | 0 | 0 | 0.36996 | 1 | LO3Slow | 0.996 | n/a | A | WCE127 | 0.19432476221487377 | 0.11659485732892426 | 140 kBtu/hr | 0.0321 | 17779.852193408136 | 17779.8522 | 3581.409925152048 | 3581.4099 | EIA - Technology Forecast Updates. Appendix A: Updated Buildings Sector Appliance and Equipment Costs and Efficiencies. U.S. Energy Information Administration. March 3, 2023. | EIA - Technology Forecast Updates. Appendix A. U.S. Energy Information Administration. March 3, 2023. ¦ Adjusted via AEG vendor cost review on Grainger.com and HVACDirect | AEG Simulation Data and Market Profile Calculations | 0 | 0 | 1859.321 | TE 81% (2023 Standard) | TE 81% (2023 Standard) | TE 81% (2023 Standard) | TE 81% (2023 Standard) | TE 81% (2023 Standard) | TE 81% (2023 Standard) | TE 81% (2023 Standard) | TE 81% (2023 Standard) | TE 81% (2023 Standard) | TE 81% (2023 Standard) | TE 81% (2023 Standard) | TE 81% (2023 Standard) | TE 81% (2023 Standard) | TE 81% (2023 Standard) | TE 81% (2023 Standard) | TE 81% (2023 Standard) | TE 81% (2023 Standard) | TE 81% (2023 Standard) | TE 81% (2023 Standard) | TE 81% (2023 Standard) | TE 81% (2023 Standard) | TE 81% (2023 Standard) | TE 81% (2023 Standard) | TE 81% (2023 Standard) | TE 81% (2023 Standard) | TE 81% (2023 Standard) | TE 81% (2023 Standard) | TE 81% (2023 Standard) | 0 | 0 | 0 | 0 | 0 | 0 | 0 | 0 | 0 | 0 | 0 | 0 | 0 | 0 | 0 | 0 | 0 | 0 | 0 | 0 | 0 | 0 | 0 | 0 | 0 | 0 | 0 | 0 | 0 | 0 | 0 | 0 | 0 | 0 | 0 | 0 | 0 | 0 | 0 | 0 | 0 | 0 | 0 | 0 | 0 | 0 | 0 | 0 | 0 | 0 | 0 | 0 | 0 | 0 | 0 | 0 | 0 | 0 | 0 | 0 | 0 | 0 | 0 | 0 | 0 | 0 | 0 | 0 | 0 | 0 | 0 | 0 | 0 | 0 | 0 | 0 | 0 | 0 | 0 | 0 | 0 | 0 | 0 | 0 | 0 | 0 | 0 | 0 | 0 | 0 | 0 | 0 | 0 | 0 | 0 | 0 | 0 | 0 | 0 | 0 | 0 | 0 | 0 | 0 | 0 | 0 | 0 | 0 | 0 | 0 | 0 | 0 | Dual-Fuel Heat Pump - TE 96% | Dual-Fuel Heat Pump - TE 96% | Dual-Fuel Heat Pump - TE 96% | Dual-Fuel Heat Pump - TE 96% | Dual-Fuel Heat Pump - TE 96% | Dual-Fuel Heat Pump - TE 96% | Dual-Fuel Heat Pump - TE 96% | Dual-Fuel Heat Pump - TE 96% | Dual-Fuel Heat Pump - TE 96% | Dual-Fuel Heat Pump - TE 96% | Dual-Fuel Heat Pump - TE 96% | Dual-Fuel Heat Pump - TE 96% | Dual-Fuel Heat Pump - TE 96% | Dual-Fuel Heat Pump - TE 96% | Dual-Fuel Heat Pump - TE 96% | Dual-Fuel Heat Pump - TE 96% | Dual-Fuel Heat Pump - TE 96% | Dual-Fuel Heat Pump - TE 96% | Dual-Fuel Heat Pump - TE 96% | Dual-Fuel Heat Pump - TE 96% | Dual-Fuel Heat Pump - TE 96% | Dual-Fuel Heat Pump - TE 96% | Dual-Fuel Heat Pump - TE 96% | Dual-Fuel Heat Pump - TE 96% | Dual-Fuel Heat Pump - TE 96% | Dual-Fuel Heat Pump - TE 96% | Dual-Fuel Heat Pump - TE 96% | Dual-Fuel Heat Pump - TE 96% | 19870.0617 | 19870.0617 | 19870.0617 | 19870.0617 | 19870.0617 | 19870.0617 | 19870.0617 | 19870.0617 | 19870.0617 | 19870.0617 | 19870.0617 | 19870.0617 | 19870.0617 | 19870.0617 | 19870.0617 | 19870.0617 | 19870.0617 | 19870.0617 | 19870.0617 | 19870.0617 | 19870.0617 | 19870.0617 | 19870.0617 | 19870.0617 | 19870.0617 | 19870.0617 | 19870.0617 | 19870.0617 | 111.6975 | 111.6975 | 111.6975 | 111.6975 | 111.6975 | 111.6975 | 111.6975 | 111.6975 | 111.6975 | 111.6975 | 111.6975 | 111.6975 | 111.6975 | 111.6975 | 111.6975 | 111.6975 | 111.6975 | 111.6975 | 111.6975 | 111.6975 | 111.6975 | 111.6975 | 111.6975 | 111.6975 | 111.6975 | 111.6975 | 111.6975 | 111.6975 | 0 | 0 | 0 | 0 | 0 | 0 | 0 | 0 | 0 | 0 | 0 | 0 | 0 | 0 | 0 | 0 | 0 | 0 | 0 | 0 | 0 | 0 | 0 | 0 | 0 | 0 | 0 | 0 | 0 | 0 | 0 | 0 | 0 | 0 | 0 | 0 | 0 | 0 | 0 | 0 | 0 | 0 | 0 | 0 | 0 | 0 | 0 | 0 | 0 | 0 | 0 | 0 | 0 | 0 | 0 | 0 | 0 | 0 | 0 | 0 | 0 | 0 | 0 | 0 | 0 | 0 | 0 | 0 | 0 | 0 | 0 | 0 | 0 | 0 | 0 | 0 | 0 | 0 | 0 | 0 | 0 | 0 | 0 | 0 | 0 | 0 | 0 | 0 | 0 | 0 | 0 | 0 | 0 | 0 | 0 | 0 | 0 | 0 | 0 | 0 | 0 | 0 | 0 | 0 | 0 | 0 | 0 | 0 | 0 | 0 | 0 | 0 | TE 90% | TE 90% | TE 90% | TE 90% | TE 90% | TE 90% | TE 90% | TE 90% | TE 90% | TE 90% | TE 90% | TE 90% | TE 90% | TE 90% | TE 90% | TE 90% | TE 90% | TE 90% | TE 90% | TE 90% | TE 90% | TE 90% | TE 90% | TE 90% | TE 90% | TE 90% | TE 90% | TE 90% | 1788.6728 | 1788.6728 | 1788.6728 | 1788.6728 | 1788.6728 | 1788.6728 | 1788.6728 | 1788.6728 | 1788.6728 | 1788.6728 | 1788.6728 | 1788.6728 | 1788.6728 | 1788.6728 | 1788.6728 | 1788.6728 | 1788.6728 | 1788.6728 | 1788.6728 | 1788.6728 | 1788.6728 | 1788.6728 | 1788.6728 | 1788.6728 | 1788.6728 | 1788.6728 | 1788.6728 | 1788.6728 | 7.7778 | 7.7778 | 7.7778 | 7.7778 | 7.7778 | 7.7778 | 7.7778 | 7.7778 | 7.7778 | 7.7778 | 7.7778 | 7.7778 | 7.7778 | 7.7778 | 7.7778 | 7.7778 | 7.7778 | 7.7778 | 7.7778 | 7.7778 | 7.7778 | 7.7778 | 7.7778 | 7.7778 | 7.7778 | 7.7778 | 7.7778 | 7.7778 | 0 | 0 | 0 | 0 | 0 | 0 | 0 | 0 | 0 | 0 | 0 | 0 | 0 | 0 | 0 | 0 | 0 | 0 | 0 | 0 | 0 | 0 | 0 | 0 | 0 | 0 | 0 | 0 | 0 | 0 | 0 | 0 | 0 | 0 | 0 | 0 | 0 | 0 | 0 | 0 | 0 | 0 | 0 | 0 | 0 | 0 | 0 | 0 | 0 | 0 | 0 | 0 | 0 | 0 | 0 | 0 | 0 | 0 | 0 | 0 | 0 | 0 | 0 | 0 | 0 | 0 | 0 | 0 | 0 | 0 | 0 | 0 | 0 | 0 | 0 | 0 | 0 | 0 | 0 | 0 | 0 | 0 | 0 | 0 | 0 | 0
Fryer_Healthcare_Existing_ENERGY STAR (3.0) | Fryer_Healthcare_Existing | Fryer_Commercial_Existing_Standard_ENERGY STAR (3.0) | Commercial | Healthcare | Existing | Food Preparation | Natural Gas | Fryer | EQ | Standard | 14 | 8 | 11 | 190.9514 | 0 | 0 | 0.014776 | 1 | LO3Slow | 0.996 | n/a | A | WCE148 | 0.07614091688161014 | 0.04568455012896608 | 1 units | 0.0321 | 0 | 0 | 0 | 0 | RTF WkBk - ComCookingFryer_v6_1 - AEG Edited | RTF WkBk - ComCookingFryer_v6_1 - AEG Edited | RTF WkBk - ComCookingFryer_v6_1 - AEG Edited | 0 | 0 | 9741.4548 | ENERGY STAR (3.0) | ENERGY STAR (3.0) | ENERGY STAR (3.0) | ENERGY STAR (3.0) | ENERGY STAR (3.0) | ENERGY STAR (3.0) | ENERGY STAR (3.0) | ENERGY STAR (3.0) | ENERGY STAR (3.0) | ENERGY STAR (3.0) | ENERGY STAR (3.0) | ENERGY STAR (3.0) | ENERGY STAR (3.0) | ENERGY STAR (3.0) | ENERGY STAR (3.0) | ENERGY STAR (3.0) | ENERGY STAR (3.0) | ENERGY STAR (3.0) | ENERGY STAR (3.0) | ENERGY STAR (3.0) | ENERGY STAR (3.0) | ENERGY STAR (3.0) | ENERGY STAR (3.0) | ENERGY STAR (3.0) | ENERGY STAR (3.0) | ENERGY STAR (3.0) | ENERGY STAR (3.0) | ENERGY STAR (3.0) | 0 | 0 | 0 | 0 | 0 | 0 | 0 | 0 | 0 | 0 | 0 | 0 | 0 | 0 | 0 | 0 | 0 | 0 | 0 | 0 | 0 | 0 | 0 | 0 | 0 | 0 | 0 | 0 | 0 | 0 | 0 | 0 | 0 | 0 | 0 | 0 | 0 | 0 | 0 | 0 | 0 | 0 | 0 | 0 | 0 | 0 | 0 | 7.276e-12 | 3.638e-12 | -3.638e-12 | 0 | 0 | 0 | 0 | -3.638e-12 | -3.638e-12 | 0 | 0 | 0 | 0 | 0 | 0 | 0 | 0 | 0 | 0 | 0 | 0 | 4.3438225099116277E-16 | 0 | 0 | 0 | 0 | 8.687645019823255E-16 | 0 | 0 | 0 | 4.3438225099116277E-16 | 0 | 4.3438225099116277E-16 | 0 | 0 | 0 | 0 | 0 | 0 | 0 | 0 | 0 | 0 | 0 | 0 | 0 | 0 | 0 | 0 | 4.3438225099116277E-16 | 4.3438225099116277E-16 | 4.3438225099116277E-16 | 4.3438225099116277E-16 | 4.3438225099116277E-16 | 1.3031467529734882E-15 | 1.3031467529734882E-15 | 1.3031467529734882E-15 | 1.3031467529734882E-15 | 1.737529003964651E-15 | 1.737529003964651E-15 | 2.171911254955814E-15 | 2.171911254955814E-15 | 2.171911254955814E-15 | 2.171911254955814E-15 | 2.171911254955814E-15 | ENERGY STAR (3.0) | ENERGY STAR (3.0) | ENERGY STAR (3.0) | ENERGY STAR (3.0) | ENERGY STAR (3.0) | ENERGY STAR (3.0) | ENERGY STAR (3.0) | ENERGY STAR (3.0) | ENERGY STAR (3.0) | ENERGY STAR (3.0) | ENERGY STAR (3.0) | ENERGY STAR (3.0) | ENERGY STAR (3.0) | ENERGY STAR (3.0) | ENERGY STAR (3.0) | ENERGY STAR (3.0) | ENERGY STAR (3.0) | ENERGY STAR (3.0) | ENERGY STAR (3.0) | ENERGY STAR (3.0) | ENERGY STAR (3.0) | ENERGY STAR (3.0) | ENERGY STAR (3.0) | ENERGY STAR (3.0) | ENERGY STAR (3.0) | ENERGY STAR (3.0) | ENERGY STAR (3.0) | ENERGY STAR (3.0) | 0 | 0 | 0 | 0 | 0 | 0 | 0 | 0 | 0 | 0 | 0 | 0 | 0 | 0 | 0 | 0 | 0 | 0 | 0 | 0 | 0 | 0 | 0 | 0 | 0 | 0 | 0 | 0 | 0 | 0 | 0 | 0 | 0 | 0 | 0 | 0 | 0 | 0 | 0 | 0 | 0 | 0 | 0 | 0 | 0 | 0 | 0 | 0 | 0 | 0 | 0 | 0 | 0 | 0 | 0 | 0 | 0 | 0 | 0 | 0 | 0 | 0 | 0 | 0 | 0 | 0 | 0 | 0 | 0 | 0 | 0 | 0 | 0 | 0 | 0 | 0 | 0 | 0 | 0 | 0 | 0 | 0 | 0 | 0 | 0 | 0 | 0 | 0 | 0 | 0 | 0 | 0 | 0 | 0 | 0 | 0 | 0 | 0 | 0 | 0 | 0 | 0 | 0 | 3.638e-12 | 3.638e-12 | -3.638e-12 | 0 | 0 | 0 | 0 | 0 | -3.638e-12 | 0 | 0 | 0 | 0 | 0 | 0 | 0 | 0 | 0 | 0 | 0 | 0 | 4.3438225099116277E-16 | 0 | 0 | 0 | 0 | 8.687645019823255E-16 | 0 | 0 | 0 | 0 | 0 | 8.687645019823255E-16 | 0 | 0 | 0 | 0 | 0 | 0 | 0 | 0 | 0 | 0 | 0 | 0 | 0 | 0 | 0 | 0 | 4.3438225099116277E-16 | 4.3438225099116277E-16 | 4.3438225099116277E-16 | 4.3438225099116277E-16 | 4.3438225099116277E-16 | 1.3031467529734882E-15 | 1.3031467529734882E-15 | 1.3031467529734882E-15 | 1.3031467529734882E-15 | 1.3031467529734882E-15 | 1.3031467529734882E-15 | 2.171911254955814E-15 | 2.171911254955814E-15 | 2.171911254955814E-15 | 2.171911254955814E-15 | 2.171911254955814E-15 | ENERGY STAR (3.0) | ENERGY STAR (3.0) | ENERGY STAR (3.0) | ENERGY STAR (3.0) | ENERGY STAR (3.0) | ENERGY STAR (3.0) | ENERGY STAR (3.0) | ENERGY STAR (3.0) | ENERGY STAR (3.0) | ENERGY STAR (3.0) | ENERGY STAR (3.0) | ENERGY STAR (3.0) | ENERGY STAR (3.0) | ENERGY STAR (3.0) | ENERGY STAR (3.0) | ENERGY STAR (3.0) | ENERGY STAR (3.0) | ENERGY STAR (3.0) | ENERGY STAR (3.0) | ENERGY STAR (3.0) | ENERGY STAR (3.0) | ENERGY STAR (3.0) | ENERGY STAR (3.0) | ENERGY STAR (3.0) | ENERGY STAR (3.0) | ENERGY STAR (3.0) | ENERGY STAR (3.0) | ENERGY STAR (3.0) | 0 | 0 | 0 | 0 | 0 | 0 | 0 | 0 | 0 | 0 | 0 | 0 | 0 | 0 | 0 | 0 | 0 | 0 | 0 | 0 | 0 | 0 | 0 | 0 | 0 | 0 | 0 | 0 | 0 | 0 | 0 | 0 | 0 | 0 | 0 | 0 | 0 | 0 | 0 | 0 | 0 | 0 | 0 | 0 | 0 | 0 | 0 | 0 | 0 | 0 | 0 | 0 | 0 | 0 | 0 | 0 | 0 | 0 | 0 | 0 | 0 | 0 | 0 | 0 | 0 | 0 | 0 | 0 | 0 | 0 | 0 | 0 | 0 | 0 | 0 | 0 | 0 | 0 | 0 | 0 | 0 | 0 | 0 | 0 | 0 | 0 | 0 | 0 | 0 | 0 | 0 | 0 | 0 | 0 | 0 | 0 | 0 | 0 | 0 | 0 | 0 | 0 | 0 | 0 | 0 | 0 | 0 | 0 | 0 | 0 | 0 | 0 | 0 | 0 | 0 | 0 | 0 | 0 | 0 | 0 | 0 | 0 | 0 | 0 | 0 | 0 | 0 | 0 | 0 | 0 | 0 | 0 | 0 | 0 | 0 | 0 | 0 | 0 | 0 | 0 | 0 | 0
Steamer_Healthcare_Existing_ENERGY STAR (1.2) | Steamer_Healthcare_Existing | Steamer_Commercial_Existing_Typical_ENERGY STAR (1.2) | Commercial | Healthcare | Existing | Food Preparation | Natural Gas | Steamer | EQ | Typical | 15 | 9 | 12 | 415.0391 | 0 | 0 | 0.03144 | 1 | LO3Slow | 0.996 | n/a | A | WCE152 | 0.0923831095292024 | 0.05542986571752143 | 1 units | 0.0321 | 0 | 0 | 0 | 0 | RTF Wkbk - ComCookingSteamer_v6_1 | RTF Wkbk - ComCookingSteamer_v6_1 - AEG Edited | RTF Wkbk - ComCookingSteamer_v6_1 - AEG Edited | 0 | 0 | -2105.3685 | ENERGY STAR (1.2) | ENERGY STAR (1.2) | ENERGY STAR (1.2) | ENERGY STAR (1.2) | ENERGY STAR (1.2) | ENERGY STAR (1.2) | ENERGY STAR (1.2) | ENERGY STAR (1.2) | ENERGY STAR (1.2) | ENERGY STAR (1.2) | ENERGY STAR (1.2) | ENERGY STAR (1.2) | ENERGY STAR (1.2) | ENERGY STAR (1.2) | ENERGY STAR (1.2) | ENERGY STAR (1.2) | ENERGY STAR (1.2) | ENERGY STAR (1.2) | ENERGY STAR (1.2) | ENERGY STAR (1.2) | ENERGY STAR (1.2) | ENERGY STAR (1.2) | ENERGY STAR (1.2) | ENERGY STAR (1.2) | ENERGY STAR (1.2) | ENERGY STAR (1.2) | ENERGY STAR (1.2) | ENERGY STAR (1.2) | 0 | 0 | 0 | 0 | 0 | 0 | 0 | 0 | 0 | 0 | 0 | 0 | 0 | 0 | 0 | 0 | 0 | 0 | 0 | 0 | 0 | 0 | 0 | 0 | 0 | 0 | 0 | 0 | 0 | 0 | 0 | 0 | 0 | 0 | 0 | 0 | 0 | 0 | 0 | 0 | 0 | 0 | 0 | -7.276e-12 | 0 | -7.276e-12 | -7.276e-12 | 0 | -7.276e-12 | 0 | 0 | 0 | 0 | 7.276e-12 | 0 | 0 | 0 | 0 | 0 | 0 | 0 | 0 | 0 | 0 | 0 | 0 | 0 | 0 | 0 | 0 | 3.4483039295430217E-15 | 0 | 0 | 1.7241519647715108E-15 | 0 | 0 | 0 | 0 | 1.7241519647715108E-15 | 0 | 0 | 0 | 0 | 0 | 0 | 0 | 0 | 0 | 0 | 0 | 0 | 0 | 0 | 0 | 0 | 0 | 0 | 0 | 3.4483039295430217E-15 | 3.4483039295430217E-15 | 3.4483039295430217E-15 | 5.172455894314532E-15 | 5.172455894314532E-15 | 5.172455894314532E-15 | 5.172455894314532E-15 | 5.172455894314532E-15 | 6.896607859086043E-15 | 6.896607859086043E-15 | 6.896607859086043E-15 | 6.896607859086043E-15 | 6.896607859086043E-15 | 6.896607859086043E-15 | ENERGY STAR (1.2) | ENERGY STAR (1.2) | ENERGY STAR (1.2) | ENERGY STAR (1.2) | ENERGY STAR (1.2) | ENERGY STAR (1.2) | ENERGY STAR (1.2) | ENERGY STAR (1.2) | ENERGY STAR (1.2) | ENERGY STAR (1.2) | ENERGY STAR (1.2) | ENERGY STAR (1.2) | ENERGY STAR (1.2) | ENERGY STAR (1.2) | ENERGY STAR (1.2) | ENERGY STAR (1.2) | ENERGY STAR (1.2) | ENERGY STAR (1.2) | ENERGY STAR (1.2) | ENERGY STAR (1.2) | ENERGY STAR (1.2) | ENERGY STAR (1.2) | ENERGY STAR (1.2) | ENERGY STAR (1.2) | ENERGY STAR (1.2) | ENERGY STAR (1.2) | ENERGY STAR (1.2) | ENERGY STAR (1.2) | 0 | 0 | 0 | 0 | 0 | 0 | 0 | 0 | 0 | 0 | 0 | 0 | 0 | 0 | 0 | 0 | 0 | 0 | 0 | 0 | 0 | 0 | 0 | 0 | 0 | 0 | 0 | 0 | 0 | 0 | 0 | 0 | 0 | 0 | 0 | 0 | 0 | 0 | 0 | 0 | 0 | 0 | 0 | 0 | 0 | 0 | 0 | 0 | 0 | 0 | 0 | 0 | 0 | 0 | 0 | 0 | 0 | 0 | 0 | 0 | 0 | 0 | 0 | 0 | 0 | 0 | 0 | 0 | 0 | 0 | 0 | 0 | 0 | 0 | 0 | 0 | 0 | 0 | 0 | 0 | 0 | 0 | 0 | 0 | 0 | 0 | 0 | 0 | 0 | 0 | 0 | 0 | 0 | 0 | 0 | 0 | 0 | 0 | 0 | 0 | 0 | 0 | 0 | 0 | 0 | 0 | 0 | 0 | 0 | 0 | 0 | 0 | 0 | 0 | 0 | 0 | 0 | 0 | 0 | 0 | 0 | 0 | 0 | 0 | 0 | 0 | 0 | 0 | 0 | 1.7241519647715108E-15 | 0 | 0 | 0 | 0 | 1.7241519647715108E-15 | 0 | 0 | 0 | 1.7241519647715108E-15 | 0 | 0 | 0 | 0 | 0 | 0 | 0 | 0 | 0 | 0 | 0 | 0 | 0 | 0 | 0 | 0 | 0 | 0 | 1.7241519647715108E-15 | 1.7241519647715108E-15 | 1.7241519647715108E-15 | 1.7241519647715108E-15 | 1.7241519647715108E-15 | 3.4483039295430217E-15 | 3.4483039295430217E-15 | 3.4483039295430217E-15 | 3.4483039295430217E-15 | 5.172455894314532E-15 | 5.172455894314532E-15 | ENERGY STAR (1.2) | ENERGY STAR (1.2) | ENERGY STAR (1.2) | ENERGY STAR (1.2) | ENERGY STAR (1.2) | ENERGY STAR (1.2) | ENERGY STAR (1.2) | ENERGY STAR (1.2) | ENERGY STAR (1.2) | ENERGY STAR (1.2) | ENERGY STAR (1.2) | ENERGY STAR (1.2) | ENERGY STAR (1.2) | ENERGY STAR (1.2) | ENERGY STAR (1.2) | ENERGY STAR (1.2) | ENERGY STAR (1.2) | ENERGY STAR (1.2) | ENERGY STAR (1.2) | ENERGY STAR (1.2) | ENERGY STAR (1.2) | ENERGY STAR (1.2) | ENERGY STAR (1.2) | ENERGY STAR (1.2) | ENERGY STAR (1.2) | ENERGY STAR (1.2) | ENERGY STAR (1.2) | ENERGY STAR (1.2) | 0 | 0 | 0 | 0 | 0 | 0 | 0 | 0 | 0 | 0 | 0 | 0 | 0 | 0 | 0 | 0 | 0 | 0 | 0 | 0 | 0 | 0 | 0 | 0 | 0 | 0 | 0 | 0 | 0 | 0 | 0 | 0 | 0 | 0 | 0 | 0 | 0 | 0 | 0 | 0 | 0 | 0 | 0 | 0 | 0 | 0 | 0 | 0 | 0 | 0 | 0 | 0 | 0 | 0 | 0 | 0 | 0 | 0 | 0 | 0 | 0 | 0 | 0 | 0 | 0 | 0 | 0 | 0 | 0 | 0 | 0 | 0 | 0 | 0 | 0 | 0 | 0 | 0 | 0 | 0 | 0 | 0 | 0 | 0 | 0 | 0 | 0 | 0 | 0 | 0 | 0 | 0 | 0 | 0 | 0 | 0 | 0 | 0 | 0 | 0 | 7.276e-12 | 0 | 0 | 0 | 0 | 0 | 0 | 0 | 0 | 0 | 0 | 0 | 0 | 0 | 0 | 0 | 0 | 0 | 0 | 0 | 0 | 0 | 0 | 0 | 0 | 0 | 0 | 0 | 0 | 1.7241519647715108E-15 | 0 | 0 | 0 | 0 | 1.7241519647715108E-15 | 0 | 0 | 0 | 1.7241519647715108E-15 | 0 | 0 | 0
Fryer_Healthcare_New_ENERGY STAR (3.0) | Fryer_Healthcare_New | Fryer_Commercial_New_Standard_ENERGY STAR (3.0) | Commercial | Healthcare | New | Food Preparation | Natural Gas | Fryer | EQ | Standard | 14 | 8 | 11 | 190.9514 | 0 | 0 | 0.014776 | 1 | LO3Slow | 0.996 | n/a | A | WCE162 | 0.07614091688161014 | 0.04568455012896608 | 1 units | 0.0321 | 0 | 0 | 0 | 0 | RTF WkBk - ComCookingFryer_v6_1 - AEG Edited | RTF WkBk - ComCookingFryer_v6_1 - AEG Edited | RTF WkBk - ComCookingFryer_v6_1 - AEG Edited | 0 | 0 | 9741.4548 | ENERGY STAR (3.0) | ENERGY STAR (3.0) | ENERGY STAR (3.0) | ENERGY STAR (3.0) | ENERGY STAR (3.0) | ENERGY STAR (3.0) | ENERGY STAR (3.0) | ENERGY STAR (3.0) | ENERGY STAR (3.0) | ENERGY STAR (3.0) | ENERGY STAR (3.0) | ENERGY STAR (3.0) | ENERGY STAR (3.0) | ENERGY STAR (3.0) | ENERGY STAR (3.0) | ENERGY STAR (3.0) | ENERGY STAR (3.0) | ENERGY STAR (3.0) | ENERGY STAR (3.0) | ENERGY STAR (3.0) | ENERGY STAR (3.0) | ENERGY STAR (3.0) | ENERGY STAR (3.0) | ENERGY STAR (3.0) | ENERGY STAR (3.0) | ENERGY STAR (3.0) | ENERGY STAR (3.0) | ENERGY STAR (3.0) | 0 | 0 | 0 | 0 | 0 | 0 | 0 | 0 | 0 | 0 | 0 | 0 | 0 | 0 | 0 | 0 | 0 | 0 | 0 | 0 | 0 | 0 | 0 | 0 | 0 | 0 | 0 | 0 | 0 | 0 | 0 | 0 | 0 | 0 | 0 | 0 | 0 | 0 | 0 | 0 | 0 | 0 | 0 | 0 | 0 | 0 | 0 | 0 | 0 | 0 | 0 | 0 | 0 | 0 | 0 | 0 | 0 | 0 | 0 | 0 | 0 | 0 | 0 | 0 | 0 | 0 | 0 | 0 | 0 | 0 | 0 | 0 | 0 | 0 | 0 | 0 | 0 | 0 | 0 | 0 | 0 | 0 | 0 | 0 | 0 | 0 | 0 | 0 | 0 | 0 | 0 | 0 | 0 | 0 | 0 | 0 | 0 | 0 | 0 | 0 | 0 | 0 | 0 | 0 | 0 | 0 | 0 | 0 | 0 | 0 | 0 | 0 | ENERGY STAR (3.0) | ENERGY STAR (3.0) | ENERGY STAR (3.0) | ENERGY STAR (3.0) | ENERGY STAR (3.0) | ENERGY STAR (3.0) | ENERGY STAR (3.0) | ENERGY STAR (3.0) | ENERGY STAR (3.0) | ENERGY STAR (3.0) | ENERGY STAR (3.0) | ENERGY STAR (3.0) | ENERGY STAR (3.0) | ENERGY STAR (3.0) | ENERGY STAR (3.0) | ENERGY STAR (3.0) | ENERGY STAR (3.0) | ENERGY STAR (3.0) | ENERGY STAR (3.0) | ENERGY STAR (3.0) | ENERGY STAR (3.0) | ENERGY STAR (3.0) | ENERGY STAR (3.0) | ENERGY STAR (3.0) | ENERGY STAR (3.0) | ENERGY STAR (3.0) | ENERGY STAR (3.0) | ENERGY STAR (3.0) | 0 | 0 | 0 | 0 | 0 | 0 | 0 | 0 | 0 | 0 | 0 | 0 | 0 | 0 | 0 | 0 | 0 | 0 | 0 | 0 | 0 | 0 | 0 | 0 | 0 | 0 | 0 | 0 | 0 | 0 | 0 | 0 | 0 | 0 | 0 | 0 | 0 | 0 | 0 | 0 | 0 | 0 | 0 | 0 | 0 | 0 | 0 | 0 | 0 | 0 | 0 | 0 | 0 | 0 | 0 | 0 | 0 | 0 | 0 | 0 | 0 | 0 | 0 | 0 | 0 | 0 | 0 | 0 | 0 | 0 | 0 | 0 | 0 | 0 | 0 | 0 | 0 | 0 | 0 | 0 | 0 | 0 | 0 | 0 | 0 | 0 | 0 | 0 | 0 | 0 | 0 | 0 | 0 | 0 | 0 | 0 | 0 | 0 | 0 | 0 | 0 | 0 | 0 | 0 | 0 | 0 | 0 | 0 | 0 | 0 | 0 | 0 | 0 | 0 | 0 | 0 | 0 | 0 | 0 | 0 | 0 | 0 | 0 | 0 | 0 | 0 | 0 | 0 | 0 | 0 | 0 | 0 | 0 | 0 | 0 | 0 | 0 | 0 | 0 | 0 | 0 | 0 | 0 | 0 | 0 | 0 | 0 | 0 | 0 | 0 | 0 | 0 | 0 | 0 | 0 | 0 | 0 | 0 | 0 | 0 | 0 | 0 | 0 | 0 | 0 | 0 | 0 | 0 | ENERGY STAR (3.0) | ENERGY STAR (3.0) | ENERGY STAR (3.0) | ENERGY STAR (3.0) | ENERGY STAR (3.0) | ENERGY STAR (3.0) | ENERGY STAR (3.0) | ENERGY STAR (3.0) | ENERGY STAR (3.0) | ENERGY STAR (3.0) | ENERGY STAR (3.0) | ENERGY STAR (3.0) | ENERGY STAR (3.0) | ENERGY STAR (3.0) | ENERGY STAR (3.0) | ENERGY STAR (3.0) | ENERGY STAR (3.0) | ENERGY STAR (3.0) | ENERGY STAR (3.0) | ENERGY STAR (3.0) | ENERGY STAR (3.0) | ENERGY STAR (3.0) | ENERGY STAR (3.0) | ENERGY STAR (3.0) | ENERGY STAR (3.0) | ENERGY STAR (3.0) | ENERGY STAR (3.0) | ENERGY STAR (3.0) | 0 | 0 | 0 | 0 | 0 | 0 | 0 | 0 | 0 | 0 | 0 | 0 | 0 | 0 | 0 | 0 | 0 | 0 | 0 | 0 | 0 | 0 | 0 | 0 | 0 | 0 | 0 | 0 | 0 | 0 | 0 | 0 | 0 | 0 | 0 | 0 | 0 | 0 | 0 | 0 | 0 | 0 | 0 | 0 | 0 | 0 | 0 | 0 | 0 | 0 | 0 | 0 | 0 | 0 | 0 | 0 | 0 | 0 | 0 | 0 | 0 | 0 | 0 | 0 | 0 | 0 | 0 | 0 | 0 | 0 | 0 | 0 | 0 | 0 | 0 | 0 | 0 | 0 | 0 | 0 | 0 | 0 | 0 | 0 | 0 | 0 | 0 | 0 | 0 | 0 | 0 | 0 | 0 | 0 | 0 | 0 | 0 | 0 | 0 | 0 | 0 | 0 | 0 | 0 | 0 | 0 | 0 | 0 | 0 | 0 | 0 | 0 | 0 | 0 | 0 | 0 | 0 | 0 | 0 | 0 | 0 | 0 | 0 | 0 | 0 | 0 | 0 | 0 | 0 | 0 | 0 | 0 | 0 | 0 | 0 | 0 | 0 | 0 | 0 | 0 | 0 | 0
Steamer_Healthcare_New_ENERGY STAR (1.2) | Steamer_Healthcare_New | Steamer_Commercial_New_Typical_ENERGY STAR (1.2) | Commercial | Healthcare | New | Food Preparation | Natural Gas | Steamer | EQ | Typical | 15 | 9 | 12 | 415.0391 | 0 | 0 | 0.03144 | 1 | LO3Slow | 0.996 | n/a | A | WCE166 | 0.0923831095292024 | 0.05542986571752143 | 1 units | 0.0321 | 0 | 0 | 0 | 0 | RTF Wkbk - ComCookingSteamer_v6_1 | RTF Wkbk - ComCookingSteamer_v6_1 - AEG Edited | RTF Wkbk - ComCookingSteamer_v6_1 - AEG Edited | 0 | 0 | -2105.3685 | ENERGY STAR (1.2) | ENERGY STAR (1.2) | ENERGY STAR (1.2) | ENERGY STAR (1.2) | ENERGY STAR (1.2) | ENERGY STAR (1.2) | ENERGY STAR (1.2) | ENERGY STAR (1.2) | ENERGY STAR (1.2) | ENERGY STAR (1.2) | ENERGY STAR (1.2) | ENERGY STAR (1.2) | ENERGY STAR (1.2) | ENERGY STAR (1.2) | ENERGY STAR (1.2) | ENERGY STAR (1.2) | ENERGY STAR (1.2) | ENERGY STAR (1.2) | ENERGY STAR (1.2) | ENERGY STAR (1.2) | ENERGY STAR (1.2) | ENERGY STAR (1.2) | ENERGY STAR (1.2) | ENERGY STAR (1.2) | ENERGY STAR (1.2) | ENERGY STAR (1.2) | ENERGY STAR (1.2) | ENERGY STAR (1.2) | 0 | 0 | 0 | 0 | 0 | 0 | 0 | 0 | 0 | 0 | 0 | 0 | 0 | 0 | 0 | 0 | 0 | 0 | 0 | 0 | 0 | 0 | 0 | 0 | 0 | 0 | 0 | 0 | 0 | 0 | 0 | 0 | 0 | 0 | 0 | 0 | 0 | 0 | 0 | 0 | 0 | 0 | 0 | 0 | 0 | 0 | 0 | 0 | 0 | 0 | 0 | 0 | 0 | 0 | 0 | 0 | 0 | 0 | 0 | 0 | 0 | 0 | 0 | 0 | 0 | 0 | 0 | 0 | 0 | 0 | 0 | 0 | 0 | 0 | 0 | 0 | 0 | 0 | 0 | 0 | 0 | 0 | 0 | 0 | 0 | 0 | 0 | 0 | 0 | 0 | 0 | 0 | 0 | 0 | 0 | 0 | 0 | 0 | 0 | 0 | 0 | 0 | 0 | 0 | 0 | 0 | 0 | 0 | 0 | 0 | 0 | 0 | ENERGY STAR (1.2) | ENERGY STAR (1.2) | ENERGY STAR (1.2) | ENERGY STAR (1.2) | ENERGY STAR (1.2) | ENERGY STAR (1.2) | ENERGY STAR (1.2) | ENERGY STAR (1.2) | ENERGY STAR (1.2) | ENERGY STAR (1.2) | ENERGY STAR (1.2) | ENERGY STAR (1.2) | ENERGY STAR (1.2) | ENERGY STAR (1.2) | ENERGY STAR (1.2) | ENERGY STAR (1.2) | ENERGY STAR (1.2) | ENERGY STAR (1.2) | ENERGY STAR (1.2) | ENERGY STAR (1.2) | ENERGY STAR (1.2) | ENERGY STAR (1.2) | ENERGY STAR (1.2) | ENERGY STAR (1.2) | ENERGY STAR (1.2) | ENERGY STAR (1.2) | ENERGY STAR (1.2) | ENERGY STAR (1.2) | 0 | 0 | 0 | 0 | 0 | 0 | 0 | 0 | 0 | 0 | 0 | 0 | 0 | 0 | 0 | 0 | 0 | 0 | 0 | 0 | 0 | 0 | 0 | 0 | 0 | 0 | 0 | 0 | 0 | 0 | 0 | 0 | 0 | 0 | 0 | 0 | 0 | 0 | 0 | 0 | 0 | 0 | 0 | 0 | 0 | 0 | 0 | 0 | 0 | 0 | 0 | 0 | 0 | 0 | 0 | 0 | 0 | 0 | 0 | 0 | 0 | 0 | 0 | 0 | 0 | 0 | 0 | 0 | 0 | 0 | 0 | 0 | 0 | 0 | 0 | 0 | 0 | 0 | 0 | 0 | 0 | 0 | 0 | 0 | 0 | 0 | 0 | 0 | 0 | 0 | 0 | 0 | 0 | 0 | 0 | 0 | 0 | 0 | 0 | 0 | 0 | 0 | 0 | 0 | 0 | 0 | 0 | 0 | 0 | 0 | 0 | 0 | 0 | 0 | 0 | 0 | 0 | 0 | 0 | 0 | 0 | 0 | 0 | 0 | 0 | 0 | 0 | 0 | 0 | 0 | 0 | 0 | 0 | 0 | 0 | 0 | 0 | 0 | 0 | 0 | 0 | 0 | 0 | 0 | 0 | 0 | 0 | 0 | 0 | 0 | 0 | 0 | 0 | 0 | 0 | 0 | 0 | 0 | 0 | 0 | 0 | 0 | 0 | 0 | 0 | 0 | 0 | 0 | ENERGY STAR (1.2) | ENERGY STAR (1.2) | ENERGY STAR (1.2) | ENERGY STAR (1.2) | ENERGY STAR (1.2) | ENERGY STAR (1.2) | ENERGY STAR (1.2) | ENERGY STAR (1.2) | ENERGY STAR (1.2) | ENERGY STAR (1.2) | ENERGY STAR (1.2) | ENERGY STAR (1.2) | ENERGY STAR (1.2) | ENERGY STAR (1.2) | ENERGY STAR (1.2) | ENERGY STAR (1.2) | ENERGY STAR (1.2) | ENERGY STAR (1.2) | ENERGY STAR (1.2) | ENERGY STAR (1.2) | ENERGY STAR (1.2) | ENERGY STAR (1.2) | ENERGY STAR (1.2) | ENERGY STAR (1.2) | ENERGY STAR (1.2) | ENERGY STAR (1.2) | ENERGY STAR (1.2) | ENERGY STAR (1.2) | 0 | 0 | 0 | 0 | 0 | 0 | 0 | 0 | 0 | 0 | 0 | 0 | 0 | 0 | 0 | 0 | 0 | 0 | 0 | 0 | 0 | 0 | 0 | 0 | 0 | 0 | 0 | 0 | 0 | 0 | 0 | 0 | 0 | 0 | 0 | 0 | 0 | 0 | 0 | 0 | 0 | 0 | 0 | 0 | 0 | 0 | 0 | 0 | 0 | 0 | 0 | 0 | 0 | 0 | 0 | 0 | 0 | 0 | 0 | 0 | 0 | 0 | 0 | 0 | 0 | 0 | 0 | 0 | 0 | 0 | 0 | 0 | 0 | 0 | 0 | 0 | 0 | 0 | 0 | 0 | 0 | 0 | 0 | 0 | 0 | 0 | 0 | 0 | 0 | 0 | 0 | 0 | 0 | 0 | 0 | 0 | 0 | 0 | 0 | 0 | 0 | 0 | 0 | 0 | 0 | 0 | 0 | 0 | 0 | 0 | 0 | 0 | 0 | 0 | 0 | 0 | 0 | 0 | 0 | 0 | 0 | 0 | 0 | 0 | 0 | 0 | 0 | 0 | 0 | 0 | 0 | 0 | 0 | 0 | 0 | 0 | 0 | 0 | 0 | 0 | 0 | 0
Furnace_Healthcare_Existing_TE 90% | Furnace_Healthcare_Existing | Furnace_Commercial_Existing_TE 80%_TE 90% | Commercial | Healthcare | Existing | Space Heating | Natural Gas | Furnace | EQ | TE 80% | 29 | 17 | 23 | 126.3889 | 0 | 0 | 0.54983 | 1 | LO3Slow | 0.996 | n/a | A | WCE141 | 0.19432476221487377 | 0.11659485732892426 | 140 kBtu/hr | 0.0321 | 3949.603863204207 | 3949.6039 | 881.4724996519334 | 881.4725 | EIA - Technology Forecast Updates. Appendix A: Updated Buildings Sector Appliance and Equipment Costs and Efficiencies. U.S. Energy Information Administration. March 3, 2023. | EIA - Technology Forecast Updates. Appendix A. U.S. Energy Information Administration. March 3, 2023. ¦ Adjusted via AEG vendor cost review on Grainger.com and HVACDirect | AEG Simulation Data and Market Profile Calculations | 0 | 0 | 1859.321 | TE 81% (2023 Standard) | TE 81% (2023 Standard) | TE 81% (2023 Standard) | TE 81% (2023 Standard) | TE 81% (2023 Standard) | TE 81% (2023 Standard) | TE 81% (2023 Standard) | TE 81% (2023 Standard) | TE 81% (2023 Standard) | TE 81% (2023 Standard) | TE 81% (2023 Standard) | TE 81% (2023 Standard) | TE 81% (2023 Standard) | TE 81% (2023 Standard) | TE 81% (2023 Standard) | TE 81% (2023 Standard) | TE 81% (2023 Standard) | TE 81% (2023 Standard) | TE 81% (2023 Standard) | TE 81% (2023 Standard) | TE 81% (2023 Standard) | TE 81% (2023 Standard) | TE 81% (2023 Standard) | TE 81% (2023 Standard) | TE 81% (2023 Standard) | TE 81% (2023 Standard) | TE 81% (2023 Standard) | TE 81% (2023 Standard) | 0 | 0 | 0 | 32690.2248 | 34816.4875 | 35978.094 | 37748.5272 | 39390.3722 | 40906.2384 | 42305.8028 | 43588.8797 | 44781.7975 | 45877.1895 | 46894.1007 | 47836.5953 | 48693.7648 | 49497.8887 | 50227.0472 | 50913.2586 | 49090.5067 | 50508.3369 | 49674.6176 | 49040.2114 | 48586.9287 | 48271.3255 | 48084.8351 | 16039.6957 | 13965.5775 | 0 | 0 | 0 | 32690.2248 | 67506.7123 | 103484.8063 | 141233.3336 | 180623.7057 | 221529.9441 | 263835.7469 | 307424.6266 | 352206.4241 | 398083.6136 | 444977.7143 | 492814.3096 | 541508.0745 | 591005.9631 | 641233.0103 | 692146.2689 | 741236.7756 | 788838.9084 | 832720.4925 | 873164.4308 | 910502.418 | 944965.4887 | 976777.5235 | 1006142.2622 | 1033247.7634 | 0 | 0 | 0 | 70.63121664373935 | 75.23730232510631 | 79.4890737232912 | 83.41378578315415 | 87.03659691533534 | 90.38073026811796 | 93.4676225937635 | 96.31706166359014 | 98.94731311266091 | 101.3752375271877 | 103.6163985252125 | 105.68516252338921 | 107.5947908293985 | 109.35752465033015 | 110.98466356195935 | 112.48663794192477 | 108.46732249674159 | 111.59403203717955 | 109.75982601219799 | 108.36574056808278 | 107.35073592919885 | 106.6609389914803 | 106.24886737598237 | 35.44151695088484 | 30.85851898381089 | 0 | 0 | 0 | 70.63121664373935 | 145.86851896884565 | 225.35759269213685 | 308.77137847529104 | 395.8079753906263 | 486.1887056587443 | 579.6563282525078 | 675.973389916098 | 774.9207030287589 | 876.2959405559466 | 979.9123390811592 | 1085.5975016045484 | 1193.192292433947 | 1302.549817084277 | 1413.5344806462365 | 1526.021118588161 | 1634.4884410849027 | 1746.082473122082 | 1855.84229913428 | 1964.2080397023628 | 2071.5587756315617 | 2178.219714623042 | 2284.4685819990245 | 2319.9100989499093 | 2350.7686179337206 | Dual-Fuel Heat Pump - TE 96% | Dual-Fuel Heat Pump - TE 96% | Dual-Fuel Heat Pump - TE 96% | Dual-Fuel Heat Pump - TE 96% | Dual-Fuel Heat Pump - TE 96% | Dual-Fuel Heat Pump - TE 96% | Dual-Fuel Heat Pump - TE 96% | Dual-Fuel Heat Pump - TE 96% | Dual-Fuel Heat Pump - TE 96% | Dual-Fuel Heat Pump - TE 96% | Dual-Fuel Heat Pump - TE 96% | Dual-Fuel Heat Pump - TE 96% | Dual-Fuel Heat Pump - TE 96% | Dual-Fuel Heat Pump - TE 96% | Dual-Fuel Heat Pump - TE 96% | Dual-Fuel Heat Pump - TE 96% | Dual-Fuel Heat Pump - TE 96% | Dual-Fuel Heat Pump - TE 96% | Dual-Fuel Heat Pump - TE 96% | Dual-Fuel Heat Pump - TE 96% | Dual-Fuel Heat Pump - TE 96% | Dual-Fuel Heat Pump - TE 96% | Dual-Fuel Heat Pump - TE 96% | Dual-Fuel Heat Pump - TE 96% | Dual-Fuel Heat Pump - TE 96% | Dual-Fuel Heat Pump - TE 96% | Dual-Fuel Heat Pump - TE 96% | Dual-Fuel Heat Pump - TE 96% | 19870.0617 | 19870.0617 | 19870.0617 | 19870.0617 | 19870.0617 | 19870.0617 | 19870.0617 | 19870.0617 | 19870.0617 | 19870.0617 | 19870.0617 | 19870.0617 | 19870.0617 | 19870.0617 | 19870.0617 | 19870.0617 | 19870.0617 | 19870.0617 | 19870.0617 | 19870.0617 | 19870.0617 | 19870.0617 | 19870.0617 | 19870.0617 | 19870.0617 | 19870.0617 | 19870.0617 | 19870.0617 | 487.4074 | 487.4074 | 487.4074 | 487.4074 | 487.4074 | 487.4074 | 487.4074 | 487.4074 | 487.4074 | 487.4074 | 487.4074 | 487.4074 | 487.4074 | 487.4074 | 487.4074 | 487.4074 | 487.4074 | 487.4074 | 487.4074 | 487.4074 | 487.4074 | 487.4074 | 487.4074 | 487.4074 | 487.4074 | 487.4074 | 487.4074 | 487.4074 | 0 | 0 | 0 | 0 | 0 | 0 | 0 | 0 | 0 | 0 | 0 | 0 | 0 | 0 | 0 | 0 | 0 | 0 | 0 | 0 | 0 | 0 | 0 | 0 | 0 | 0 | 0 | 0 | 0 | 0 | 0 | -4.6566e-10 | 0 | -4.6566e-10 | 0 | 0 | 0 | -4.6566e-10 | 0 | 0 | -4.6566e-10 | 0 | 0 | -4.6566e-10 | 0 | 0 | 0 | 0 | 0 | 0 | 0 | 0 | 0 | 0 | 0 | 0 | 0 | 0 | 0 | 0 | 0 | 0 | 0 | 0 | 0 | 0 | 0 | 0 | 0 | 0 | 0 | 0 | 0 | 0 | 0 | 0 | 0 | 0 | 5.051593429275922E-14 | 2.020637371710369E-14 | 0 | 0 | 3.367728952850615E-15 | 0 | 0 | 0 | 0 | 0 | 0 | 0 | 0 | 0 | 0 | 0 | 0 | 0 | 0 | 0 | 0 | 0 | 0 | 0 | 0 | 0 | 0 | 0 | 5.051593429275922E-14 | 7.072230800986291E-14 | 7.072230800986291E-14 | 7.072230800986291E-14 | 7.409003696271353E-14 | 7.409003696271353E-14 | TE 90% | TE 90% | TE 90% | TE 90% | TE 90% | TE 90% | TE 90% | TE 90% | TE 90% | TE 90% | TE 90% | TE 90% | TE 90% | TE 90% | TE 90% | TE 90% | TE 90% | TE 90% | TE 90% | TE 90% | TE 90% | TE 90% | TE 90% | TE 90% | TE 90% | TE 90% | TE 90% | TE 90% | 1788.6728 | 1788.6728 | 1788.6728 | 1788.6728 | 1788.6728 | 1788.6728 | 1788.6728 | 1788.6728 | 1788.6728 | 1788.6728 | 1788.6728 | 1788.6728 | 1788.6728 | 1788.6728 | 1788.6728 | 1788.6728 | 1788.6728 | 1788.6728 | 1788.6728 | 1788.6728 | 1788.6728 | 1788.6728 | 1788.6728 | 1788.6728 | 1788.6728 | 1788.6728 | 1788.6728 | 1788.6728 | 45.5864 | 45.5864 | 45.5864 | 45.5864 | 45.5864 | 45.5864 | 45.5864 | 45.5864 | 45.5864 | 45.5864 | 45.5864 | 45.5864 | 45.5864 | 45.5864 | 45.5864 | 45.5864 | 45.5864 | 45.5864 | 45.5864 | 45.5864 | 45.5864 | 45.5864 | 45.5864 | 45.5864 | 45.5864 | 45.5864 | 45.5864 | 45.5864 | 0 | 0 | 0 | 153.7174 | 421.0612 | 966.9727 | 1991.1184 | 3662.8896 | 6108.4889 | 9351.018 | 13281.0807 | 17678.9773 | 22244.5282 | 26680.6767 | 30736.4506 | 34237.5855 | 37135.6149 | 39426.7654 | 41202.9726 | 40523.3567 | 39797.029 | 39101.1825 | 38549.2516 | 38172.6785 | 37851.3838 | 37740.5065 | 37671.4813 | 37659.3102 | 0 | 0 | 0 | 153.7174 | 574.7786 | 1541.7513 | 3532.8697 | 7195.7593 | 13304.2482 | 22655.2663 | 35936.3469 | 53615.3242 | 75859.8524 | 102540.5291 | 133276.9797 | 167514.5653 | 204650.1801 | 244076.9456 | 285279.9182 | 325803.2749 | 365586.6382 | 404637.7001 | 443052.7791 | 480922.4236 | 518165.3426 | 554797.4061 | 590761.4933 | 625936.27 | 0 | 0 | 0 | 0.33213 | 0.9099 | 2.1364045673553993 | 4.399819994928977 | 8.093486512628989 | 13.496466867471064 | 20.659516331987824 | 29.34681223316359 | 39.06246283402364 | 49.15393366853857 | 58.95316437871845 | 67.90589418186852 | 75.65210596050642 | 82.04509376820022 | 87.11972023213247 | 91.03294473155844 | 89.53788226913316 | 87.92827478123235 | 86.39702112960656 | 85.18352759528294 | 84.34089660061608 | 83.63690244603244 | 83.39190642173915 | 83.23938754414085 | 83.21249406188072 | 0 | 0
Furnace_Healthcare_New_TE 90% | Furnace_Healthcare_New | Furnace_Commercial_New_TE 80%_TE 90% | Commercial | Healthcare | New | Space Heating | Natural Gas | Furnace | EQ | TE 80% | 29 | 17 | 23 | 126.1728 | 0 | 0 | 0.54983 | 1 | LO3Slow | 0.996 | n/a | A | WCE155 | 0.19432476221487377 | 0.11659485732892426 | 140 kBtu/hr | 0.0321 | 2883.6492954943888 | 2883.6493 | 643.5727836656599 | 643.5728 | EIA - Technology Forecast Updates. Appendix A: Updated Buildings Sector Appliance and Equipment Costs and Efficiencies. U.S. Energy Information Administration. March 3, 2023. | EIA - Technology Forecast Updates. Appendix A. U.S. Energy Information Administration. March 3, 2023. ¦ Adjusted via AEG vendor cost review on Grainger.com and HVACDirect | AEG Simulation Data and Market Profile Calculations | 0 | 0 | 1859.321 | TE 81% (2023 Standard) | TE 81% (2023 Standard) | TE 81% (2023 Standard) | TE 81% (2023 Standard) | TE 81% (2023 Standard) | TE 81% (2023 Standard) | TE 81% (2023 Standard) | TE 81% (2023 Standard) | TE 81% (2023 Standard) | TE 81% (2023 Standard) | TE 81% (2023 Standard) | TE 81% (2023 Standard) | TE 81% (2023 Standard) | TE 81% (2023 Standard) | TE 81% (2023 Standard) | TE 81% (2023 Standard) | TE 81% (2023 Standard) | TE 81% (2023 Standard) | TE 81% (2023 Standard) | TE 81% (2023 Standard) | TE 81% (2023 Standard) | TE 81% (2023 Standard) | TE 81% (2023 Standard) | TE 81% (2023 Standard) | TE 81% (2023 Standard) | TE 81% (2023 Standard) | TE 81% (2023 Standard) | TE 81% (2023 Standard) | 0 | 0 | 0 | 0 | 0 | 0 | 0 | 0 | 0 | 0 | 0 | 0 | 0 | 0 | 0 | 0 | 0 | 0 | 0 | 0 | 0 | 0 | 0 | 0 | 0 | 0 | 0 | 0 | 0 | 0 | 0 | 0 | 0 | 0 | 0 | 0 | 0 | 0 | 0 | 0 | 0 | 0 | 0 | 0 | 0 | 0 | 0 | 0 | 0 | 0 | 0 | 0 | 0 | 0 | 0 | 0 | 0 | 0 | 0 | 0 | 0 | 0 | 0 | 0 | 0 | 0 | 0 | 0 | 0 | 0 | 0 | 0 | 0 | 0 | 0 | 0 | 0 | 0 | 0 | 0 | 0 | 0 | 0 | 0 | 0 | 0 | 0 | 0 | 0 | 0 | 0 | 0 | 0 | 0 | 0 | 0 | 0 | 0 | 0 | 0 | 0 | 0 | 0 | 0 | 0 | 0 | 0 | 0 | 0 | 0 | 0 | 0 | Dual-Fuel Heat Pump - TE 96% | Dual-Fuel Heat Pump - TE 96% | Dual-Fuel Heat Pump - TE 96% | Dual-Fuel Heat Pump - TE 96% | Dual-Fuel Heat Pump - TE 96% | Dual-Fuel Heat Pump - TE 96% | Dual-Fuel Heat Pump - TE 96% | Dual-Fuel Heat Pump - TE 96% | Dual-Fuel Heat Pump - TE 96% | Dual-Fuel Heat Pump - TE 96% | Dual-Fuel Heat Pump - TE 96% | Dual-Fuel Heat Pump - TE 96% | Dual-Fuel Heat Pump - TE 96% | Dual-Fuel Heat Pump - TE 96% | Dual-Fuel Heat Pump - TE 96% | Dual-Fuel Heat Pump - TE 96% | Dual-Fuel Heat Pump - TE 96% | Dual-Fuel Heat Pump - TE 96% | Dual-Fuel Heat Pump - TE 96% | Dual-Fuel Heat Pump - TE 96% | Dual-Fuel Heat Pump - TE 96% | Dual-Fuel Heat Pump - TE 96% | Dual-Fuel Heat Pump - TE 96% | Dual-Fuel Heat Pump - TE 96% | Dual-Fuel Heat Pump - TE 96% | Dual-Fuel Heat Pump - TE 96% | Dual-Fuel Heat Pump - TE 96% | Dual-Fuel Heat Pump - TE 96% | 19870.0617 | 19870.0617 | 19870.0617 | 19870.0617 | 19870.0617 | 19870.0617 | 19870.0617 | 19870.0617 | 19870.0617 | 19870.0617 | 19870.0617 | 19870.0617 | 19870.0617 | 19870.0617 | 19870.0617 | 19870.0617 | 19870.0617 | 19870.0617 | 19870.0617 | 19870.0617 | 19870.0617 | 19870.0617 | 19870.0617 | 19870.0617 | 19870.0617 | 19870.0617 | 19870.0617 | 19870.0617 | 649.8765 | 649.8765 | 649.8765 | 649.8765 | 649.8765 | 649.8765 | 649.8765 | 649.8765 | 649.8765 | 649.8765 | 649.8765 | 649.8765 | 649.8765 | 649.8765 | 649.8765 | 649.8765 | 649.8765 | 649.8765 | 649.8765 | 649.8765 | 649.8765 | 649.8765 | 649.8765 | 649.8765 | 649.8765 | 649.8765 | 649.8765 | 649.8765 | 0 | 0 | 0 | 0 | 0 | 0 | 0 | 0 | 0 | 0 | 0 | 0 | 0 | 0 | 0 | 0 | 0 | 0 | 0 | 0 | 0 | 0 | 0 | 0 | 0 | 0 | 0 | 0 | 0 | 0 | 0 | 0 | 0 | 0 | 0 | 0 | 0 | 0 | 0 | 0 | 0 | 0 | 0 | 0 | 0 | 0 | 0 | 0 | 0 | 0 | 0 | 0 | 0 | 0 | 0 | 0 | 0 | 0 | 0 | 0 | 0 | 0 | 0 | 0 | 0 | 0 | 0 | 0 | 0 | 0 | 0 | 0 | 0 | 0 | 0 | 0 | 0 | 0 | 0 | 0 | 0 | 0 | 0 | 0 | 0 | 0 | 0 | 0 | 0 | 0 | 0 | 0 | 0 | 0 | 0 | 0 | 0 | 0 | 0 | 0 | 0 | 0 | 0 | 0 | 0 | 0 | 0 | 0 | 0 | 0 | 0 | 0 | TE 90% | TE 90% | TE 90% | TE 90% | TE 90% | TE 90% | TE 90% | TE 90% | TE 90% | TE 90% | TE 90% | TE 90% | TE 90% | TE 90% | TE 90% | TE 90% | TE 90% | TE 90% | TE 90% | TE 90% | TE 90% | TE 90% | TE 90% | TE 90% | TE 90% | TE 90% | TE 90% | TE 90% | 1788.6728 | 1788.6728 | 1788.6728 | 1788.6728 | 1788.6728 | 1788.6728 | 1788.6728 | 1788.6728 | 1788.6728 | 1788.6728 | 1788.6728 | 1788.6728 | 1788.6728 | 1788.6728 | 1788.6728 | 1788.6728 | 1788.6728 | 1788.6728 | 1788.6728 | 1788.6728 | 1788.6728 | 1788.6728 | 1788.6728 | 1788.6728 | 1788.6728 | 1788.6728 | 1788.6728 | 1788.6728 | 45.5864 | 45.5864 | 45.5864 | 45.5864 | 45.5864 | 45.5864 | 45.5864 | 45.5864 | 45.5864 | 45.5864 | 45.5864 | 45.5864 | 45.5864 | 45.5864 | 45.5864 | 45.5864 | 45.5864 | 45.5864 | 45.5864 | 45.5864 | 45.5864 | 45.5864 | 45.5864 | 45.5864 | 45.5864 | 45.5864 | 45.5864 | 45.5864 | 0 | 0 | 0 | 0 | 0 | 0 | 0 | 0 | 0 | 0 | 0 | 0 | 0 | 0 | 0 | 0 | 0 | 0 | 0 | 0 | 0 | 0 | 0 | 0 | 0 | 0 | 0 | 0 | 0 | 0 | 0 | 0 | 0 | 0 | 0 | 0 | 0 | 0 | 0 | 0 | 0 | 0 | 0 | 0 | 0 | 0 | 0 | 0 | 0 | 0 | 0 | 0 | 0 | 0 | 0 | 0 | 0 | 0 | 0 | 0 | 0 | 0 | 0 | 0 | 0 | 0 | 0 | 0 | 0 | 0 | 0 | 0 | 0 | 0 | 0 | 0 | 0 | 0 | 0 | 0 | 0 | 0 | 0 | 0 | 0 | 0
Gas Boiler - High Turndown Burner_Restaurant_Existing_10:1 Turndown or greater | Gas Boiler - High Turndown Burner_Restaurant_Existing | Gas Boiler - High Turndown Burner_Commercial_Existing_6:1 turndown or less_10:1 Turndown or greater | Commercial | Restaurant | Existing | Space Heating | Natural Gas | Gas Boiler - High Turndown Burner | NEQ | 6:1 turndown or less | 21 | 21 | 21 | 0.1538 | 0 | 0 | 0.25 | 0.5 | Retro5Med | 8.35569166605469E-06 | TBD | A | WCM120 | 0.7 | 0.42 | kBtuh heat | 0.0321 | 1979.9574969988837 | 1979.9575 | 1561.6566173512317 | 1561.6566 | IL TRM v13 - 4.4.20 - High Turndown Burner for Space Heating Boilers - CI-HVC-HTBC-V07-250101_x000D_ | IL TRM v13 - 4.4.20 - High Turndown Burner for Space Heating Boilers - CI-HVC-HTBC-V07-250101_x000D_ | IL TRM v13 - 4.4.20 - High Turndown Burner for Space Heating Boilers - CI-HVC-HTBC-V07-250101_x000D_ | 0 | 0 | 3.2523 | 6:1 turndown or less | 6:1 turndown or less | 6:1 turndown or less | 6:1 turndown or less | 6:1 turndown or less | 6:1 turndown or less | 6:1 turndown or less | 6:1 turndown or less | 6:1 turndown or less | 6:1 turndown or less | 6:1 turndown or less | 6:1 turndown or less | 6:1 turndown or less | 6:1 turndown or less | 6:1 turndown or less | 6:1 turndown or less | 6:1 turndown or less | 6:1 turndown or less | 6:1 turndown or less | 6:1 turndown or less | 6:1 turndown or less | 6:1 turndown or less | 6:1 turndown or less | 6:1 turndown or less | 6:1 turndown or less | 6:1 turndown or less | 6:1 turndown or less | 6:1 turndown or less | 0 | 0 | 0 | 45.887 | 55.2667 | 66.2202 | 75.1146 | 83.5313 | 94.9852 | 101.1175 | 100.0455 | 91.184 | 75.7405 | 56.6221 | 36.2065 | 20.3186 | 9.4584 | 3.8698 | 1.3607 | 0.41143 | 0.086895 | 0.0077663 | 0.0050354 | 0 | 0 | 0 | 0 | 0 | 0 | 0 | 0 | 45.887 | 100.2781 | 164.4075 | 235.765 | 313.3899 | 399.7976 | 489.0872 | 573.73 | 646.0686 | 700.0491 | 732.9138 | 744.335 | 739.7088 | 724.6236 | 704.6189 | 682.7003 | 661.2747 | 640.8806 | 622.2611 | 605.1829 | 589.6343 | 575.3094 | 562.1103 | 549.947 | 538.7368 | 0 | 0 | 0 | 28.39405545616184 | 34.86337176356023 | 42.66256453705173 | 49.52451533051486 | 56.48898116932064 | 66.0424091251047 | 72.44954841635852 | 74.01233132229467 | 69.74773998466523 | 59.954090355200506 | 46.3950063942672 | 30.70519950491921 | 17.828825518985344 | 8.584249323955907 | 3.631797790904424 | 1.3206537421470625 | 0.41251281259616573 | 0.08990906272015217 | 0.008276231600251614 | 0.005517487733501074 | 0 | 0 | 0 | 0 | 0 | 0 | 0 | 0 | 28.39405545616184 | 63.25742721972207 | 105.9199917567738 | 155.44450708728866 | 211.93348825660928 | 277.975897381714 | 350.4254457980725 | 424.4377771203672 | 494.1855171050324 | 554.1396074602329 | 600.5346138545001 | 631.2398133594194 | 649.0686388784046 | 657.6528882023605 | 661.284685993265 | 662.605339735412 | 663.0178525480082 | 663.1077616107284 | 663.1160378423286 | 663.1215553300622 | 663.1215553300622 | 663.1215553300622 | 663.1215553300622 | 663.1215553300622 | 663.1215553300622 | 10:1 Turndown or greater | 10:1 Turndown or greater | 10:1 Turndown or greater | 10:1 Turndown or greater | 10:1 Turndown or greater | 10:1 Turndown or greater | 10:1 Turndown or greater | 10:1 Turndown or greater | 10:1 Turndown or greater | 10:1 Turndown or greater | 10:1 Turndown or greater | 10:1 Turndown or greater | 10:1 Turndown or greater | 10:1 Turndown or greater | 10:1 Turndown or greater | 10:1 Turndown or greater | 10:1 Turndown or greater | 10:1 Turndown or greater | 10:1 Turndown or greater | 10:1 Turndown or greater | 10:1 Turndown or greater | 10:1 Turndown or greater | 10:1 Turndown or greater | 10:1 Turndown or greater | 10:1 Turndown or greater | 10:1 Turndown or greater | 10:1 Turndown or greater | 10:1 Turndown or greater | 3.2523 | 3.2523 | 3.2523 | 3.2523 | 3.2523 | 3.2523 | 3.2523 | 3.2523 | 3.2523 | 3.2523 | 3.2523 | 3.2523 | 3.2523 | 3.2523 | 3.2523 | 3.2523 | 3.2523 | 3.2523 | 3.2523 | 3.2523 | 3.2523 | 3.2523 | 3.2523 | 3.2523 | 3.2523 | 3.2523 | 3.2523 | 3.2523 | 0.1538 | 0.1538 | 0.1538 | 0.1538 | 0.1538 | 0.1538 | 0.1538 | 0.1538 | 0.1538 | 0.1538 | 0.1538 | 0.1538 | 0.1538 | 0.1538 | 0.1538 | 0.1538 | 0.1538 | 0.1538 | 0.1538 | 0.1538 | 0.1538 | 0.1538 | 0.1538 | 0.1538 | 0.1538 | 0.1538 | 0.1538 | 0.1538 | 0 | 0 | 0 | 0 | 0 | 0 | 0 | 0 | 0 | 0 | 0 | 0 | 0 | 0 | 0 | 0 | 0 | 0 | 0 | 0 | 0 | 0 | 0 | 0 | 0 | 0 | 0 | 0 | 0 | 0 | 0 | 0 | 0 | 0 | 0 | 0 | 0 | 0 | 0 | 0 | 0 | 0 | 0 | 0 | 0 | 0 | 0 | 0 | 0 | 0 | 0 | 0 | 0 | 0 | 0 | 0 | 0 | 0 | 0 | 0 | 0 | 0 | 0 | 0 | 0 | 0 | 0 | 0 | 0 | 0 | 0 | 0 | 0 | 0 | 0 | 0 | 0 | 0 | 0 | 0 | 0 | 0 | 0 | 0 | 0 | 0 | 0 | 0 | 0 | 0 | 0 | 0 | 0 | 0 | 0 | 0 | 0 | 0 | 0 | 0 | 0 | 0 | 0 | 0 | 0 | 0 | 0 | 0 | 0 | 0 | 0 | 0 | 10:1 Turndown or greater | 10:1 Turndown or greater | 10:1 Turndown or greater | 10:1 Turndown or greater | 10:1 Turndown or greater | 10:1 Turndown or greater | 10:1 Turndown or greater | 10:1 Turndown or greater | 10:1 Turndown or greater | 10:1 Turndown or greater | 10:1 Turndown or greater | 10:1 Turndown or greater | 10:1 Turndown or greater | 10:1 Turndown or greater | 10:1 Turndown or greater | 10:1 Turndown or greater | 10:1 Turndown or greater | 10:1 Turndown or greater | 10:1 Turndown or greater | 10:1 Turndown or greater | 10:1 Turndown or greater | 10:1 Turndown or greater | 10:1 Turndown or greater | 10:1 Turndown or greater | 10:1 Turndown or greater | 10:1 Turndown or greater | 10:1 Turndown or greater | 10:1 Turndown or greater | 3.2523 | 3.2523 | 3.2523 | 3.2523 | 3.2523 | 3.2523 | 3.2523 | 3.2523 | 3.2523 | 3.2523 | 3.2523 | 3.2523 | 3.2523 | 3.2523 | 3.2523 | 3.2523 | 3.2523 | 3.2523 | 3.2523 | 3.2523 | 3.2523 | 3.2523 | 3.2523 | 3.2523 | 3.2523 | 3.2523 | 3.2523 | 3.2523 | 0.1538 | 0.1538 | 0.1538 | 0.1538 | 0.1538 | 0.1538 | 0.1538 | 0.1538 | 0.1538 | 0.1538 | 0.1538 | 0.1538 | 0.1538 | 0.1538 | 0.1538 | 0.1538 | 0.1538 | 0.1538 | 0.1538 | 0.1538 | 0.1538 | 0.1538 | 0.1538 | 0.1538 | 0.1538 | 0.1538 | 0.1538 | 0.1538 | 0 | 0 | 0 | 0 | 0 | 0 | 0 | 0 | 0 | 0 | 0 | 0 | 0 | 0 | 0 | 0 | 0 | 0 | 0 | 0 | 0 | 0 | 0 | 0 | 0 | 0 | 0 | 0 | 0 | 0 | 0 | 0 | 0 | 0 | 0 | 0 | 0 | 0 | 0 | 0 | 0 | 0 | 0 | 0 | 0 | 0 | 0 | 0 | 0 | 0 | 0 | 0 | 0 | 0 | 0 | 0 | 0 | 0 | 0 | 0 | 0 | 0 | 0 | 0 | 0 | 0 | 0 | 0 | 0 | 0 | 0 | 0 | 0 | 0 | 0 | 0 | 0 | 0 | 0 | 0 | 0 | 0 | 0 | 0 | 0 | 0
HVAC - Energy Recovery Ventilator_Retail_Existing_unitary equipment that incorporates energy recovery not required by the IECC 2012/2015/2018/2021 | HVAC - Energy Recovery Ventilator_Retail_Existing | HVAC - Energy Recovery Ventilator_Commercial_Existing_unitary equipment not required by IECC 2012/2015/2018/2021 to incorporate energy recovery_unitary equipment that incorporates energy recovery not required by the IECC 2012/2015/2018/2021 | Commercial | Retail | Existing | Space Heating | Natural Gas | HVAC - Energy Recovery Ventilator | NEQ | unitary equipment not required by IECC 2012/2015/2018/2021 to incorporate energy recovery | 15 | 15 | 15 | 0.034929 | 0 | 0 | 0 | 0.05 | Retro1Slow | 0.012666666666666666 | TBD | A | WCM207 | 0.7 | 0.42 | CFM | 0.0321 | 2097.4127716599346 | 2097.4128 | 1654.2973973655814 | 1654.2974 | IL TRM v13 - 4.4.27 - Energy Recovery Ventilator - CI-HVC-ERVE-V07-250101 | IL TRM v13 - 4.4.27 - Energy Recovery Ventilator - CI-HVC-ERVE-V07-250101 | IL TRM v13 - 4.4.27 - Energy Recovery Ventilator - CI-HVC-ERVE-V07-250101 | 0 | 0 | 0.61453 | unitary equipment not required by IECC 2012/2015/2018/2021 to incorporate energy recovery | unitary equipment not required by IECC 2012/2015/2018/2021 to incorporate energy recovery | unitary equipment not required by IECC 2012/2015/2018/2021 to incorporate energy recovery | unitary equipment not required by IECC 2012/2015/2018/2021 to incorporate energy recovery | unitary equipment not required by IECC 2012/2015/2018/2021 to incorporate energy recovery | unitary equipment not required by IECC 2012/2015/2018/2021 to incorporate energy recovery | unitary equipment not required by IECC 2012/2015/2018/2021 to incorporate energy recovery | unitary equipment not required by IECC 2012/2015/2018/2021 to incorporate energy recovery | unitary equipment not required by IECC 2012/2015/2018/2021 to incorporate energy recovery | unitary equipment not required by IECC 2012/2015/2018/2021 to incorporate energy recovery | unitary equipment not required by IECC 2012/2015/2018/2021 to incorporate energy recovery | unitary equipment not required by IECC 2012/2015/2018/2021 to incorporate energy recovery | unitary equipment not required by IECC 2012/2015/2018/2021 to incorporate energy recovery | unitary equipment not required by IECC 2012/2015/2018/2021 to incorporate energy recovery | unitary equipment not required by IECC 2012/2015/2018/2021 to incorporate energy recovery | unitary equipment not required by IECC 2012/2015/2018/2021 to incorporate energy recovery | unitary equipment not required by IECC 2012/2015/2018/2021 to incorporate energy recovery | unitary equipment not required by IECC 2012/2015/2018/2021 to incorporate energy recovery | unitary equipment not required by IECC 2012/2015/2018/2021 to incorporate energy recovery | unitary equipment not required by IECC 2012/2015/2018/2021 to incorporate energy recovery | unitary equipment not required by IECC 2012/2015/2018/2021 to incorporate energy recovery | unitary equipment not required by IECC 2012/2015/2018/2021 to incorporate energy recovery | unitary equipment not required by IECC 2012/2015/2018/2021 to incorporate energy recovery | unitary equipment not required by IECC 2012/2015/2018/2021 to incorporate energy recovery | unitary equipment not required by IECC 2012/2015/2018/2021 to incorporate energy recovery | unitary equipment not required by IECC 2012/2015/2018/2021 to incorporate energy recovery | unitary equipment not required by IECC 2012/2015/2018/2021 to incorporate energy recovery | unitary equipment not required by IECC 2012/2015/2018/2021 to incorporate energy recovery | 0 | 0 | 0 | 299.2798 | 584.7917 | 1011.9986 | 1599.6037 | 2351.6981 | 3249.9061 | 4251.6533 | 5288.9106 | 6272.9996 | 7098.9417 | 7659.223 | 7858.0651 | 7630.1823 | 6969.9149 | 5946.4954 | 4773.8685 | 3548.8388 | 2392.3864 | 1231.9559 | 802.6232 | 0 | 0 | 0 | 0 | 0 | 0 | 0 | 0 | 299.2798 | 877.3434 | 1867.098 | 3413.903 | 5658.3505 | 8709.6374 | 12628.113 | 17406.6282 | 22965.235 | 29137.7418 | 35679.943 | 42268.5103 | 48502.2757 | 53969.6727 | 58316.6709 | 61385.0717 | 63222.7024 | 63955.2687 | 63632.5968 | 62987.8885 | 61670.1983 | 60455.6433 | 59336.0366 | 58303.8572 | 57352.1938 | 0 | 0 | 0 | 14093.223961076308 | 28171.430296944545 | 50019.65021732923 | 81363.81683055026 | 123498.90967901767 | 176876.82761889833 | 240601.05978487802 | 311905.8724510141 | 385773.8078599191 | 454918.9605938709 | 510389.509637221 | 542958.343081086 | 545225.1224221797 | 513966.62822519604 | 451891.61818287964 | 373709.37520132744 | 285777.75750689727 | 197846.1398124674 | 104418.79601213559 | 69612.53067475707 | 0 | 0 | 0 | 0 | 0 | 0 | 0 | 0 | 14093.223961076308 | 42264.654258020855 | 92284.30447535009 | 173648.12130590033 | 297147.030984918 | 474023.85860381636 | 714624.9183886944 | 1026530.7908397085 | 1412304.5986996277 | 1867223.5592934988 | 2377613.0689307195 | 2920571.4120118055 | 3465796.534433985 | 3979763.1626591813 | 4431654.780842061 | 4805364.156043388 | 5091141.913550286 | 5288988.053362753 | 5393406.849374888 | 5463019.380049646 | 5463019.380049646 | 5463019.380049646 | 5463019.380049646 | 5463019.380049646 | 5463019.380049646 | unitary equipment that incorporates energy recovery not required by the IECC 2012/2015/2018/2021 | unitary equipment that incorporates energy recovery not required by the IECC 2012/2015/2018/2021 | unitary equipment that incorporates energy recovery not required by the IECC 2012/2015/2018/2021 | unitary equipment that incorporates energy recovery not required by the IECC 2012/2015/2018/2021 | unitary equipment that incorporates energy recovery not required by the IECC 2012/2015/2018/2021 | unitary equipment that incorporates energy recovery not required by the IECC 2012/2015/2018/2021 | unitary equipment that incorporates energy recovery not required by the IECC 2012/2015/2018/2021 | unitary equipment that incorporates energy recovery not required by the IECC 2012/2015/2018/2021 | unitary equipment that incorporates energy recovery not required by the IECC 2012/2015/2018/2021 | unitary equipment that incorporates energy recovery not required by the IECC 2012/2015/2018/2021 | unitary equipment that incorporates energy recovery not required by the IECC 2012/2015/2018/2021 | unitary equipment that incorporates energy recovery not required by the IECC 2012/2015/2018/2021 | unitary equipment that incorporates energy recovery not required by the IECC 2012/2015/2018/2021 | unitary equipment that incorporates energy recovery not required by the IECC 2012/2015/2018/2021 | unitary equipment that incorporates energy recovery not required by the IECC 2012/2015/2018/2021 | unitary equipment that incorporates energy recovery not required by the IECC 2012/2015/2018/2021 | unitary equipment that incorporates energy recovery not required by the IECC 2012/2015/2018/2021 | unitary equipment that incorporates energy recovery not required by the IECC 2012/2015/2018/2021 | unitary equipment that incorporates energy recovery not required by the IECC 2012/2015/2018/2021 | unitary equipment that incorporates energy recovery not required by the IECC 2012/2015/2018/2021 | unitary equipment that incorporates energy recovery not required by the IECC 2012/2015/2018/2021 | unitary equipment that incorporates energy recovery not required by the IECC 2012/2015/2018/2021 | unitary equipment that incorporates energy recovery not required by the IECC 2012/2015/2018/2021 | unitary equipment that incorporates energy recovery not required by the IECC 2012/2015/2018/2021 | unitary equipment that incorporates energy recovery not required by the IECC 2012/2015/2018/2021 | unitary equipment that incorporates energy recovery not required by the IECC 2012/2015/2018/2021 | unitary equipment that incorporates energy recovery not required by the IECC 2012/2015/2018/2021 | unitary equipment that incorporates energy recovery not required by the IECC 2012/2015/2018/2021 | 0.6145 | 0.6145 | 0.6145 | 0.6145 | 0.6145 | 0.6145 | 0.6145 | 0.6145 | 0.6145 | 0.6145 | 0.6145 | 0.6145 | 0.6145 | 0.6145 | 0.6145 | 0.6145 | 0.6145 | 0.6145 | 0.6145 | 0.6145 | 0.6145 | 0.6145 | 0.6145 | 0.6145 | 0.6145 | 0.6145 | 0.6145 | 0.6145 | 0.0349 | 0.0349 | 0.0349 | 0.0349 | 0.0349 | 0.0349 | 0.0349 | 0.0349 | 0.0349 | 0.0349 | 0.0349 | 0.0349 | 0.0349 | 0.0349 | 0.0349 | 0.0349 | 0.0349 | 0.0349 | 0.0349 | 0.0349 | 0.0349 | 0.0349 | 0.0349 | 0.0349 | 0.0349 | 0.0349 | 0.0349 | 0.0349 | 0 | 0 | 0 | 0 | 0 | 0 | 0 | 0 | 0 | 0 | 0 | 0 | 0 | 0 | 0 | 0 | 0 | 0 | 0 | 0 | 0 | 0 | 0 | 0 | 0 | 0 | 0 | 0 | 0 | 0 | 0 | 0 | 0 | 0 | 0 | 0 | 0 | 0 | 0 | 0 | 0 | 0 | 0 | 0 | 0 | 0 | 0 | 0 | 0 | 0 | 0 | 0 | 0 | 0 | 0 | 0 | 0 | 0 | 0 | 0 | 0 | 0 | 0 | 0 | 0 | 0 | 0 | 0 | 0 | 0 | 0 | 0 | 0 | 0 | 0 | 0 | 0 | 0 | 0 | 0 | 0 | 0 | 0 | 0 | 0 | 0 | 0 | 0 | 0 | 0 | 0 | 0 | 0 | 0 | 0 | 0 | 0 | 0 | 0 | 0 | 0 | 0 | 0 | 0 | 0 | 0 | 0 | 0 | 0 | 0 | 0 | 0 | unitary equipment that incorporates energy recovery not required by the IECC 2012/2015/2018/2021 | unitary equipment that incorporates energy recovery not required by the IECC 2012/2015/2018/2021 | unitary equipment that incorporates energy recovery not required by the IECC 2012/2015/2018/2021 | unitary equipment that incorporates energy recovery not required by the IECC 2012/2015/2018/2021 | unitary equipment that incorporates energy recovery not required by the IECC 2012/2015/2018/2021 | unitary equipment that incorporates energy recovery not required by the IECC 2012/2015/2018/2021 | unitary equipment that incorporates energy recovery not required by the IECC 2012/2015/2018/2021 | unitary equipment that incorporates energy recovery not required by the IECC 2012/2015/2018/2021 | unitary equipment that incorporates energy recovery not required by the IECC 2012/2015/2018/2021 | unitary equipment that incorporates energy recovery not required by the IECC 2012/2015/2018/2021 | unitary equipment that incorporates energy recovery not required by the IECC 2012/2015/2018/2021 | unitary equipment that incorporates energy recovery not required by the IECC 2012/2015/2018/2021 | unitary equipment that incorporates energy recovery not required by the IECC 2012/2015/2018/2021 | unitary equipment that incorporates energy recovery not required by the IECC 2012/2015/2018/2021 | unitary equipment that incorporates energy recovery not required by the IECC 2012/2015/2018/2021 | unitary equipment that incorporates energy recovery not required by the IECC 2012/2015/2018/2021 | unitary equipment that incorporates energy recovery not required by the IECC 2012/2015/2018/2021 | unitary equipment that incorporates energy recovery not required by the IECC 2012/2015/2018/2021 | unitary equipment that incorporates energy recovery not required by the IECC 2012/2015/2018/2021 | unitary equipment that incorporates energy recovery not required by the IECC 2012/2015/2018/2021 | unitary equipment that incorporates energy recovery not required by the IECC 2012/2015/2018/2021 | unitary equipment that incorporates energy recovery not required by the IECC 2012/2015/2018/2021 | unitary equipment that incorporates energy recovery not required by the IECC 2012/2015/2018/2021 | unitary equipment that incorporates energy recovery not required by the IECC 2012/2015/2018/2021 | unitary equipment that incorporates energy recovery not required by the IECC 2012/2015/2018/2021 | unitary equipment that incorporates energy recovery not required by the IECC 2012/2015/2018/2021 | unitary equipment that incorporates energy recovery not required by the IECC 2012/2015/2018/2021 | unitary equipment that incorporates energy recovery not required by the IECC 2012/2015/2018/2021 | 0.6145 | 0.6145 | 0.6145 | 0.6145 | 0.6145 | 0.6145 | 0.6145 | 0.6145 | 0.6145 | 0.6145 | 0.6145 | 0.6145 | 0.6145 | 0.6145 | 0.6145 | 0.6145 | 0.6145 | 0.6145 | 0.6145 | 0.6145 | 0.6145 | 0.6145 | 0.6145 | 0.6145 | 0.6145 | 0.6145 | 0.6145 | 0.6145 | 0.0349 | 0.0349 | 0.0349 | 0.0349 | 0.0349 | 0.0349 | 0.0349 | 0.0349 | 0.0349 | 0.0349 | 0.0349 | 0.0349 | 0.0349 | 0.0349 | 0.0349 | 0.0349 | 0.0349 | 0.0349 | 0.0349 | 0.0349 | 0.0349 | 0.0349 | 0.0349 | 0.0349 | 0.0349 | 0.0349 | 0.0349 | 0.0349 | 0 | 0 | 0 | 0 | 0 | 0 | 0 | 0 | 0 | 0 | 0 | 0 | 0 | 0 | 0 | 0 | 0 | 0 | 0 | 0 | 0 | 0 | 0 | 0 | 0 | 0 | 0 | 0 | 0 | 0 | 0 | 0 | 0 | 0 | 0 | 0 | 0 | 0 | 0 | 0 | 0 | 0 | 0 | 0 | 0 | 0 | 0 | 0 | 0 | 0 | 0 | 0 | 0 | 0 | 0 | 0 | 0 | 0 | 0 | 0 | 0 | 0 | 0 | 0 | 0 | 0 | 0 | 0 | 0 | 0 | 0 | 0 | 0 | 0 | 0 | 0 | 0 | 0 | 0 | 0 | 0 | 0 | 0 | 0 | 0 | 0
Gas Boiler - Maintenance_Office_Existing_Boiler with a tune-up performed adhering to program requirements | Gas Boiler - Maintenance_Office_Existing | Gas Boiler - Maintenance_Commercial_Existing_The baseline condition of this measure is a boiler that has not had a tune-up within the past 36 months_Boiler with a tune-up performed adhering to program requirements | Commercial | Office | Existing | Space Heating | Natural Gas | Gas Boiler - Maintenance | NEQ | The baseline condition of this measure is a boiler that has not had a tune-up within the past 36 months | 3 | 3 | 3 | 0.27342 | 0 | 0 | 0.2 | 0.3 | Retro5Med | 8.35569166605469E-06 | TBD | A | WCM16 | 0.7 | 0.42 | kBtuh heat | 0.0321 | 2312.3803730080285 | 2312.3804 | 1823.849308288023 | 1823.8493 | IL TRM v13 - 4.4.2 - Space Heating Boiler Tune-up - CI-HVC-BLRT-V07-250101 | IL TRM v13 - 4.4.2 - Space Heating Boiler Tune-up - CI-HVC-BLRT-V07-250101 | IL TRM v13 - 4.4.2 - Space Heating Boiler Tune-up - CI-HVC-BLRT-V07-250101 | 0 | 0 | 1.2191 | The baseline condition of this measure is a boiler that has not had a tune-up within the past 36 months | The baseline condition of this measure is a boiler that has not had a tune-up within the past 36 months | The baseline condition of this measure is a boiler that has not had a tune-up within the past 36 months | The baseline condition of this measure is a boiler that has not had a tune-up within the past 36 months | The baseline condition of this measure is a boiler that has not had a tune-up within the past 36 months | The baseline condition of this measure is a boiler that has not had a tune-up within the past 36 months | The baseline condition of this measure is a boiler that has not had a tune-up within the past 36 months | The baseline condition of this measure is a boiler that has not had a tune-up within the past 36 months | The baseline condition of this measure is a boiler that has not had a tune-up within the past 36 months | The baseline condition of this measure is a boiler that has not had a tune-up within the past 36 months | The baseline condition of this measure is a boiler that has not had a tune-up within the past 36 months | The baseline condition of this measure is a boiler that has not had a tune-up within the past 36 months | The baseline condition of this measure is a boiler that has not had a tune-up within the past 36 months | The baseline condition of this measure is a boiler that has not had a tune-up within the past 36 months | The baseline condition of this measure is a boiler that has not had a tune-up within the past 36 months | The baseline condition of this measure is a boiler that has not had a tune-up within the past 36 months | The baseline condition of this measure is a boiler that has not had a tune-up within the past 36 months | The baseline condition of this measure is a boiler that has not had a tune-up within the past 36 months | The baseline condition of this measure is a boiler that has not had a tune-up within the past 36 months | The baseline condition of this measure is a boiler that has not had a tune-up within the past 36 months | The baseline condition of this measure is a boiler that has not had a tune-up within the past 36 months | The baseline condition of this measure is a boiler that has not had a tune-up within the past 36 months | The baseline condition of this measure is a boiler that has not had a tune-up within the past 36 months | The baseline condition of this measure is a boiler that has not had a tune-up within the past 36 months | The baseline condition of this measure is a boiler that has not had a tune-up within the past 36 months | The baseline condition of this measure is a boiler that has not had a tune-up within the past 36 months | The baseline condition of this measure is a boiler that has not had a tune-up within the past 36 months | The baseline condition of this measure is a boiler that has not had a tune-up within the past 36 months | 0 | 0 | 0 | 688.0494 | 831.8051 | 1000.4805 | 1139.341 | 1272.1163 | 1452.2947 | 1552.2557 | 1542.299 | 1412.2451 | 1179.3474 | 887.1741 | 571.4715 | 323.429 | 152.014 | 62.8682 | 22.3725 | 6.8493 | 1.4653 | 0.13263 | 0.087068 | 0 | 0 | 0 | 0 | 0 | 0 | 0 | 0 | 688.0494 | 1509.2588 | 2483.9315 | 3576.0935 | 4772.6837 | 6112.783 | 7507.9819 | 8844.6065 | 10006.2178 | 10900.3925 | 11483.5364 | 11748.3545 | 11774.6202 | 11646.0358 | 11447.1627 | 11224.8711 | 11008.6514 | 10806.9603 | 10626.7995 | 10464.2526 | 10324.2748 | 10195.2101 | 10076.1981 | 9966.4475 | 9865.2304 | 0 | 0 | 0 | 119.31316881037297 | 146.49754301377044 | 179.27012125307567 | 208.1043642041389 | 237.36938024182456 | 277.5133379855867 | 304.4364414157817 | 311.00332936730393 | 293.0833141387851 | 251.92993351958964 | 194.95401910530038 | 129.02470580656612 | 74.91757111349003 | 36.071423128717434 | 15.260986708303532 | 5.549449712110374 | 1.73339841931763 | 0.3778021492729026 | 0.03477711803300269 | 0.02318474535533512 | 0 | 0 | 0 | 0 | 0 | 0 | 0 | 0 | 119.31316881037297 | 265.8107118241434 | 445.0808330772191 | 653.185197281358 | 890.5545775231825 | 1168.0679155087691 | 1472.5043569245508 | 1783.5076862918547 | 2076.5910004306397 | 2328.5209339502294 | 2523.47495305553 | 2652.499658862096 | 2727.417229975586 | 2763.4886531043035 | 2778.749639812607 | 2784.2990895247176 | 2786.032487944035 | 2786.4102900933076 | 2786.4450672113408 | 2786.4682519566963 | 2786.4682519566963 | 2786.4682519566963 | 2786.4682519566963 | 2786.4682519566963 | 2786.4682519566963 | Boiler with a tune-up performed adhering to program requirements | Boiler with a tune-up performed adhering to program requirements | Boiler with a tune-up performed adhering to program requirements | Boiler with a tune-up performed adhering to program requirements | Boiler with a tune-up performed adhering to program requirements | Boiler with a tune-up performed adhering to program requirements | Boiler with a tune-up performed adhering to program requirements | Boiler with a tune-up performed adhering to program requirements | Boiler with a tune-up performed adhering to program requirements | Boiler with a tune-up performed adhering to program requirements | Boiler with a tune-up performed adhering to program requirements | Boiler with a tune-up performed adhering to program requirements | Boiler with a tune-up performed adhering to program requirements | Boiler with a tune-up performed adhering to program requirements | Boiler with a tune-up performed adhering to program requirements | Boiler with a tune-up performed adhering to program requirements | Boiler with a tune-up performed adhering to program requirements | Boiler with a tune-up performed adhering to program requirements | Boiler with a tune-up performed adhering to program requirements | Boiler with a tune-up performed adhering to program requirements | Boiler with a tune-up performed adhering to program requirements | Boiler with a tune-up performed adhering to program requirements | Boiler with a tune-up performed adhering to program requirements | Boiler with a tune-up performed adhering to program requirements | Boiler with a tune-up performed adhering to program requirements | Boiler with a tune-up performed adhering to program requirements | Boiler with a tune-up performed adhering to program requirements | Boiler with a tune-up performed adhering to program requirements | 1.2191 | 1.2191 | 1.2191 | 1.2191 | 1.2191 | 1.2191 | 1.2191 | 1.2191 | 1.2191 | 1.2191 | 1.2191 | 1.2191 | 1.2191 | 1.2191 | 1.2191 | 1.2191 | 1.2191 | 1.2191 | 1.2191 | 1.2191 | 1.2191 | 1.2191 | 1.2191 | 1.2191 | 1.2191 | 1.2191 | 1.2191 | 1.2191 | 0.2734 | 0.2734 | 0.2734 | 0.2734 | 0.2734 | 0.2734 | 0.2734 | 0.2734 | 0.2734 | 0.2734 | 0.2734 | 0.2734 | 0.2734 | 0.2734 | 0.2734 | 0.2734 | 0.2734 | 0.2734 | 0.2734 | 0.2734 | 0.2734 | 0.2734 | 0.2734 | 0.2734 | 0.2734 | 0.2734 | 0.2734 | 0.2734 | 0 | 0 | 0 | 0 | 0 | 0 | 0 | 0 | 0 | 0 | 0 | 0 | 0 | 0 | 0 | 0 | 0 | 0 | 0 | 0 | 0 | 0 | 0 | 0 | 0 | 0 | 0 | 0 | 0 | 0 | 0 | 0 | 0 | 0 | 0 | 0 | 0 | 0 | 0 | 0 | 0 | 0 | 0 | 0 | 0 | 0 | 0 | 0 | 0 | 0 | 0 | 0 | 0 | 0 | 0 | 0 | 0 | 0 | 0 | 0 | 0 | 0 | 0 | 0 | 0 | 0 | 0 | 0 | 0 | 0 | 0 | 0 | 0 | 0 | 0 | 0 | 0 | 0 | 0 | 0 | 0 | 0 | 0 | 0 | 0 | 0 | 0 | 0 | 0 | 0 | 0 | 0 | 0 | 0 | 0 | 0 | 0 | 0 | 0 | 0 | 0 | 0 | 0 | 0 | 0 | 0 | 0 | 0 | 0 | 0 | 0 | 0 | Boiler with a tune-up performed adhering to program requirements | Boiler with a tune-up performed adhering to program requirements | Boiler with a tune-up performed adhering to program requirements | Boiler with a tune-up performed adhering to program requirements | Boiler with a tune-up performed adhering to program requirements | Boiler with a tune-up performed adhering to program requirements | Boiler with a tune-up performed adhering to program requirements | Boiler with a tune-up performed adhering to program requirements | Boiler with a tune-up performed adhering to program requirements | Boiler with a tune-up performed adhering to program requirements | Boiler with a tune-up performed adhering to program requirements | Boiler with a tune-up performed adhering to program requirements | Boiler with a tune-up performed adhering to program requirements | Boiler with a tune-up performed adhering to program requirements | Boiler with a tune-up performed adhering to program requirements | Boiler with a tune-up performed adhering to program requirements | Boiler with a tune-up performed adhering to program requirements | Boiler with a tune-up performed adhering to program requirements | Boiler with a tune-up performed adhering to program requirements | Boiler with a tune-up performed adhering to program requirements | Boiler with a tune-up performed adhering to program requirements | Boiler with a tune-up performed adhering to program requirements | Boiler with a tune-up performed adhering to program requirements | Boiler with a tune-up performed adhering to program requirements | Boiler with a tune-up performed adhering to program requirements | Boiler with a tune-up performed adhering to program requirements | Boiler with a tune-up performed adhering to program requirements | Boiler with a tune-up performed adhering to program requirements | 1.2191 | 1.2191 | 1.2191 | 1.2191 | 1.2191 | 1.2191 | 1.2191 | 1.2191 | 1.2191 | 1.2191 | 1.2191 | 1.2191 | 1.2191 | 1.2191 | 1.2191 | 1.2191 | 1.2191 | 1.2191 | 1.2191 | 1.2191 | 1.2191 | 1.2191 | 1.2191 | 1.2191 | 1.2191 | 1.2191 | 1.2191 | 1.2191 | 0.2734 | 0.2734 | 0.2734 | 0.2734 | 0.2734 | 0.2734 | 0.2734 | 0.2734 | 0.2734 | 0.2734 | 0.2734 | 0.2734 | 0.2734 | 0.2734 | 0.2734 | 0.2734 | 0.2734 | 0.2734 | 0.2734 | 0.2734 | 0.2734 | 0.2734 | 0.2734 | 0.2734 | 0.2734 | 0.2734 | 0.2734 | 0.2734 | 0 | 0 | 0 | 0 | 0 | 0 | 0 | 0 | 0 | 0 | 0 | 0 | 0 | 0 | 0 | 0 | 0 | 0 | 0 | 0 | 0 | 0 | 0 | 0 | 0 | 0 | 0 | 0 | 0 | 0 | 0 | 0 | 0 | 0 | 0 | 0 | 0 | 0 | 0 | 0 | 0 | 0 | 0 | 0 | 0 | 0 | 0 | 0 | 0 | 0 | 0 | 0 | 0 | 0 | 0 | 0 | 0 | 0 | 0 | 0 | 0 | 0 | 0 | 0 | 0 | 0 | 0 | 0 | 0 | 0 | 0 | 0 | 0 | 0 | 0 | 0 | 0 | 0 | 0 | 0 | 0 | 0 | 0 | 0 | 0 | 0
Gas Boiler - Insulate Steam Lines/Condensate Tank_Education_Existing_Addition of 2" wrap insulation to hot water boiler pipe | Gas Boiler - Insulate Steam Lines/Condensate Tank_Education_Existing | Gas Boiler - Insulate Steam Lines/Condensate Tank_Commercial_Existing_bare pipe_Addition of 2" wrap insulation to hot water boiler pipe | Commercial | Education | Existing | Space Heating | Natural Gas | Gas Boiler - Insulate Steam Lines/Condensate Tank | NEQ | bare pipe | 15 | 15 | 15 | 2.1404 | 0 | 0 | 0.3 | 0.35 | Retro5Med | 8.35569166605469E-06 | TBD | A | WCM427 | 0.7 | 0.42 | boiler pipe | 0.0321 | 2056.884438599994 | 2056.8844 | 1622.331388191543 | 1622.3314 | IL TRM v12 - 4.4.14 - Pipe Insulation - CI-HVC-PINS-V08-230101 | IL TRM v12 - 4.4.14 - Pipe Insulation - CI-HVC-PINS-V08-230101 | IL TRM v12 - 4.4.14 - Pipe Insulation - CI-HVC-PINS-V08-230101 | 0 | 0 | 36.2322 | bare pipe | bare pipe | bare pipe | bare pipe | bare pipe | bare pipe | bare pipe | bare pipe | bare pipe | bare pipe | bare pipe | bare pipe | bare pipe | bare pipe | bare pipe | bare pipe | bare pipe | bare pipe | bare pipe | bare pipe | bare pipe | bare pipe | bare pipe | bare pipe | bare pipe | bare pipe | bare pipe | bare pipe | 0 | 0 | 0 | 4006.0688 | 4852.2475 | 5849.6155 | 6680.2501 | 7484.3217 | 8579.4109 | 9212.8418 | 9199.9496 | 8467.2534 | 7105.3322 | 5368.422 | 3470.9996 | 1970.6131 | 928.6925 | 385.0193 | 137.3446 | 42.1475 | 9.0388 | 0.82018 | 0.5397 | 0 | 0 | 0 | 0 | 0 | 0 | 0 | 0 | 4006.0688 | 8804.1023 | 14523.0657 | 20967.5589 | 28079.4301 | 36111.1818 | 44560.8602 | 52758.859 | 59993.2559 | 65672.6836 | 69488.5831 | 71357.0712 | 71741.3008 | 71148.5979 | 70105.0565 | 68909.2519 | 67742.259 | 66664.0331 | 65714.8625 | 64864.6687 | 64150.9114 | 63492.7135 | 62885.7048 | 62325.8683 | 61809.5072 | 0 | 0 | 0 | 36.09084399213639 | 44.31380058763148 | 54.227123821336576 | 62.9491464979123 | 71.8014730162208 | 83.9445526997358 | 92.08847792921011 | 94.0748850537154 | 88.65428915137139 | 76.2058708042152 | 58.97132026014604 | 39.028470828705636 | 22.661692739248437 | 10.91118539297147 | 4.6162707431802374 | 1.6786439066109948 | 0.5243328339324898 | 0.11428075010708055 | 0.010519673175557237 | 0.007013115450371494 | 0 | 0 | 0 | 0 | 0 | 0 | 0 | 0 | 36.09084399213639 | 80.40464457976788 | 134.63176840110444 | 197.58091489901673 | 269.38238791523753 | 353.32694061497335 | 445.41541854418347 | 539.4903035978989 | 628.1445927492703 | 704.3504635534854 | 763.3217838136314 | 802.350254642337 | 825.0119473815855 | 835.923132774557 | 840.5394035177372 | 842.2180474243482 | 842.7423802582806 | 842.8566610083877 | 842.8671806815632 | 842.8741937970136 | 842.8741937970136 | 842.8741937970136 | 842.8741937970136 | 842.8741937970136 | 842.8741937970136 | Addition of 2" wrap insulation to hot water boiler pipe | Addition of 2" wrap insulation to hot water boiler pipe | Addition of 2" wrap insulation to hot water boiler pipe | Addition of 2" wrap insulation to hot water boiler pipe | Addition of 2" wrap insulation to hot water boiler pipe | Addition of 2" wrap insulation to hot water boiler pipe | Addition of 2" wrap insulation to hot water boiler pipe | Addition of 2" wrap insulation to hot water boiler pipe | Addition of 2" wrap insulation to hot water boiler pipe | Addition of 2" wrap insulation to hot water boiler pipe | Addition of 2" wrap insulation to hot water boiler pipe | Addition of 2" wrap insulation to hot water boiler pipe | Addition of 2" wrap insulation to hot water boiler pipe | Addition of 2" wrap insulation to hot water boiler pipe | Addition of 2" wrap insulation to hot water boiler pipe | Addition of 2" wrap insulation to hot water boiler pipe | Addition of 2" wrap insulation to hot water boiler pipe | Addition of 2" wrap insulation to hot water boiler pipe | Addition of 2" wrap insulation to hot water boiler pipe | Addition of 2" wrap insulation to hot water boiler pipe | Addition of 2" wrap insulation to hot water boiler pipe | Addition of 2" wrap insulation to hot water boiler pipe | Addition of 2" wrap insulation to hot water boiler pipe | Addition of 2" wrap insulation to hot water boiler pipe | Addition of 2" wrap insulation to hot water boiler pipe | Addition of 2" wrap insulation to hot water boiler pipe | Addition of 2" wrap insulation to hot water boiler pipe | Addition of 2" wrap insulation to hot water boiler pipe | 36.2322 | 36.2322 | 36.2322 | 36.2322 | 36.2322 | 36.2322 | 36.2322 | 36.2322 | 36.2322 | 36.2322 | 36.2322 | 36.2322 | 36.2322 | 36.2322 | 36.2322 | 36.2322 | 36.2322 | 36.2322 | 36.2322 | 36.2322 | 36.2322 | 36.2322 | 36.2322 | 36.2322 | 36.2322 | 36.2322 | 36.2322 | 36.2322 | 2.1404 | 2.1404 | 2.1404 | 2.1404 | 2.1404 | 2.1404 | 2.1404 | 2.1404 | 2.1404 | 2.1404 | 2.1404 | 2.1404 | 2.1404 | 2.1404 | 2.1404 | 2.1404 | 2.1404 | 2.1404 | 2.1404 | 2.1404 | 2.1404 | 2.1404 | 2.1404 | 2.1404 | 2.1404 | 2.1404 | 2.1404 | 2.1404 | 0 | 0 | 0 | 0 | 0 | 0 | 0 | 0 | 0 | 0 | 0 | 0 | 0 | 0 | 0 | 0 | 0 | 0 | 0 | 0 | 0 | 0 | 0 | 0 | 0 | 0 | 0 | 0 | 0 | 0 | 0 | 0 | 0 | 0 | 0 | 0 | 0 | 0 | 0 | 0 | 0 | 0 | 0 | 0 | 0 | 0 | 0 | 0 | 0 | 0 | 0 | 0 | 0 | 0 | 0 | 0 | 0 | 0 | 0 | 0 | 0 | 0 | 0 | 0 | 0 | 0 | 0 | 0 | 0 | 0 | 0 | 0 | 0 | 0 | 0 | 0 | 0 | 0 | 0 | 0 | 0 | 0 | 0 | 0 | 0 | 0 | 0 | 0 | 0 | 0 | 0 | 0 | 0 | 0 | 0 | 0 | 0 | 0 | 0 | 0 | 0 | 0 | 0 | 0 | 0 | 0 | 0 | 0 | 0 | 0 | 0 | 0 | Addition of 2" wrap insulation to hot water boiler pipe | Addition of 2" wrap insulation to hot water boiler pipe | Addition of 2" wrap insulation to hot water boiler pipe | Addition of 2" wrap insulation to hot water boiler pipe | Addition of 2" wrap insulation to hot water boiler pipe | Addition of 2" wrap insulation to hot water boiler pipe | Addition of 2" wrap insulation to hot water boiler pipe | Addition of 2" wrap insulation to hot water boiler pipe | Addition of 2" wrap insulation to hot water boiler pipe | Addition of 2" wrap insulation to hot water boiler pipe | Addition of 2" wrap insulation to hot water boiler pipe | Addition of 2" wrap insulation to hot water boiler pipe | Addition of 2" wrap insulation to hot water boiler pipe | Addition of 2" wrap insulation to hot water boiler pipe | Addition of 2" wrap insulation to hot water boiler pipe | Addition of 2" wrap insulation to hot water boiler pipe | Addition of 2" wrap insulation to hot water boiler pipe | Addition of 2" wrap insulation to hot water boiler pipe | Addition of 2" wrap insulation to hot water boiler pipe | Addition of 2" wrap insulation to hot water boiler pipe | Addition of 2" wrap insulation to hot water boiler pipe | Addition of 2" wrap insulation to hot water boiler pipe | Addition of 2" wrap insulation to hot water boiler pipe | Addition of 2" wrap insulation to hot water boiler pipe | Addition of 2" wrap insulation to hot water boiler pipe | Addition of 2" wrap insulation to hot water boiler pipe | Addition of 2" wrap insulation to hot water boiler pipe | Addition of 2" wrap insulation to hot water boiler pipe | 36.2322 | 36.2322 | 36.2322 | 36.2322 | 36.2322 | 36.2322 | 36.2322 | 36.2322 | 36.2322 | 36.2322 | 36.2322 | 36.2322 | 36.2322 | 36.2322 | 36.2322 | 36.2322 | 36.2322 | 36.2322 | 36.2322 | 36.2322 | 36.2322 | 36.2322 | 36.2322 | 36.2322 | 36.2322 | 36.2322 | 36.2322 | 36.2322 | 2.1404 | 2.1404 | 2.1404 | 2.1404 | 2.1404 | 2.1404 | 2.1404 | 2.1404 | 2.1404 | 2.1404 | 2.1404 | 2.1404 | 2.1404 | 2.1404 | 2.1404 | 2.1404 | 2.1404 | 2.1404 | 2.1404 | 2.1404 | 2.1404 | 2.1404 | 2.1404 | 2.1404 | 2.1404 | 2.1404 | 2.1404 | 2.1404 | 0 | 0 | 0 | 3423.1794 | 4170.085 | 5058.5603 | 5815.6631 | 6562.6831 | 7581.2032 | 8208.2313 | 8268.4371 | 7679.5442 | 6505.4228 | 4962.817 | 3240.3439 | 1857.9861 | 884.4139 | 370.374 | 133.47 | 41.3662 | 8.9566 | 0.82003 | 0.54417 | 1.7856e-17 | 1.7802e-17 | 1.7752e-17 | 1.7705e-17 | 1.7663e-17 | 0 | 0 | 0 | 3423.1794 | 7566.3607 | 12559.0824 | 18253.8462 | 24621.6569 | 31909.6742 | 39701.7397 | 47416.9237 | 54412.0784 | 60127.8815 | 64238.4519 | 66615.2348 | 67641.0533 | 67756.346 | 67438.4133 | 66965.2949 | 66486.4414 | 66058.011 | 65702.909 | 65401.572 | 65183.8941 | 64984.1749 | 64800.9744 | 64632.8627 | 64478.534 | 0 | 0 | 0 | 30.6772 | 37.6667 | 46.09305524813608 | 53.506774523225445 | 61.031252063787676 | 71.35286979477542 | 78.27520623982859 | 79.9636522956581 | 75.35614577866563 | 64.77499018358291 | 50.125622221124125 | 33.17420020439979 | 19.26243882836117 | 9.27450758402575 | 3.9238301317032005 | 1.4268473206193453 | 0.4456829088426161 | 0.09713863759101837 | 0.00894172219922364 | 0.0059611481328157604 | 1.9626155733547186E-19 | 1.9626155733547186E-19 | 1.9626155733547186E-19 | 1.9626155733547186E-19 | 1.9626155733547186E-19 | 0 | 0
Gas Boiler - Insulate Steam Lines/Condensate Tank_Lodging_Existing_Addition of 2" wrap insulation to hot water boiler pipe | Gas Boiler - Insulate Steam Lines/Condensate Tank_Lodging_Existing | Gas Boiler - Insulate Steam Lines/Condensate Tank_Commercial_Existing_bare pipe_Addition of 2" wrap insulation to hot water boiler pipe | Commercial | Lodging | Existing | Space Heating | Natural Gas | Gas Boiler - Insulate Steam Lines/Condensate Tank | NEQ | bare pipe | 15 | 15 | 15 | 0.68605 | 0 | 0 | 0.3 | 0.35 | Retro5Med | 8.35569166605469E-06 | TBD | A | WCM627 | 0.7 | 0.42 | boiler pipe | 0.0321 | 6417.387846022577 | 6417.3878 | 5061.60168136992 | 5061.6017 | IL TRM v12 - 4.4.14 - Pipe Insulation - CI-HVC-PINS-V08-230101 | IL TRM v12 - 4.4.14 - Pipe Insulation - CI-HVC-PINS-V08-230101 | IL TRM v12 - 4.4.14 - Pipe Insulation - CI-HVC-PINS-V08-230101 | 0 | 0 | 36.2322 | bare pipe | bare pipe | bare pipe | bare pipe | bare pipe | bare pipe | bare pipe | bare pipe | bare pipe | bare pipe | bare pipe | bare pipe | bare pipe | bare pipe | bare pipe | bare pipe | bare pipe | bare pipe | bare pipe | bare pipe | bare pipe | bare pipe | bare pipe | bare pipe | bare pipe | bare pipe | bare pipe | bare pipe | 0 | 0 | 0 | 60.1945 | 72.5588 | 87.0004 | 98.7423 | 109.8576 | 124.9366 | 132.9962 | 131.5908 | 119.9835 | 99.7698 | 74.7325 | 47.9338 | 27.0105 | 12.6379 | 5.2008 | 1.8413 | 0.56085 | 0.11939 | 0.010758 | 0.007031 | 0 | 0 | 0 | 0 | 0 | 0 | 0 | 0 | 60.1945 | 131.6535 | 215.9992 | 309.9264 | 412.1602 | 525.8645 | 643.2785 | 754.6327 | 850.122 | 922.1455 | 967.3338 | 985.4271 | 983.3332 | 968.2125 | 946.9779 | 923.8087 | 901.4356 | 880.5605 | 861.9515 | 845.0273 | 830.037 | 816.2049 | 803.4376 | 791.6516 | 780.7697 | 0 | 0 | 0 | 1.2742678348314471 | 1.5645976785762346 | 1.9146096909234676 | 2.2225601770315944 | 2.5351113312291456 | 2.963849873887493 | 3.2513893387848105 | 3.3215238777883482 | 3.1301376357408897 | 2.6906184297682336 | 2.082114139570166 | 1.377987309759588 | 0.8001216637313739 | 0.3852437640188095 | 0.16298774631565022 | 0.05926827138750917 | 0.018512741491214978 | 0.004034937061421794 | 0.0003714205509705586 | 0.0002476137006470391 | 0 | 0 | 0 | 0 | 0 | 0 | 0 | 0 | 1.2742678348314471 | 2.8388655134076815 | 4.753475204331149 | 6.976035381362744 | 9.51114671259189 | 12.474996586479383 | 15.726385925264193 | 19.047909803052537 | 22.17804743879343 | 24.868665868561664 | 26.95078000813183 | 28.328767317891415 | 29.12888898162279 | 29.514132745641597 | 29.67712049195725 | 29.73638876334476 | 29.754901504835974 | 29.758936441897394 | 29.759307862448367 | 29.75955547614901 | 29.75955547614901 | 29.75955547614901 | 29.75955547614901 | 29.75955547614901 | 29.75955547614901 | Addition of 2" wrap insulation to hot water boiler pipe | Addition of 2" wrap insulation to hot water boiler pipe | Addition of 2" wrap insulation to hot water boiler pipe | Addition of 2" wrap insulation to hot water boiler pipe | Addition of 2" wrap insulation to hot water boiler pipe | Addition of 2" wrap insulation to hot water boiler pipe | Addition of 2" wrap insulation to hot water boiler pipe | Addition of 2" wrap insulation to hot water boiler pipe | Addition of 2" wrap insulation to hot water boiler pipe | Addition of 2" wrap insulation to hot water boiler pipe | Addition of 2" wrap insulation to hot water boiler pipe | Addition of 2" wrap insulation to hot water boiler pipe | Addition of 2" wrap insulation to hot water boiler pipe | Addition of 2" wrap insulation to hot water boiler pipe | Addition of 2" wrap insulation to hot water boiler pipe | Addition of 2" wrap insulation to hot water boiler pipe | Addition of 2" wrap insulation to hot water boiler pipe | Addition of 2" wrap insulation to hot water boiler pipe | Addition of 2" wrap insulation to hot water boiler pipe | Addition of 2" wrap insulation to hot water boiler pipe | Addition of 2" wrap insulation to hot water boiler pipe | Addition of 2" wrap insulation to hot water boiler pipe | Addition of 2" wrap insulation to hot water boiler pipe | Addition of 2" wrap insulation to hot water boiler pipe | Addition of 2" wrap insulation to hot water boiler pipe | Addition of 2" wrap insulation to hot water boiler pipe | Addition of 2" wrap insulation to hot water boiler pipe | Addition of 2" wrap insulation to hot water boiler pipe | 36.2322 | 36.2322 | 36.2322 | 36.2322 | 36.2322 | 36.2322 | 36.2322 | 36.2322 | 36.2322 | 36.2322 | 36.2322 | 36.2322 | 36.2322 | 36.2322 | 36.2322 | 36.2322 | 36.2322 | 36.2322 | 36.2322 | 36.2322 | 36.2322 | 36.2322 | 36.2322 | 36.2322 | 36.2322 | 36.2322 | 36.2322 | 36.2322 | 0.686 | 0.686 | 0.686 | 0.686 | 0.686 | 0.686 | 0.686 | 0.686 | 0.686 | 0.686 | 0.686 | 0.686 | 0.686 | 0.686 | 0.686 | 0.686 | 0.686 | 0.686 | 0.686 | 0.686 | 0.686 | 0.686 | 0.686 | 0.686 | 0.686 | 0.686 | 0.686 | 0.686 | 0 | 0 | 0 | 0 | 0 | 0 | 0 | 0 | 0 | 0 | 0 | 0 | 0 | 0 | 0 | 0 | 0 | 0 | 0 | 0 | 0 | 0 | 0 | 0 | 0 | 0 | 0 | 0 | 0 | 0 | 0 | 0 | 0 | 0 | 0 | 0 | 0 | 0 | 0 | 0 | 0 | 0 | 0 | 0 | 0 | 0 | 0 | 0 | 0 | 0 | 0 | 0 | 0 | 0 | 0 | 0 | 0 | 0 | 0 | 0 | 0 | 0 | 0 | 0 | 0 | 0 | 0 | 0 | 0 | 0 | 0 | 0 | 0 | 0 | 0 | 0 | 0 | 0 | 0 | 0 | 0 | 0 | 0 | 0 | 0 | 0 | 0 | 0 | 0 | 0 | 0 | 0 | 0 | 0 | 0 | 0 | 0 | 0 | 0 | 0 | 0 | 0 | 0 | 0 | 0 | 0 | 0 | 0 | 0 | 0 | 0 | 0 | Addition of 2" wrap insulation to hot water boiler pipe | Addition of 2" wrap insulation to hot water boiler pipe | Addition of 2" wrap insulation to hot water boiler pipe | Addition of 2" wrap insulation to hot water boiler pipe | Addition of 2" wrap insulation to hot water boiler pipe | Addition of 2" wrap insulation to hot water boiler pipe | Addition of 2" wrap insulation to hot water boiler pipe | Addition of 2" wrap insulation to hot water boiler pipe | Addition of 2" wrap insulation to hot water boiler pipe | Addition of 2" wrap insulation to hot water boiler pipe | Addition of 2" wrap insulation to hot water boiler pipe | Addition of 2" wrap insulation to hot water boiler pipe | Addition of 2" wrap insulation to hot water boiler pipe | Addition of 2" wrap insulation to hot water boiler pipe | Addition of 2" wrap insulation to hot water boiler pipe | Addition of 2" wrap insulation to hot water boiler pipe | Addition of 2" wrap insulation to hot water boiler pipe | Addition of 2" wrap insulation to hot water boiler pipe | Addition of 2" wrap insulation to hot water boiler pipe | Addition of 2" wrap insulation to hot water boiler pipe | Addition of 2" wrap insulation to hot water boiler pipe | Addition of 2" wrap insulation to hot water boiler pipe | Addition of 2" wrap insulation to hot water boiler pipe | Addition of 2" wrap insulation to hot water boiler pipe | Addition of 2" wrap insulation to hot water boiler pipe | Addition of 2" wrap insulation to hot water boiler pipe | Addition of 2" wrap insulation to hot water boiler pipe | Addition of 2" wrap insulation to hot water boiler pipe | 36.2322 | 36.2322 | 36.2322 | 36.2322 | 36.2322 | 36.2322 | 36.2322 | 36.2322 | 36.2322 | 36.2322 | 36.2322 | 36.2322 | 36.2322 | 36.2322 | 36.2322 | 36.2322 | 36.2322 | 36.2322 | 36.2322 | 36.2322 | 36.2322 | 36.2322 | 36.2322 | 36.2322 | 36.2322 | 36.2322 | 36.2322 | 36.2322 | 0.686 | 0.686 | 0.686 | 0.686 | 0.686 | 0.686 | 0.686 | 0.686 | 0.686 | 0.686 | 0.686 | 0.686 | 0.686 | 0.686 | 0.686 | 0.686 | 0.686 | 0.686 | 0.686 | 0.686 | 0.686 | 0.686 | 0.686 | 0.686 | 0.686 | 0.686 | 0.686 | 0.686 | 0 | 0 | 0 | 0 | 0 | 0 | 0 | 0 | 0 | 0 | 0 | 0 | 0 | 0 | 0 | 0 | 0 | 0 | 0 | 0 | 0 | 0 | 0 | 0 | 0 | 0 | 0 | 0 | 0 | 0 | 0 | 0 | 0 | 0 | 0 | 0 | 0 | 0 | 0 | 0 | 0 | 0 | 0 | 0 | 0 | 0 | 0 | 0 | 0 | 0 | 0 | 0 | 0 | 0 | 0 | 0 | 0 | 0 | 0 | 0 | 0 | 0 | 0 | 0 | 0 | 0 | 0 | 0 | 0 | 0 | 0 | 0 | 0 | 0 | 0 | 0 | 0 | 0 | 0 | 0 | 0 | 0 | 0 | 0 | 0 | 0
Gas Boiler - Insulate Steam Lines/Condensate Tank_Restaurant_Existing_Addition of 2" wrap insulation to hot water boiler pipe | Gas Boiler - Insulate Steam Lines/Condensate Tank_Restaurant_Existing | Gas Boiler - Insulate Steam Lines/Condensate Tank_Commercial_Existing_bare pipe_Addition of 2" wrap insulation to hot water boiler pipe | Commercial | Restaurant | Existing | Space Heating | Natural Gas | Gas Boiler - Insulate Steam Lines/Condensate Tank | NEQ | bare pipe | 15 | 15 | 15 | 0.50312 | 0 | 0 | 0.3 | 0.35 | Retro5Med | 8.35569166605469E-06 | TBD | A | WCM127 | 0.7 | 0.42 | boiler pipe | 0.0321 | 8750.897778652481 | 8750.8978 | 6902.116557810409 | 6902.1166 | IL TRM v12 - 4.4.14 - Pipe Insulation - CI-HVC-PINS-V08-230101 | IL TRM v12 - 4.4.14 - Pipe Insulation - CI-HVC-PINS-V08-230101 | IL TRM v12 - 4.4.14 - Pipe Insulation - CI-HVC-PINS-V08-230101 | 0 | 0 | 36.2322 | bare pipe | bare pipe | bare pipe | bare pipe | bare pipe | bare pipe | bare pipe | bare pipe | bare pipe | bare pipe | bare pipe | bare pipe | bare pipe | bare pipe | bare pipe | bare pipe | bare pipe | bare pipe | bare pipe | bare pipe | bare pipe | bare pipe | bare pipe | bare pipe | bare pipe | bare pipe | bare pipe | bare pipe | 0 | 0 | 0 | 19.307 | 23.2059 | 27.7332 | 31.3595 | 34.7428 | 39.3274 | 41.6489 | 40.9771 | 37.1375 | 30.6843 | 22.8317 | 14.5436 | 8.1369 | 3.7789 | 1.5433 | 0.54193 | 0.1637 | 0.034551 | 0.0030869 | 0.002001 | 0 | 0 | 0 | 0 | 0 | 0 | 0 | 0 | 19.307 | 42.1057 | 68.8542 | 98.4293 | 130.347 | 165.5311 | 201.4481 | 234.9912 | 263.1317 | 283.6065 | 295.5326 | 298.9881 | 296.2282 | 289.5093 | 281.0124 | 271.9008 | 263.1065 | 254.8216 | 247.332 | 240.4882 | 234.3101 | 228.6182 | 223.3737 | 218.5406 | 214.0863 | 0 | 0 | 0 | 2.356193529698944 | 2.893029884357822 | 3.540221955182194 | 4.10963987738188 | 4.687564695924927 | 5.480326588308234 | 6.012003374149547 | 6.141686116263504 | 5.787802095291358 | 4.9751061447354274 | 3.849947185082036 | 2.5479767239767654 | 1.479470355857476 | 0.7123375787461927 | 0.30137359100800454 | 0.10959039673018345 | 0.03423110944675118 | 0.007460827572503265 | 0.0006867776734785158 | 0.00045785178231901047 | 0 | 0 | 0 | 0 | 0 | 0 | 0 | 0 | 2.356193529698944 | 5.249223414056766 | 8.78944536923896 | 12.89908524662084 | 17.58664994254577 | 23.066976530854003 | 29.07897990500355 | 35.22066602126706 | 41.00846811655842 | 45.983574261293846 | 49.83352144637588 | 52.38149817035265 | 53.86096852621013 | 54.573306104956316 | 54.87467969596432 | 54.9842700926945 | 55.01850120214125 | 55.02596202971376 | 55.02664880738724 | 55.027106659169554 | 55.027106659169554 | 55.027106659169554 | 55.027106659169554 | 55.027106659169554 | 55.027106659169554 | Addition of 2" wrap insulation to hot water boiler pipe | Addition of 2" wrap insulation to hot water boiler pipe | Addition of 2" wrap insulation to hot water boiler pipe | Addition of 2" wrap insulation to hot water boiler pipe | Addition of 2" wrap insulation to hot water boiler pipe | Addition of 2" wrap insulation to hot water boiler pipe | Addition of 2" wrap insulation to hot water boiler pipe | Addition of 2" wrap insulation to hot water boiler pipe | Addition of 2" wrap insulation to hot water boiler pipe | Addition of 2" wrap insulation to hot water boiler pipe | Addition of 2" wrap insulation to hot water boiler pipe | Addition of 2" wrap insulation to hot water boiler pipe | Addition of 2" wrap insulation to hot water boiler pipe | Addition of 2" wrap insulation to hot water boiler pipe | Addition of 2" wrap insulation to hot water boiler pipe | Addition of 2" wrap insulation to hot water boiler pipe | Addition of 2" wrap insulation to hot water boiler pipe | Addition of 2" wrap insulation to hot water boiler pipe | Addition of 2" wrap insulation to hot water boiler pipe | Addition of 2" wrap insulation to hot water boiler pipe | Addition of 2" wrap insulation to hot water boiler pipe | Addition of 2" wrap insulation to hot water boiler pipe | Addition of 2" wrap insulation to hot water boiler pipe | Addition of 2" wrap insulation to hot water boiler pipe | Addition of 2" wrap insulation to hot water boiler pipe | Addition of 2" wrap insulation to hot water boiler pipe | Addition of 2" wrap insulation to hot water boiler pipe | Addition of 2" wrap insulation to hot water boiler pipe | 36.2322 | 36.2322 | 36.2322 | 36.2322 | 36.2322 | 36.2322 | 36.2322 | 36.2322 | 36.2322 | 36.2322 | 36.2322 | 36.2322 | 36.2322 | 36.2322 | 36.2322 | 36.2322 | 36.2322 | 36.2322 | 36.2322 | 36.2322 | 36.2322 | 36.2322 | 36.2322 | 36.2322 | 36.2322 | 36.2322 | 36.2322 | 36.2322 | 0.5031 | 0.5031 | 0.5031 | 0.5031 | 0.5031 | 0.5031 | 0.5031 | 0.5031 | 0.5031 | 0.5031 | 0.5031 | 0.5031 | 0.5031 | 0.5031 | 0.5031 | 0.5031 | 0.5031 | 0.5031 | 0.5031 | 0.5031 | 0.5031 | 0.5031 | 0.5031 | 0.5031 | 0.5031 | 0.5031 | 0.5031 | 0.5031 | 0 | 0 | 0 | 0 | 0 | 0 | 0 | 0 | 0 | 0 | 0 | 0 | 0 | 0 | 0 | 0 | 0 | 0 | 0 | 0 | 0 | 0 | 0 | 0 | 0 | 0 | 0 | 0 | 0 | 0 | 0 | 0 | 0 | 0 | 0 | 0 | 0 | 0 | 0 | 0 | 0 | 0 | 0 | 0 | 0 | 0 | 0 | 0 | 0 | 0 | 0 | 0 | 0 | 0 | 0 | 0 | 0 | 0 | 0 | 0 | 0 | 0 | 0 | 0 | 0 | 0 | 0 | 0 | 0 | 0 | 0 | 0 | 0 | 0 | 0 | 0 | 0 | 0 | 0 | 0 | 0 | 0 | 0 | 0 | 0 | 0 | 0 | 0 | 0 | 0 | 0 | 0 | 0 | 0 | 0 | 0 | 0 | 0 | 0 | 0 | 0 | 0 | 0 | 0 | 0 | 0 | 0 | 0 | 0 | 0 | 0 | 0 | Addition of 2" wrap insulation to hot water boiler pipe | Addition of 2" wrap insulation to hot water boiler pipe | Addition of 2" wrap insulation to hot water boiler pipe | Addition of 2" wrap insulation to hot water boiler pipe | Addition of 2" wrap insulation to hot water boiler pipe | Addition of 2" wrap insulation to hot water boiler pipe | Addition of 2" wrap insulation to hot water boiler pipe | Addition of 2" wrap insulation to hot water boiler pipe | Addition of 2" wrap insulation to hot water boiler pipe | Addition of 2" wrap insulation to hot water boiler pipe | Addition of 2" wrap insulation to hot water boiler pipe | Addition of 2" wrap insulation to hot water boiler pipe | Addition of 2" wrap insulation to hot water boiler pipe | Addition of 2" wrap insulation to hot water boiler pipe | Addition of 2" wrap insulation to hot water boiler pipe | Addition of 2" wrap insulation to hot water boiler pipe | Addition of 2" wrap insulation to hot water boiler pipe | Addition of 2" wrap insulation to hot water boiler pipe | Addition of 2" wrap insulation to hot water boiler pipe | Addition of 2" wrap insulation to hot water boiler pipe | Addition of 2" wrap insulation to hot water boiler pipe | Addition of 2" wrap insulation to hot water boiler pipe | Addition of 2" wrap insulation to hot water boiler pipe | Addition of 2" wrap insulation to hot water boiler pipe | Addition of 2" wrap insulation to hot water boiler pipe | Addition of 2" wrap insulation to hot water boiler pipe | Addition of 2" wrap insulation to hot water boiler pipe | Addition of 2" wrap insulation to hot water boiler pipe | 36.2322 | 36.2322 | 36.2322 | 36.2322 | 36.2322 | 36.2322 | 36.2322 | 36.2322 | 36.2322 | 36.2322 | 36.2322 | 36.2322 | 36.2322 | 36.2322 | 36.2322 | 36.2322 | 36.2322 | 36.2322 | 36.2322 | 36.2322 | 36.2322 | 36.2322 | 36.2322 | 36.2322 | 36.2322 | 36.2322 | 36.2322 | 36.2322 | 0.5031 | 0.5031 | 0.5031 | 0.5031 | 0.5031 | 0.5031 | 0.5031 | 0.5031 | 0.5031 | 0.5031 | 0.5031 | 0.5031 | 0.5031 | 0.5031 | 0.5031 | 0.5031 | 0.5031 | 0.5031 | 0.5031 | 0.5031 | 0.5031 | 0.5031 | 0.5031 | 0.5031 | 0.5031 | 0.5031 | 0.5031 | 0.5031 | 0 | 0 | 0 | 0 | 0 | 0 | 0 | 0 | 0 | 0 | 0 | 0 | 0 | 0 | 0 | 0 | 0 | 0 | 0 | 0 | 0 | 0 | 0 | 0 | 0 | 0 | 0 | 0 | 0 | 0 | 0 | 0 | 0 | 0 | 0 | 0 | 0 | 0 | 0 | 0 | 0 | 0 | 0 | 0 | 0 | 0 | 0 | 0 | 0 | 0 | 0 | 0 | 0 | 0 | 0 | 0 | 0 | 0 | 0 | 0 | 0 | 0 | 0 | 0 | 0 | 0 | 0 | 0 | 0 | 0 | 0 | 0 | 0 | 0 | 0 | 0 | 0 | 0 | 0 | 0 | 0 | 0 | 0 | 0 | 0 | 0
Unit Heater_Miscellaneous_New_Infrared Radiant | Unit Heater_Miscellaneous_New | Unit Heater_Commercial_New_Standard (TE 80%)_Infrared Radiant | Commercial | Miscellaneous | New | Space Heating | Natural Gas | Unit Heater | EQ | Standard (TE 80%) | 15 | 9 | 12 | 53806.4647 | 0 | 0 | 0.18312 | 1 | LO12Med | 0.9968897018745712 | n/a | A | WCE241 | 1 | 0.6 | 120 kBtu/hr | 0.0321 | 198.85411223372068 | 198.8541 | 198.85411223372068 | 198.8541 | IL TRM v13 - 4.4.5 - Condensing Unit Heaters - CI-HVC-CUHT-V03-230101 | IL TRM v13 - 4.4.5 - Condensing Unit Heaters - CI-HVC-CUHT-V03-230101 ¦ DOE Labor and Venting Costs ¦ Additional AEG Adjustment for Grainger Vendor Costs | IL TRM v13 - 4.4.5 - Condensing Unit Heaters - CI-HVC-CUHT-V03-230101 ¦ DOE Labor and Venting Costs | 0 | 0 | 70277.8315 | Standard (TE 80%) | Standard (TE 80%) | Standard (TE 80%) | Standard (TE 80%) | Standard (TE 80%) | Standard (TE 80%) | Standard (TE 80%) | Standard (TE 80%) | Standard (TE 80%) | Standard (TE 80%) | Standard (TE 80%) | Standard (TE 80%) | Standard (TE 80%) | Standard (TE 80%) | Standard (TE 80%) | Standard (TE 80%) | Standard (TE 80%) | Standard (TE 80%) | Standard (TE 80%) | Standard (TE 80%) | Standard (TE 80%) | Standard (TE 80%) | Standard (TE 80%) | Standard (TE 80%) | Standard (TE 80%) | Standard (TE 80%) | Standard (TE 80%) | Standard (TE 80%) | 0 | 0 | 0 | 0 | 0 | 0 | 0 | 0 | 0 | 0 | 0 | 0 | 0 | 0 | 0 | 0 | 0 | 0 | 0 | 0 | 0 | 0 | 0 | 0 | 0 | 0 | 0 | 0 | 0 | 0 | 0 | 0 | 0 | 0 | 0 | 0 | 0 | 0 | 0 | 0 | 0 | 0 | 0 | 0 | 0 | 0 | 0 | 0 | 0 | 0 | 0 | 0 | 0 | 0 | 0 | 0 | 0 | 0 | 0 | 0 | 0 | 0 | 0 | 0 | 0 | 0 | 0 | 0 | 0 | 0 | 0 | 0 | 0 | 0 | 0 | 0 | 0 | 0 | 0 | 0 | 0 | 0 | 0 | 0 | 0 | 0 | 0 | 0 | 0 | 0 | 0 | 0 | 0 | 0 | 0 | 0 | 0 | 0 | 0 | 0 | 0 | 0 | 0 | 0 | 0 | 0 | 0 | 0 | 0 | 0 | 0 | 0 | Infrared Radiant | Infrared Radiant | Infrared Radiant | Infrared Radiant | Infrared Radiant | Infrared Radiant | Infrared Radiant | Infrared Radiant | Infrared Radiant | Infrared Radiant | Infrared Radiant | Infrared Radiant | Infrared Radiant | Infrared Radiant | Infrared Radiant | Infrared Radiant | Infrared Radiant | Infrared Radiant | Infrared Radiant | Infrared Radiant | Infrared Radiant | Infrared Radiant | Infrared Radiant | Infrared Radiant | Infrared Radiant | Infrared Radiant | Infrared Radiant | Infrared Radiant | 70277.8315 | 70277.8315 | 70277.8315 | 70277.8315 | 70277.8315 | 70277.8315 | 70277.8315 | 70277.8315 | 70277.8315 | 70277.8315 | 70277.8315 | 70277.8315 | 70277.8315 | 70277.8315 | 70277.8315 | 70277.8315 | 70277.8315 | 70277.8315 | 70277.8315 | 70277.8315 | 70277.8315 | 70277.8315 | 70277.8315 | 70277.8315 | 70277.8315 | 70277.8315 | 70277.8315 | 70277.8315 | 53806.4647 | 53806.4647 | 53806.4647 | 53806.4647 | 53806.4647 | 53806.4647 | 53806.4647 | 53806.4647 | 53806.4647 | 53806.4647 | 53806.4647 | 53806.4647 | 53806.4647 | 53806.4647 | 53806.4647 | 53806.4647 | 53806.4647 | 53806.4647 | 53806.4647 | 53806.4647 | 53806.4647 | 53806.4647 | 53806.4647 | 53806.4647 | 53806.4647 | 53806.4647 | 53806.4647 | 53806.4647 | 0 | 0 | 0 | 0 | 0 | 0 | 0 | 0 | 0 | 0 | 0 | 0 | 0 | 0 | 0 | 0 | 0 | 0 | 0 | 0 | 0 | 0 | 0 | 0 | 0 | 0 | 0 | 0 | 0 | 0 | 0 | 0 | 0 | 0 | 0 | 0 | 0 | 0 | 0 | 0 | 0 | 0 | 0 | 0 | 0 | 0 | 0 | 0 | 0 | 0 | 0 | 0 | 0 | 0 | 0 | 0 | 0 | 0 | 0 | 0 | 0 | 0 | 0 | 0 | 0 | 0 | 0 | 0 | 0 | 0 | 0 | 0 | 0 | 0 | 0 | 0 | 0 | 0 | 0 | 0 | 0 | 0 | 0 | 0 | 0 | 0 | 0 | 0 | 0 | 0 | 0 | 0 | 0 | 0 | 0 | 0 | 0 | 0 | 0 | 0 | 0 | 0 | 0 | 0 | 0 | 0 | 0 | 0 | 0 | 0 | 0 | 0 | Infrared Radiant | Infrared Radiant | Infrared Radiant | Infrared Radiant | Infrared Radiant | Infrared Radiant | Infrared Radiant | Infrared Radiant | Infrared Radiant | Infrared Radiant | Infrared Radiant | Infrared Radiant | Infrared Radiant | Infrared Radiant | Infrared Radiant | Infrared Radiant | Infrared Radiant | Infrared Radiant | Infrared Radiant | Infrared Radiant | Infrared Radiant | Infrared Radiant | Infrared Radiant | Infrared Radiant | Infrared Radiant | Infrared Radiant | Infrared Radiant | Infrared Radiant | 70277.8315 | 70277.8315 | 70277.8315 | 70277.8315 | 70277.8315 | 70277.8315 | 70277.8315 | 70277.8315 | 70277.8315 | 70277.8315 | 70277.8315 | 70277.8315 | 70277.8315 | 70277.8315 | 70277.8315 | 70277.8315 | 70277.8315 | 70277.8315 | 70277.8315 | 70277.8315 | 70277.8315 | 70277.8315 | 70277.8315 | 70277.8315 | 70277.8315 | 70277.8315 | 70277.8315 | 70277.8315 | 53806.4647 | 53806.4647 | 53806.4647 | 53806.4647 | 53806.4647 | 53806.4647 | 53806.4647 | 53806.4647 | 53806.4647 | 53806.4647 | 53806.4647 | 53806.4647 | 53806.4647 | 53806.4647 | 53806.4647 | 53806.4647 | 53806.4647 | 53806.4647 | 53806.4647 | 53806.4647 | 53806.4647 | 53806.4647 | 53806.4647 | 53806.4647 | 53806.4647 | 53806.4647 | 53806.4647 | 53806.4647 | 0 | 0 | 0 | 0 | 0 | 0 | 0 | 0 | 0 | 0 | 0 | 0 | 0 | 0 | 0 | 0 | 0 | 0 | 0 | 0 | 0 | 0 | 0 | 0 | 0 | 0 | 0 | 0 | 0 | 0 | 0 | 0 | 0 | 0 | 0 | 0 | 0 | 0 | 0 | 0 | 0 | 0 | 0 | 0 | 0 | 0 | 0 | 0 | 0 | 0 | 0 | 0 | 0 | 0 | 0 | 0 | 0 | 0 | 0 | 0 | 0 | 0 | 0 | 0 | 0 | 0 | 0 | 0 | 0 | 0 | 0 | 0 | 0 | 0 | 0 | 0 | 0 | 0 | 0 | 0 | 0 | 0 | 0 | 0 | 0 | 0
Unit Heater_Miscellaneous_Existing_Infrared Radiant | Unit Heater_Miscellaneous_Existing | Unit Heater_Commercial_Existing_Standard (TE 80%)_Infrared Radiant | Commercial | Miscellaneous | Existing | Space Heating | Natural Gas | Unit Heater | EQ | Standard (TE 80%) | 15 | 9 | 12 | 53806.4647 | 0 | 0 | 0.18312 | 1 | LO12Med | 0.9968897018745712 | n/a | A | WCE227 | 1 | 0.6 | 120 kBtu/hr | 0.0321 | 198.85411223372068 | 198.8541 | 198.85411223372068 | 198.8541 | IL TRM v13 - 4.4.5 - Condensing Unit Heaters - CI-HVC-CUHT-V03-230101 | IL TRM v13 - 4.4.5 - Condensing Unit Heaters - CI-HVC-CUHT-V03-230101 ¦ DOE Labor and Venting Costs ¦ Additional AEG Adjustment for Grainger Vendor Costs | IL TRM v13 - 4.4.5 - Condensing Unit Heaters - CI-HVC-CUHT-V03-230101 ¦ DOE Labor and Venting Costs | 0 | 0 | 70277.8315 | Standard (TE 80%) | Standard (TE 80%) | Standard (TE 80%) | Standard (TE 80%) | Standard (TE 80%) | Standard (TE 80%) | Standard (TE 80%) | Standard (TE 80%) | Standard (TE 80%) | Standard (TE 80%) | Standard (TE 80%) | Standard (TE 80%) | Standard (TE 80%) | Standard (TE 80%) | Standard (TE 80%) | Standard (TE 80%) | Standard (TE 80%) | Standard (TE 80%) | Standard (TE 80%) | Standard (TE 80%) | Standard (TE 80%) | Standard (TE 80%) | Standard (TE 80%) | Standard (TE 80%) | Standard (TE 80%) | Standard (TE 80%) | Standard (TE 80%) | Standard (TE 80%) | 0 | 0 | 0 | 6433.9518 | 7099.0552 | 7669.1438 | 8157.7912 | 8576.6318 | 8935.6381 | 9243.3577 | 9507.1174 | 8827.9175 | 8375.0719 | 8097.769 | 7955.0956 | 1480.2936 | 849.9824 | 369.5501 | 1393.776 | 1194.6652 | 1023.9987 | 748.3875 | 419.7739 | 980.0415 | 1290.2246 | 1421.9764 | 1429.9193 | 1355.2862 | 0 | 0 | 0 | 6433.9518 | 13533.0069 | 21202.1507 | 29359.9419 | 37936.5738 | 46872.2118 | 56115.5696 | 65622.687 | 74450.6046 | 82825.6764 | 90004.3094 | 96157.4235 | 101431.5212 | 105952.1764 | 109827.0237 | 114533.0598 | 118830.5647 | 120865.6423 | 122609.9945 | 124105.1535 | 125386.7184 | 126485.2025 | 127426.7604 | 128233.81 | 128925.5668 | 0 | 0 | 0 | 0.1185151737138784 | 0.1307665628128005 | 0.14126775346901946 | 0.15026877403149286 | 0.1579839345136129 | 0.16459692921257293 | 0.1702652103831101 | 0.17512373710071338 | 0.16261268674385637 | 0.1542711438421344 | 0.14916314810952636 | 0.1465350644957084 | 0.027267417778017326 | 0.015656911899037642 | 0.0068072155002150865 | 0.025673740239921593 | 0.022006063062789932 | 0.018862339768105658 | 0.013785505254220782 | 0.007732350994453346 | 0.018052635924796074 | 0.02376629484263305 | 0.026193198562269423 | 0.026339509010632728 | 0.024964747872627088 | 0 | 0 | 0 | 0.1185151737138784 | 0.24928173652667893 | 0.3905494899956984 | 0.5408182640271912 | 0.698802198540804 | 0.8633991277533769 | 1.033664338136487 | 1.2087880752372004 | 1.3714007619810566 | 1.5256719058231911 | 1.6748350539327173 | 1.8213701184284257 | 1.8486375362064429 | 1.8642944481054806 | 1.8711016636056956 | 1.8967754038456173 | 1.9187814669084073 | 1.937643806676513 | 1.9514293119307338 | 1.9591616629251871 | 1.977214298849983 | 2.000980593692616 | 2.027173792254885 | 2.053513301265518 | 2.078478049138145 | Infrared Radiant | Infrared Radiant | Infrared Radiant | Infrared Radiant | Infrared Radiant | Infrared Radiant | Infrared Radiant | Infrared Radiant | Infrared Radiant | Infrared Radiant | Infrared Radiant | Infrared Radiant | Infrared Radiant | Infrared Radiant | Infrared Radiant | Infrared Radiant | Infrared Radiant | Infrared Radiant | Infrared Radiant | Infrared Radiant | Infrared Radiant | Infrared Radiant | Infrared Radiant | Infrared Radiant | Infrared Radiant | Infrared Radiant | Infrared Radiant | Infrared Radiant | 70277.8315 | 70277.8315 | 70277.8315 | 70277.8315 | 70277.8315 | 70277.8315 | 70277.8315 | 70277.8315 | 70277.8315 | 70277.8315 | 70277.8315 | 70277.8315 | 70277.8315 | 70277.8315 | 70277.8315 | 70277.8315 | 70277.8315 | 70277.8315 | 70277.8315 | 70277.8315 | 70277.8315 | 70277.8315 | 70277.8315 | 70277.8315 | 70277.8315 | 70277.8315 | 70277.8315 | 70277.8315 | 53806.4647 | 53806.4647 | 53806.4647 | 53806.4647 | 53806.4647 | 53806.4647 | 53806.4647 | 53806.4647 | 53806.4647 | 53806.4647 | 53806.4647 | 53806.4647 | 53806.4647 | 53806.4647 | 53806.4647 | 53806.4647 | 53806.4647 | 53806.4647 | 53806.4647 | 53806.4647 | 53806.4647 | 53806.4647 | 53806.4647 | 53806.4647 | 53806.4647 | 53806.4647 | 53806.4647 | 53806.4647 | 0 | 0 | 0 | 598.1542 | 1319.9757 | 2138.9642 | 3033.6674 | 3986.7789 | 4901.319 | 5688.8323 | 6360.2677 | 6284.0691 | 6248.7446 | 6263.8661 | 6327.991 | 5836.2147 | 5254.2664 | 4599.7043 | 5059.0239 | 4292.6801 | 3537.943 | 2777.7111 | 2051.3457 | 2052.6961 | 1966.7574 | 1827.9174 | 1649.2716 | 1444.7329 | 0 | 0 | 0 | 598.1542 | 1918.1299 | 4057.0941 | 7090.7615 | 11077.5404 | 15978.8594 | 21667.6917 | 28027.9594 | 34312.0285 | 40560.7732 | 46739.1886 | 52805.3683 | 58709.7613 | 64396.3572 | 69804.6462 | 76056.8238 | 81946.0093 | 87253.5792 | 91927.7832 | 95957.5239 | 99382.8821 | 102206.9121 | 104491.7805 | 106323.0623 | 107775.8861 | 0 | 0 | 0 | 0.011018166725384968 | 0.024314317669657855 | 0.03940031335734268 | 0.055880993260673174 | 0.07343757241607317 | 0.09028365292937214 | 0.10478986748158313 | 0.11715789322147271 | 0.11575429413722971 | 0.11510360722380214 | 0.11538214884666351 | 0.11656334761753828 | 0.1075046919539705 | 0.0967850436294152 | 0.08472782691475032 | 0.09318862238467557 | 0.07907235642901767 | 0.06516988952591668 | 0.051166208326002195 | 0.037786355253597234 | 0.037811230131124876 | 0.03622821565825021 | 0.033670745824362934 | 0.030380039862851666 | 0.02661237978048889 | 0 | 0 | 0 | 0.011018166725384968 | 0.03533248439504283 | 0.0747327977523855 | 0.13061379101305867 | 0.20405136342913188 | 0.294335016358504 | 0.3991248838400871 | 0.5162827770615598 | 0.6320370711987896 | 0.7471406784225917 | 0.8625228272692552 | 0.9790861748867935 | 1.086590866840764 | 1.1833759104701793 | 1.2681037373849295 | 1.3612923597696052 | 1.4403647161986228 | 1.5055346057245396 | 1.5567008140505418 | 1.5944871693041391 | 1.632298399435264 | 1.668526615093514 | 1.7021973609178769 | 1.7325774007807286 | 1.7591897805612178 | Infrared Radiant | Infrared Radiant | Infrared Radiant | Infrared Radiant | Infrared Radiant | Infrared Radiant | Infrared Radiant | Infrared Radiant | Infrared Radiant | Infrared Radiant | Infrared Radiant | Infrared Radiant | Infrared Radiant | Infrared Radiant | Infrared Radiant | Infrared Radiant | Infrared Radiant | Infrared Radiant | Infrared Radiant | Infrared Radiant | Infrared Radiant | Infrared Radiant | Infrared Radiant | Infrared Radiant | Infrared Radiant | Infrared Radiant | Infrared Radiant | Infrared Radiant | 70277.8315 | 70277.8315 | 70277.8315 | 70277.8315 | 70277.8315 | 70277.8315 | 70277.8315 | 70277.8315 | 70277.8315 | 70277.8315 | 70277.8315 | 70277.8315 | 70277.8315 | 70277.8315 | 70277.8315 | 70277.8315 | 70277.8315 | 70277.8315 | 70277.8315 | 70277.8315 | 70277.8315 | 70277.8315 | 70277.8315 | 70277.8315 | 70277.8315 | 70277.8315 | 70277.8315 | 70277.8315 | 53806.4647 | 53806.4647 | 53806.4647 | 53806.4647 | 53806.4647 | 53806.4647 | 53806.4647 | 53806.4647 | 53806.4647 | 53806.4647 | 53806.4647 | 53806.4647 | 53806.4647 | 53806.4647 | 53806.4647 | 53806.4647 | 53806.4647 | 53806.4647 | 53806.4647 | 53806.4647 | 53806.4647 | 53806.4647 | 53806.4647 | 53806.4647 | 53806.4647 | 53806.4647 | 53806.4647 | 53806.4647 | 0 | 0 | 0 | 598.1542 | 1319.9757 | 2138.9642 | 3033.6674 | 3986.7789 | 4901.319 | 5688.8323 | 6360.2677 | 6284.0691 | 6248.7446 | 6263.8661 | 6327.991 | 5836.2147 | 5254.2664 | 4599.7043 | 5059.0239 | 4292.6801 | 3537.943 | 2777.7111 | 2051.3457 | 2052.6961 | 1966.7574 | 1827.9174 | 1649.2716 | 1444.7329 | 0 | 0 | 0 | 598.1542 | 1918.1299 | 4057.0941 | 7090.7615 | 11077.5404 | 15978.8594 | 21667.6917 | 28027.9594 | 34312.0285 | 40560.7732 | 46739.1886 | 52805.3683 | 58709.7613 | 64396.3572 | 69804.6462 | 76056.8238 | 81946.0093 | 87253.5792 | 91927.7832 | 95957.5239 | 99382.8821 | 102206.9121 | 104491.7805 | 106323.0623 | 107775.8861 | 0 | 0 | 0 | 0.011018 | 0.024314 | 0.03940031335734268 | 0.055880993260673174 | 0.07343757241607317 | 0.09028365292937214 | 0.10478986748158313 | 0.11715789322147271 | 0.11575429413722971 | 0.11510360722380213 | 0.11538214884666351 | 0.11656334761753828 | 0.1075046919539705 | 0.09678504362941522 | 0.08472782691475034 | 0.09318862238467561 | 0.07907235642901767 | 0.06516988952591668 | 0.05116620832600224 | 0.03778635525359717 | 0.037811230131124876 | 0.03622821565825013 | 0.033670745824362934 | 0.030380039862851666 | 0.02661237978048887 | 0 | 0
Unit Heater_Warehouse_New_Infrared Radiant | Unit Heater_Warehouse_New | Unit Heater_Commercial_New_Standard (TE 80%)_Infrared Radiant | Commercial | Warehouse | New | Space Heating | Natural Gas | Unit Heater | EQ | Standard (TE 80%) | 15 | 9 | 12 | 53908.363 | 0 | 0 | 0.29739 | 1 | LO12Med | 0.9968897018745712 | n/a | A | WCE213 | 1 | 0.6 | 120 kBtu/hr | 0.0321 | 198.85411223372023 | 198.8541 | 198.85411223372023 | 198.8541 | IL TRM v13 - 4.4.5 - Condensing Unit Heaters - CI-HVC-CUHT-V03-230101 | IL TRM v13 - 4.4.5 - Condensing Unit Heaters - CI-HVC-CUHT-V03-230101 ¦ DOE Labor and Venting Costs ¦ Additional AEG Adjustment for Grainger Vendor Costs | IL TRM v13 - 4.4.5 - Condensing Unit Heaters - CI-HVC-CUHT-V03-230101 ¦ DOE Labor and Venting Costs | 0 | 0 | 70315.256 | Standard (TE 80%) | Standard (TE 80%) | Standard (TE 80%) | Standard (TE 80%) | Standard (TE 80%) | Standard (TE 80%) | Standard (TE 80%) | Standard (TE 80%) | Standard (TE 80%) | Standard (TE 80%) | Standard (TE 80%) | Standard (TE 80%) | Standard (TE 80%) | Standard (TE 80%) | Standard (TE 80%) | Standard (TE 80%) | Standard (TE 80%) | Standard (TE 80%) | Standard (TE 80%) | Standard (TE 80%) | Standard (TE 80%) | Standard (TE 80%) | Standard (TE 80%) | Standard (TE 80%) | Standard (TE 80%) | Standard (TE 80%) | Standard (TE 80%) | Standard (TE 80%) | 0 | 0 | 0 | 0 | 0 | 0 | 0 | 0 | 0 | 0 | 0 | 0 | 0 | 0 | 0 | 0 | 0 | 0 | 0 | 0 | 0 | 0 | 0 | 0 | 0 | 0 | 0 | 0 | 0 | 0 | 0 | 0 | 0 | 0 | 0 | 0 | 0 | 0 | 0 | 0 | 0 | 0 | 0 | 0 | 0 | 0 | 0 | 0 | 0 | 0 | 0 | 0 | 0 | 0 | 0 | 0 | 0 | 0 | 0 | 0 | 0 | 0 | 0 | 0 | 0 | 0 | 0 | 0 | 0 | 0 | 0 | 0 | 0 | 0 | 0 | 0 | 0 | 0 | 0 | 0 | 0 | 0 | 0 | 0 | 0 | 0 | 0 | 0 | 0 | 0 | 0 | 0 | 0 | 0 | 0 | 0 | 0 | 0 | 0 | 0 | 0 | 0 | 0 | 0 | 0 | 0 | 0 | 0 | 0 | 0 | 0 | 0 | Infrared Radiant | Infrared Radiant | Infrared Radiant | Infrared Radiant | Infrared Radiant | Infrared Radiant | Infrared Radiant | Infrared Radiant | Infrared Radiant | Infrared Radiant | Infrared Radiant | Infrared Radiant | Infrared Radiant | Infrared Radiant | Infrared Radiant | Infrared Radiant | Infrared Radiant | Infrared Radiant | Infrared Radiant | Infrared Radiant | Infrared Radiant | Infrared Radiant | Infrared Radiant | Infrared Radiant | Infrared Radiant | Infrared Radiant | Infrared Radiant | Infrared Radiant | 70315.256 | 70315.256 | 70315.256 | 70315.256 | 70315.256 | 70315.256 | 70315.256 | 70315.256 | 70315.256 | 70315.256 | 70315.256 | 70315.256 | 70315.256 | 70315.256 | 70315.256 | 70315.256 | 70315.256 | 70315.256 | 70315.256 | 70315.256 | 70315.256 | 70315.256 | 70315.256 | 70315.256 | 70315.256 | 70315.256 | 70315.256 | 70315.256 | 53908.363 | 53908.363 | 53908.363 | 53908.363 | 53908.363 | 53908.363 | 53908.363 | 53908.363 | 53908.363 | 53908.363 | 53908.363 | 53908.363 | 53908.363 | 53908.363 | 53908.363 | 53908.363 | 53908.363 | 53908.363 | 53908.363 | 53908.363 | 53908.363 | 53908.363 | 53908.363 | 53908.363 | 53908.363 | 53908.363 | 53908.363 | 53908.363 | 0 | 0 | 0 | 0 | 0 | 0 | 0 | 0 | 0 | 0 | 0 | 0 | 0 | 0 | 0 | 0 | 0 | 0 | 0 | 0 | 0 | 0 | 0 | 0 | 0 | 0 | 0 | 0 | 0 | 0 | 0 | 0 | 0 | 0 | 0 | 0 | 0 | 0 | 0 | 0 | 0 | 0 | 0 | 0 | 0 | 0 | 0 | 0 | 0 | 0 | 0 | 0 | 0 | 0 | 0 | 0 | 0 | 0 | 0 | 0 | 0 | 0 | 0 | 0 | 0 | 0 | 0 | 0 | 0 | 0 | 0 | 0 | 0 | 0 | 0 | 0 | 0 | 0 | 0 | 0 | 0 | 0 | 0 | 0 | 0 | 0 | 0 | 0 | 0 | 0 | 0 | 0 | 0 | 0 | 0 | 0 | 0 | 0 | 0 | 0 | 0 | 0 | 0 | 0 | 0 | 0 | 0 | 0 | 0 | 0 | 0 | 0 | Infrared Radiant | Infrared Radiant | Infrared Radiant | Infrared Radiant | Infrared Radiant | Infrared Radiant | Infrared Radiant | Infrared Radiant | Infrared Radiant | Infrared Radiant | Infrared Radiant | Infrared Radiant | Infrared Radiant | Infrared Radiant | Infrared Radiant | Infrared Radiant | Infrared Radiant | Infrared Radiant | Infrared Radiant | Infrared Radiant | Infrared Radiant | Infrared Radiant | Infrared Radiant | Infrared Radiant | Infrared Radiant | Infrared Radiant | Infrared Radiant | Infrared Radiant | 70315.256 | 70315.256 | 70315.256 | 70315.256 | 70315.256 | 70315.256 | 70315.256 | 70315.256 | 70315.256 | 70315.256 | 70315.256 | 70315.256 | 70315.256 | 70315.256 | 70315.256 | 70315.256 | 70315.256 | 70315.256 | 70315.256 | 70315.256 | 70315.256 | 70315.256 | 70315.256 | 70315.256 | 70315.256 | 70315.256 | 70315.256 | 70315.256 | 53908.363 | 53908.363 | 53908.363 | 53908.363 | 53908.363 | 53908.363 | 53908.363 | 53908.363 | 53908.363 | 53908.363 | 53908.363 | 53908.363 | 53908.363 | 53908.363 | 53908.363 | 53908.363 | 53908.363 | 53908.363 | 53908.363 | 53908.363 | 53908.363 | 53908.363 | 53908.363 | 53908.363 | 53908.363 | 53908.363 | 53908.363 | 53908.363 | 0 | 0 | 0 | 0 | 0 | 0 | 0 | 0 | 0 | 0 | 0 | 0 | 0 | 0 | 0 | 0 | 0 | 0 | 0 | 0 | 0 | 0 | 0 | 0 | 0 | 0 | 0 | 0 | 0 | 0 | 0 | 0 | 0 | 0 | 0 | 0 | 0 | 0 | 0 | 0 | 0 | 0 | 0 | 0 | 0 | 0 | 0 | 0 | 0 | 0 | 0 | 0 | 0 | 0 | 0 | 0 | 0 | 0 | 0 | 0 | 0 | 0 | 0 | 0 | 0 | 0 | 0 | 0 | 0 | 0 | 0 | 0 | 0 | 0 | 0 | 0 | 0 | 0 | 0 | 0 | 0 | 0 | 0 | 0 | 0 | 0
Unit Heater_Warehouse_Existing_Infrared Radiant | Unit Heater_Warehouse_Existing | Unit Heater_Commercial_Existing_Standard (TE 80%)_Infrared Radiant | Commercial | Warehouse | Existing | Space Heating | Natural Gas | Unit Heater | EQ | Standard (TE 80%) | 15 | 9 | 12 | 53908.363 | 0 | 0 | 0.29739 | 1 | LO12Med | 0.9968897018745712 | n/a | A | WCE199 | 1 | 0.6 | 120 kBtu/hr | 0.0321 | 198.85411223372023 | 198.8541 | 198.85411223372023 | 198.8541 | IL TRM v13 - 4.4.5 - Condensing Unit Heaters - CI-HVC-CUHT-V03-230101 | IL TRM v13 - 4.4.5 - Condensing Unit Heaters - CI-HVC-CUHT-V03-230101 ¦ DOE Labor and Venting Costs ¦ Additional AEG Adjustment for Grainger Vendor Costs | IL TRM v13 - 4.4.5 - Condensing Unit Heaters - CI-HVC-CUHT-V03-230101 ¦ DOE Labor and Venting Costs | 0 | 0 | 70315.256 | Standard (TE 80%) | Standard (TE 80%) | Standard (TE 80%) | Standard (TE 80%) | Standard (TE 80%) | Standard (TE 80%) | Standard (TE 80%) | Standard (TE 80%) | Standard (TE 80%) | Standard (TE 80%) | Standard (TE 80%) | Standard (TE 80%) | Standard (TE 80%) | Standard (TE 80%) | Standard (TE 80%) | Standard (TE 80%) | Standard (TE 80%) | Standard (TE 80%) | Standard (TE 80%) | Standard (TE 80%) | Standard (TE 80%) | Standard (TE 80%) | Standard (TE 80%) | Standard (TE 80%) | Standard (TE 80%) | Standard (TE 80%) | Standard (TE 80%) | Standard (TE 80%) | 0 | 0 | 0 | 6851.7868 | 7560.0835 | 8167.1949 | 8687.5762 | 9133.6172 | 9515.9381 | 9843.6418 | 10124.5306 | 9401.222 | 8918.9675 | 8623.656 | 8471.717 | 1576.4271 | 905.1822 | 393.5495 | 1484.2909 | 1272.2493 | 1090.4994 | 796.9894 | 447.0349 | 1043.6876 | 1374.0146 | 1514.3226 | 1522.7814 | 1443.3015 | 0 | 0 | 0 | 6851.7868 | 14411.8702 | 22579.0652 | 31266.6413 | 40400.2586 | 49916.1967 | 59759.8385 | 69884.3691 | 79285.5911 | 88204.5586 | 95849.3879 | 102402.0987 | 108018.708 | 112832.9445 | 116959.4329 | 121971.0894 | 126547.6838 | 128714.9238 | 130572.558 | 132164.816 | 133529.6085 | 134699.4307 | 135702.1354 | 136561.5965 | 137298.2775 | 0 | 0 | 0 | 0.12621181058300532 | 0.13925883192109056 | 0.15044199306802078 | 0.16002755976538957 | 0.16824375979170564 | 0.17528621695711943 | 0.1813226088131884 | 0.1864966589755332 | 0.1731731134045143 | 0.16428985230223692 | 0.15885013205663243 | 0.15605137489441215 | 0.029038224050493784 | 0.016673706302678584 | 0.007249291094024978 | 0.02734104957683419 | 0.02343518535157224 | 0.020087301729919054 | 0.014680766381334658 | 0.008234506928448992 | 0.019225013932519828 | 0.025309730466918166 | 0.027894242668751703 | 0.0280500548404465 | 0.026586013680909168 | 0 | 0 | 0 | 0.12621181058300532 | 0.2654706425040959 | 0.4159126355721167 | 0.5759401953375063 | 0.744183955129212 | 0.9194701720863315 | 1.10079278089952 | 1.287289439875053 | 1.4604625532795672 | 1.6247524055818041 | 1.7836025376384363 | 1.9396539125328487 | 1.9686921365833425 | 1.985365842886021 | 1.992615133980046 | 2.01995618355688 | 2.0433913689084524 | 2.0634786706383714 | 2.0781594370197056 | 2.0863939439481545 | 2.1056189578806745 | 2.1309286883475926 | 2.1588229310163443 | 2.1868729858567906 | 2.2134589995377 | Infrared Radiant | Infrared Radiant | Infrared Radiant | Infrared Radiant | Infrared Radiant | Infrared Radiant | Infrared Radiant | Infrared Radiant | Infrared Radiant | Infrared Radiant | Infrared Radiant | Infrared Radiant | Infrared Radiant | Infrared Radiant | Infrared Radiant | Infrared Radiant | Infrared Radiant | Infrared Radiant | Infrared Radiant | Infrared Radiant | Infrared Radiant | Infrared Radiant | Infrared Radiant | Infrared Radiant | Infrared Radiant | Infrared Radiant | Infrared Radiant | Infrared Radiant | 70315.256 | 70315.256 | 70315.256 | 70315.256 | 70315.256 | 70315.256 | 70315.256 | 70315.256 | 70315.256 | 70315.256 | 70315.256 | 70315.256 | 70315.256 | 70315.256 | 70315.256 | 70315.256 | 70315.256 | 70315.256 | 70315.256 | 70315.256 | 70315.256 | 70315.256 | 70315.256 | 70315.256 | 70315.256 | 70315.256 | 70315.256 | 70315.256 | 53908.363 | 53908.363 | 53908.363 | 53908.363 | 53908.363 | 53908.363 | 53908.363 | 53908.363 | 53908.363 | 53908.363 | 53908.363 | 53908.363 | 53908.363 | 53908.363 | 53908.363 | 53908.363 | 53908.363 | 53908.363 | 53908.363 | 53908.363 | 53908.363 | 53908.363 | 53908.363 | 53908.363 | 53908.363 | 53908.363 | 53908.363 | 53908.363 | 0 | 0 | 0 | 636.9997 | 1405.6978 | 2277.8733 | 3230.6804 | 4245.6892 | 5219.6214 | 6058.2776 | 6773.3175 | 6692.1704 | 6654.5519 | 6670.6554 | 6738.9447 | 6215.2314 | 5595.4901 | 4898.4192 | 5387.5681 | 4571.4562 | 3767.7048 | 2958.1018 | 2184.5646 | 2186.0027 | 2094.4829 | 1946.6264 | 1756.3789 | 1538.557 | 0 | 0 | 0 | 636.9997 | 2042.6975 | 4320.5708 | 7551.2512 | 11796.9403 | 17016.5618 | 23074.8394 | 29848.1569 | 36540.3274 | 43194.8793 | 49774.5347 | 56234.6655 | 62522.5027 | 68578.3987 | 74337.9139 | 80996.1217 | 87267.764 | 92920.0192 | 97897.7763 | 102189.2172 | 105837.0257 | 108844.4544 | 111277.7073 | 113227.9165 | 114775.0899 | 0 | 0 | 0 | 0.011733710782667607 | 0.025893343105470368 | 0.04195905663837933 | 0.05951002825708532 | 0.07820677039912044 | 0.09614687254961467 | 0.11159515268090126 | 0.12476638530076187 | 0.12327163339513128 | 0.12257868943789063 | 0.12287532016830605 | 0.12413322859352123 | 0.11448628384442874 | 0.10307047790618228 | 0.09023023893540373 | 0.0992404971307787 | 0.0842074897182756 | 0.06940216594052201 | 0.054489054786203854 | 0.04024028453439024 | 0.04026677484134773 | 0.03858095591589119 | 0.03585739834827042 | 0.03235298668110865 | 0.028340646440150646 | 0 | 0 | 0 | 0.011733710782667607 | 0.03762705388813798 | 0.0795861105265173 | 0.13909613878360264 | 0.21730290918272308 | 0.3134497817323378 | 0.42504493441323904 | 0.5498113197140009 | 0.6730829531091321 | 0.7956616425470228 | 0.9185369627153289 | 1.04267019130885 | 1.1571564751532788 | 1.2602269530594612 | 1.350457191994865 | 1.449697689125644 | 1.5339051788439195 | 1.6033073447844415 | 1.6577963995706453 | 1.6980366841050356 | 1.738303458946383 | 1.7768844148622744 | 1.812741813210545 | 1.8450947998916538 | 1.8734354463318044 | Infrared Radiant | Infrared Radiant | Infrared Radiant | Infrared Radiant | Infrared Radiant | Infrared Radiant | Infrared Radiant | Infrared Radiant | Infrared Radiant | Infrared Radiant | Infrared Radiant | Infrared Radiant | Infrared Radiant | Infrared Radiant | Infrared Radiant | Infrared Radiant | Infrared Radiant | Infrared Radiant | Infrared Radiant | Infrared Radiant | Infrared Radiant | Infrared Radiant | Infrared Radiant | Infrared Radiant | Infrared Radiant | Infrared Radiant | Infrared Radiant | Infrared Radiant | 70315.256 | 70315.256 | 70315.256 | 70315.256 | 70315.256 | 70315.256 | 70315.256 | 70315.256 | 70315.256 | 70315.256 | 70315.256 | 70315.256 | 70315.256 | 70315.256 | 70315.256 | 70315.256 | 70315.256 | 70315.256 | 70315.256 | 70315.256 | 70315.256 | 70315.256 | 70315.256 | 70315.256 | 70315.256 | 70315.256 | 70315.256 | 70315.256 | 53908.363 | 53908.363 | 53908.363 | 53908.363 | 53908.363 | 53908.363 | 53908.363 | 53908.363 | 53908.363 | 53908.363 | 53908.363 | 53908.363 | 53908.363 | 53908.363 | 53908.363 | 53908.363 | 53908.363 | 53908.363 | 53908.363 | 53908.363 | 53908.363 | 53908.363 | 53908.363 | 53908.363 | 53908.363 | 53908.363 | 53908.363 | 53908.363 | 0 | 0 | 0 | 636.9997 | 1405.6978 | 2277.8733 | 3230.6804 | 4245.6892 | 5219.6214 | 6058.2776 | 6773.3175 | 6692.1704 | 6654.5519 | 6670.6554 | 6738.9447 | 6215.2314 | 5595.4901 | 4898.4192 | 5387.5681 | 4571.4562 | 3767.7048 | 2958.1018 | 2184.5646 | 2186.0027 | 2094.4829 | 1946.6264 | 1756.3789 | 1538.557 | 0 | 0 | 0 | 636.9997 | 2042.6975 | 4320.5708 | 7551.2512 | 11796.9403 | 17016.5618 | 23074.8394 | 29848.1569 | 36540.3274 | 43194.8793 | 49774.5347 | 56234.6655 | 62522.5027 | 68578.3987 | 74337.9139 | 80996.1217 | 87267.764 | 92920.0192 | 97897.7763 | 102189.2172 | 105837.0257 | 108844.4544 | 111277.7073 | 113227.9165 | 114775.0899 | 0 | 0 | 0 | 0.011734 | 0.025893 | 0.04195905663837933 | 0.05951002825708532 | 0.07820677039912044 | 0.09614687254961467 | 0.11159515268090126 | 0.12476638530076187 | 0.12327163339513128 | 0.12257868943789063 | 0.12287532016830607 | 0.12413322859352123 | 0.11448628384442874 | 0.10307047790618228 | 0.0902302389354037 | 0.0992404971307787 | 0.08420748971827556 | 0.06940216594052201 | 0.05448905478620384 | 0.04024028453439034 | 0.04026677484134773 | 0.03858095591589119 | 0.03585739834827042 | 0.03235298668110865 | 0.028340646440150646 | 0 | 0
Unit Heater_Office_New_Infrared Radiant | Unit Heater_Office_New | Unit Heater_Commercial_New_Standard (TE 80%)_Infrared Radiant | Commercial | Office | New | Space Heating | Natural Gas | Unit Heater | EQ | Standard (TE 80%) | 15 | 9 | 12 | 54549.7819 | 0 | 0 | 0.12128 | 1 | LO12Med | 0.9968897018745712 | n/a | A | WCE17 | 1 | 0.6 | 120 kBtu/hr | 0.0321 | 198.85411223372037 | 198.8541 | 198.85411223372037 | 198.8541 | IL TRM v13 - 4.4.5 - Condensing Unit Heaters - CI-HVC-CUHT-V03-230101 | IL TRM v13 - 4.4.5 - Condensing Unit Heaters - CI-HVC-CUHT-V03-230101 ¦ DOE Labor and Venting Costs ¦ Additional AEG Adjustment for Grainger Vendor Costs | IL TRM v13 - 4.4.5 - Condensing Unit Heaters - CI-HVC-CUHT-V03-230101 ¦ DOE Labor and Venting Costs | 0 | 0 | 69702.499 | Standard (TE 80%) | Standard (TE 80%) | Standard (TE 80%) | Standard (TE 80%) | Standard (TE 80%) | Standard (TE 80%) | Standard (TE 80%) | Standard (TE 80%) | Standard (TE 80%) | Standard (TE 80%) | Standard (TE 80%) | Standard (TE 80%) | Standard (TE 80%) | Standard (TE 80%) | Standard (TE 80%) | Standard (TE 80%) | Standard (TE 80%) | Standard (TE 80%) | Standard (TE 80%) | Standard (TE 80%) | Standard (TE 80%) | Standard (TE 80%) | Standard (TE 80%) | Standard (TE 80%) | Standard (TE 80%) | Standard (TE 80%) | Standard (TE 80%) | Standard (TE 80%) | 0 | 0 | 0 | 0 | 0 | 0 | 0 | 0 | 0 | 0 | 0 | 0 | 0 | 0 | 0 | 0 | 0 | 0 | 0 | 0 | 0 | 0 | 0 | 0 | 0 | 0 | 0 | 0 | 0 | 0 | 0 | 0 | 0 | 0 | 0 | 0 | 0 | 0 | 0 | 0 | 0 | 0 | 0 | 0 | 0 | 0 | 0 | 0 | 0 | 0 | 0 | 0 | 0 | 0 | 0 | 0 | 0 | 0 | 0 | 0 | 0 | 0 | 0 | 0 | 0 | 0 | 0 | 0 | 0 | 0 | 0 | 0 | 0 | 0 | 0 | 0 | 0 | 0 | 0 | 0 | 0 | 0 | 0 | 0 | 0 | 0 | 0 | 0 | 0 | 0 | 0 | 0 | 0 | 0 | 0 | 0 | 0 | 0 | 0 | 0 | 0 | 0 | 0 | 0 | 0 | 0 | 0 | 0 | 0 | 0 | 0 | 0 | Infrared Radiant | Infrared Radiant | Infrared Radiant | Infrared Radiant | Infrared Radiant | Infrared Radiant | Infrared Radiant | Infrared Radiant | Infrared Radiant | Infrared Radiant | Infrared Radiant | Infrared Radiant | Infrared Radiant | Infrared Radiant | Infrared Radiant | Infrared Radiant | Infrared Radiant | Infrared Radiant | Infrared Radiant | Infrared Radiant | Infrared Radiant | Infrared Radiant | Infrared Radiant | Infrared Radiant | Infrared Radiant | Infrared Radiant | Infrared Radiant | Infrared Radiant | 69702.499 | 69702.499 | 69702.499 | 69702.499 | 69702.499 | 69702.499 | 69702.499 | 69702.499 | 69702.499 | 69702.499 | 69702.499 | 69702.499 | 69702.499 | 69702.499 | 69702.499 | 69702.499 | 69702.499 | 69702.499 | 69702.499 | 69702.499 | 69702.499 | 69702.499 | 69702.499 | 69702.499 | 69702.499 | 69702.499 | 69702.499 | 69702.499 | 54549.7819 | 54549.7819 | 54549.7819 | 54549.7819 | 54549.7819 | 54549.7819 | 54549.7819 | 54549.7819 | 54549.7819 | 54549.7819 | 54549.7819 | 54549.7819 | 54549.7819 | 54549.7819 | 54549.7819 | 54549.7819 | 54549.7819 | 54549.7819 | 54549.7819 | 54549.7819 | 54549.7819 | 54549.7819 | 54549.7819 | 54549.7819 | 54549.7819 | 54549.7819 | 54549.7819 | 54549.7819 | 0 | 0 | 0 | 0 | 0 | 0 | 0 | 0 | 0 | 0 | 0 | 0 | 0 | 0 | 0 | 0 | 0 | 0 | 0 | 0 | 0 | 0 | 0 | 0 | 0 | 0 | 0 | 0 | 0 | 0 | 0 | 0 | 0 | 0 | 0 | 0 | 0 | 0 | 0 | 0 | 0 | 0 | 0 | 0 | 0 | 0 | 0 | 0 | 0 | 0 | 0 | 0 | 0 | 0 | 0 | 0 | 0 | 0 | 0 | 0 | 0 | 0 | 0 | 0 | 0 | 0 | 0 | 0 | 0 | 0 | 0 | 0 | 0 | 0 | 0 | 0 | 0 | 0 | 0 | 0 | 0 | 0 | 0 | 0 | 0 | 0 | 0 | 0 | 0 | 0 | 0 | 0 | 0 | 0 | 0 | 0 | 0 | 0 | 0 | 0 | 0 | 0 | 0 | 0 | 0 | 0 | 0 | 0 | 0 | 0 | 0 | 0 | Infrared Radiant | Infrared Radiant | Infrared Radiant | Infrared Radiant | Infrared Radiant | Infrared Radiant | Infrared Radiant | Infrared Radiant | Infrared Radiant | Infrared Radiant | Infrared Radiant | Infrared Radiant | Infrared Radiant | Infrared Radiant | Infrared Radiant | Infrared Radiant | Infrared Radiant | Infrared Radiant | Infrared Radiant | Infrared Radiant | Infrared Radiant | Infrared Radiant | Infrared Radiant | Infrared Radiant | Infrared Radiant | Infrared Radiant | Infrared Radiant | Infrared Radiant | 69702.499 | 69702.499 | 69702.499 | 69702.499 | 69702.499 | 69702.499 | 69702.499 | 69702.499 | 69702.499 | 69702.499 | 69702.499 | 69702.499 | 69702.499 | 69702.499 | 69702.499 | 69702.499 | 69702.499 | 69702.499 | 69702.499 | 69702.499 | 69702.499 | 69702.499 | 69702.499 | 69702.499 | 69702.499 | 69702.499 | 69702.499 | 69702.499 | 54549.7819 | 54549.7819 | 54549.7819 | 54549.7819 | 54549.7819 | 54549.7819 | 54549.7819 | 54549.7819 | 54549.7819 | 54549.7819 | 54549.7819 | 54549.7819 | 54549.7819 | 54549.7819 | 54549.7819 | 54549.7819 | 54549.7819 | 54549.7819 | 54549.7819 | 54549.7819 | 54549.7819 | 54549.7819 | 54549.7819 | 54549.7819 | 54549.7819 | 54549.7819 | 54549.7819 | 54549.7819 | 0 | 0 | 0 | 0 | 0 | 0 | 0 | 0 | 0 | 0 | 0 | 0 | 0 | 0 | 0 | 0 | 0 | 0 | 0 | 0 | 0 | 0 | 0 | 0 | 0 | 0 | 0 | 0 | 0 | 0 | 0 | 0 | 0 | 0 | 0 | 0 | 0 | 0 | 0 | 0 | 0 | 0 | 0 | 0 | 0 | 0 | 0 | 0 | 0 | 0 | 0 | 0 | 0 | 0 | 0 | 0 | 0 | 0 | 0 | 0 | 0 | 0 | 0 | 0 | 0 | 0 | 0 | 0 | 0 | 0 | 0 | 0 | 0 | 0 | 0 | 0 | 0 | 0 | 0 | 0 | 0 | 0 | 0 | 0 | 0 | 0
Unit Heater_Office_Existing_Infrared Radiant | Unit Heater_Office_Existing | Unit Heater_Commercial_Existing_Standard (TE 80%)_Infrared Radiant | Commercial | Office | Existing | Space Heating | Natural Gas | Unit Heater | EQ | Standard (TE 80%) | 15 | 9 | 12 | 54549.7819 | 0 | 0 | 0.12128 | 1 | LO12Med | 0.9968897018745712 | n/a | A | WCE3 | 1 | 0.6 | 120 kBtu/hr | 0.0321 | 198.85411223372037 | 198.8541 | 198.85411223372037 | 198.8541 | IL TRM v13 - 4.4.5 - Condensing Unit Heaters - CI-HVC-CUHT-V03-230101 | IL TRM v13 - 4.4.5 - Condensing Unit Heaters - CI-HVC-CUHT-V03-230101 ¦ DOE Labor and Venting Costs ¦ Additional AEG Adjustment for Grainger Vendor Costs | IL TRM v13 - 4.4.5 - Condensing Unit Heaters - CI-HVC-CUHT-V03-230101 ¦ DOE Labor and Venting Costs | 0 | 0 | 69702.499 | Standard (TE 80%) | Standard (TE 80%) | Standard (TE 80%) | Standard (TE 80%) | Standard (TE 80%) | Standard (TE 80%) | Standard (TE 80%) | Standard (TE 80%) | Standard (TE 80%) | Standard (TE 80%) | Standard (TE 80%) | Standard (TE 80%) | Standard (TE 80%) | Standard (TE 80%) | Standard (TE 80%) | Standard (TE 80%) | Standard (TE 80%) | Standard (TE 80%) | Standard (TE 80%) | Standard (TE 80%) | Standard (TE 80%) | Standard (TE 80%) | Standard (TE 80%) | Standard (TE 80%) | Standard (TE 80%) | Standard (TE 80%) | Standard (TE 80%) | Standard (TE 80%) | 0 | 0 | 0 | 3909.2783 | 4313.3961 | 4659.7828 | 4956.6856 | 5211.1738 | 5429.3065 | 5616.2774 | 5776.5382 | 5363.8553 | 5088.7057 | 4920.216 | 4833.5275 | 899.4285 | 516.4505 | 224.5392 | 846.8603 | 725.8803 | 622.1831 | 454.7213 | 255.0552 | 595.4746 | 783.9423 | 863.9949 | 868.821 | 823.4739 | 0 | 0 | 0 | 3909.2783 | 8222.6744 | 12882.4572 | 17839.1428 | 23050.3166 | 28479.6231 | 34095.9005 | 39872.4387 | 45236.2941 | 50324.9997 | 54686.7474 | 58425.3883 | 61629.9377 | 64376.6942 | 66731.057 | 69590.4513 | 72201.6215 | 73438.1375 | 74498.0084 | 75406.4692 | 76185.1498 | 76852.5904 | 77424.6823 | 77915.0468 | 78335.3592 | 0 | 0 | 0 | 0.0720099894277022 | 0.07945395100529669 | 0.08583448950037767 | 0.09130352249616137 | 0.09599126506397598 | 0.10000933012210278 | 0.10345338588621147 | 0.10640543368401893 | 0.09880370155390583 | 0.09373536813008718 | 0.09063174260117504 | 0.08903491523033527 | 0.01656772212692484 | 0.009513162112406694 | 0.004136073895364645 | 0.015599401370407282 | 0.013370915460349058 | 0.01146078468029922 | 0.008376092752549571 | 0.0046981875477490895 | 0.010968807464478227 | 0.014440434812890526 | 0.015915024991655147 | 0.016003923429801455 | 0.015168616591772415 | 0 | 0 | 0 | 0.0720099894277022 | 0.15146394043299888 | 0.23729842993337655 | 0.32860195242953794 | 0.42459321749351386 | 0.5246025476156166 | 0.6280559335018282 | 0.7344613671858471 | 0.8332650687397529 | 0.9270004368698401 | 1.0176321794710153 | 1.1066670947013504 | 1.1232348168282753 | 1.132747978940682 | 1.1368840528360464 | 1.1524834542064537 | 1.165854369666803 | 1.177315154347102 | 1.1856912470996517 | 1.1903894346474007 | 1.201358242111879 | 1.2157986769247695 | 1.2317137019164246 | 1.247717625346226 | 1.2628862419379985 | Infrared Radiant | Infrared Radiant | Infrared Radiant | Infrared Radiant | Infrared Radiant | Infrared Radiant | Infrared Radiant | Infrared Radiant | Infrared Radiant | Infrared Radiant | Infrared Radiant | Infrared Radiant | Infrared Radiant | Infrared Radiant | Infrared Radiant | Infrared Radiant | Infrared Radiant | Infrared Radiant | Infrared Radiant | Infrared Radiant | Infrared Radiant | Infrared Radiant | Infrared Radiant | Infrared Radiant | Infrared Radiant | Infrared Radiant | Infrared Radiant | Infrared Radiant | 69702.499 | 69702.499 | 69702.499 | 69702.499 | 69702.499 | 69702.499 | 69702.499 | 69702.499 | 69702.499 | 69702.499 | 69702.499 | 69702.499 | 69702.499 | 69702.499 | 69702.499 | 69702.499 | 69702.499 | 69702.499 | 69702.499 | 69702.499 | 69702.499 | 69702.499 | 69702.499 | 69702.499 | 69702.499 | 69702.499 | 69702.499 | 69702.499 | 54549.7819 | 54549.7819 | 54549.7819 | 54549.7819 | 54549.7819 | 54549.7819 | 54549.7819 | 54549.7819 | 54549.7819 | 54549.7819 | 54549.7819 | 54549.7819 | 54549.7819 | 54549.7819 | 54549.7819 | 54549.7819 | 54549.7819 | 54549.7819 | 54549.7819 | 54549.7819 | 54549.7819 | 54549.7819 | 54549.7819 | 54549.7819 | 54549.7819 | 54549.7819 | 54549.7819 | 54549.7819 | 0 | 0 | 0 | 363.4394 | 802.0191 | 1299.6377 | 1843.2606 | 2422.3726 | 2978.0484 | 3456.5427 | 3864.5078 | 3818.2094 | 3796.7462 | 3805.934 | 3844.8964 | 3546.0924 | 3192.4998 | 2794.7869 | 3073.8702 | 2608.2386 | 2149.6592 | 1687.7413 | 1246.4006 | 1247.2211 | 1195.0046 | 1110.6453 | 1002.0998 | 877.8218 | 0 | 0 | 0 | 363.4394 | 1165.4585 | 2465.0962 | 4308.3568 | 6730.7294 | 9708.7779 | 13165.3205 | 17029.8283 | 20848.0377 | 24644.7839 | 28398.798 | 32084.6175 | 35672.1351 | 39127.3189 | 42413.4031 | 46212.2352 | 49790.5127 | 53015.3998 | 55855.4528 | 58303.9291 | 60385.1816 | 62101.0663 | 63489.3556 | 64602.045 | 65484.7829 | 0 | 0 | 0 | 0.006694653895737577 | 0.014773414268124415 | 0.02393968687216425 | 0.033953371604764845 | 0.044620774265112344 | 0.05485647693209348 | 0.06367047368716357 | 0.07118530385499638 | 0.07033247503949734 | 0.06993711673820686 | 0.0701063590275178 | 0.07082405709382665 | 0.06532000492800409 | 0.05880673124050564 | 0.051480749081911706 | 0.056621540537106815 | 0.04804447710825305 | 0.03959731829019154 | 0.031088661520305955 | 0.022959043614887747 | 0.022974157626129116 | 0.02201231576332415 | 0.020458393426387868 | 0.018458955767289547 | 0.01616972010069791 | 0 | 0 | 0 | 0.006694653895737577 | 0.021468068163861993 | 0.045407755036026246 | 0.07936112664079109 | 0.12398190090590344 | 0.17883837783799691 | 0.2425088515251605 | 0.3136941553801569 | 0.38402663041965424 | 0.4539637471578611 | 0.524070106185379 | 0.5948941632792055 | 0.6602141682072096 | 0.7190208994477153 | 0.7705016485296271 | 0.8271231890667339 | 0.875167666174987 | 0.9147649844651785 | 0.9458536459854845 | 0.9688126896003721 | 0.9917868472265012 | 1.0137991629898253 | 1.0342575564162133 | 1.0527165121835027 | 1.0688862322842005 | Infrared Radiant | Infrared Radiant | Infrared Radiant | Infrared Radiant | Infrared Radiant | Infrared Radiant | Infrared Radiant | Infrared Radiant | Infrared Radiant | Infrared Radiant | Infrared Radiant | Infrared Radiant | Infrared Radiant | Infrared Radiant | Infrared Radiant | Infrared Radiant | Infrared Radiant | Infrared Radiant | Infrared Radiant | Infrared Radiant | Infrared Radiant | Infrared Radiant | Infrared Radiant | Infrared Radiant | Infrared Radiant | Infrared Radiant | Infrared Radiant | Infrared Radiant | 69702.499 | 69702.499 | 69702.499 | 69702.499 | 69702.499 | 69702.499 | 69702.499 | 69702.499 | 69702.499 | 69702.499 | 69702.499 | 69702.499 | 69702.499 | 69702.499 | 69702.499 | 69702.499 | 69702.499 | 69702.499 | 69702.499 | 69702.499 | 69702.499 | 69702.499 | 69702.499 | 69702.499 | 69702.499 | 69702.499 | 69702.499 | 69702.499 | 54549.7819 | 54549.7819 | 54549.7819 | 54549.7819 | 54549.7819 | 54549.7819 | 54549.7819 | 54549.7819 | 54549.7819 | 54549.7819 | 54549.7819 | 54549.7819 | 54549.7819 | 54549.7819 | 54549.7819 | 54549.7819 | 54549.7819 | 54549.7819 | 54549.7819 | 54549.7819 | 54549.7819 | 54549.7819 | 54549.7819 | 54549.7819 | 54549.7819 | 54549.7819 | 54549.7819 | 54549.7819 | 0 | 0 | 0 | 363.4394 | 802.0191 | 1299.6377 | 1843.2606 | 2422.3726 | 2978.0484 | 3456.5427 | 3864.5078 | 3818.2094 | 3796.7462 | 3805.934 | 3844.8964 | 3546.0924 | 3192.4998 | 2794.7869 | 3073.8702 | 2608.2386 | 2149.6592 | 1687.7413 | 1246.4006 | 1247.2211 | 1195.0046 | 1110.6453 | 1002.0998 | 877.8218 | 0 | 0 | 0 | 363.4394 | 1165.4585 | 2465.0962 | 4308.3568 | 6730.7294 | 9708.7779 | 13165.3205 | 17029.8283 | 20848.0377 | 24644.7839 | 28398.798 | 32084.6175 | 35672.1351 | 39127.3189 | 42413.4031 | 46212.2352 | 49790.5127 | 53015.3998 | 55855.4528 | 58303.9291 | 60385.1816 | 62101.0663 | 63489.3556 | 64602.045 | 65484.7829 | 0 | 0 | 0 | 0.0066947 | 0.014773 | 0.02393968687216425 | 0.033953371604764845 | 0.044620774265112344 | 0.05485647693209348 | 0.06367047368716357 | 0.07118530385499638 | 0.07033247503949734 | 0.06993711673820686 | 0.07010635902751781 | 0.07082405709382666 | 0.06532000492800409 | 0.05880673124050564 | 0.051480749081911706 | 0.056621540537106836 | 0.04804447710825303 | 0.03959731829019155 | 0.031088661520305955 | 0.022959043614887747 | 0.0229741576261291 | 0.02201231576332415 | 0.020458393426387885 | 0.018458955767289578 | 0.01616972010069791 | 0 | 0
Unit Heater_Restaurant_New_Infrared Radiant | Unit Heater_Restaurant_New | Unit Heater_Commercial_New_Standard (TE 80%)_Infrared Radiant | Commercial | Restaurant | New | Space Heating | Natural Gas | Unit Heater | EQ | Standard (TE 80%) | 15 | 9 | 12 | 54439.5007 | 0 | 0 | 0.097761 | 1 | LO12Med | 0.9968897018745712 | n/a | A | WCE45 | 1 | 0.6 | 120 kBtu/hr | 0.0321 | 198.8541122337205 | 198.8541 | 198.8541122337205 | 198.8541 | IL TRM v13 - 4.4.5 - Condensing Unit Heaters - CI-HVC-CUHT-V03-230101 | IL TRM v13 - 4.4.5 - Condensing Unit Heaters - CI-HVC-CUHT-V03-230101 ¦ DOE Labor and Venting Costs ¦ Additional AEG Adjustment for Grainger Vendor Costs | IL TRM v13 - 4.4.5 - Condensing Unit Heaters - CI-HVC-CUHT-V03-230101 ¦ DOE Labor and Venting Costs | 0 | 0 | 70181.0431 | Standard (TE 80%) | Standard (TE 80%) | Standard (TE 80%) | Standard (TE 80%) | Standard (TE 80%) | Standard (TE 80%) | Standard (TE 80%) | Standard (TE 80%) | Standard (TE 80%) | Standard (TE 80%) | Standard (TE 80%) | Standard (TE 80%) | Standard (TE 80%) | Standard (TE 80%) | Standard (TE 80%) | Standard (TE 80%) | Standard (TE 80%) | Standard (TE 80%) | Standard (TE 80%) | Standard (TE 80%) | Standard (TE 80%) | Standard (TE 80%) | Standard (TE 80%) | Standard (TE 80%) | Standard (TE 80%) | Standard (TE 80%) | Standard (TE 80%) | Standard (TE 80%) | 0 | 0 | 0 | 0 | 0 | 0 | 0 | 0 | 0 | 0 | 0 | 0 | 0 | 0 | 0 | 0 | 0 | 0 | 0 | 0 | 0 | 0 | 0 | 0 | 0 | 0 | 0 | 0 | 0 | 0 | 0 | 0 | 0 | 0 | 0 | 0 | 0 | 0 | 0 | 0 | 0 | 0 | 0 | 0 | 0 | 0 | 0 | 0 | 0 | 0 | 0 | 0 | 0 | 0 | 0 | 0 | 0 | 0 | 0 | 0 | 0 | 0 | 0 | 0 | 0 | 0 | 0 | 0 | 0 | 0 | 0 | 0 | 0 | 0 | 0 | 0 | 0 | 0 | 0 | 0 | 0 | 0 | 0 | 0 | 0 | 0 | 0 | 0 | 0 | 0 | 0 | 0 | 0 | 0 | 0 | 0 | 0 | 0 | 0 | 0 | 0 | 0 | 0 | 0 | 0 | 0 | 0 | 0 | 0 | 0 | 0 | 0 | Infrared Radiant | Infrared Radiant | Infrared Radiant | Infrared Radiant | Infrared Radiant | Infrared Radiant | Infrared Radiant | Infrared Radiant | Infrared Radiant | Infrared Radiant | Infrared Radiant | Infrared Radiant | Infrared Radiant | Infrared Radiant | Infrared Radiant | Infrared Radiant | Infrared Radiant | Infrared Radiant | Infrared Radiant | Infrared Radiant | Infrared Radiant | Infrared Radiant | Infrared Radiant | Infrared Radiant | Infrared Radiant | Infrared Radiant | Infrared Radiant | Infrared Radiant | 70181.0431 | 70181.0431 | 70181.0431 | 70181.0431 | 70181.0431 | 70181.0431 | 70181.0431 | 70181.0431 | 70181.0431 | 70181.0431 | 70181.0431 | 70181.0431 | 70181.0431 | 70181.0431 | 70181.0431 | 70181.0431 | 70181.0431 | 70181.0431 | 70181.0431 | 70181.0431 | 70181.0431 | 70181.0431 | 70181.0431 | 70181.0431 | 70181.0431 | 70181.0431 | 70181.0431 | 70181.0431 | 54439.5007 | 54439.5007 | 54439.5007 | 54439.5007 | 54439.5007 | 54439.5007 | 54439.5007 | 54439.5007 | 54439.5007 | 54439.5007 | 54439.5007 | 54439.5007 | 54439.5007 | 54439.5007 | 54439.5007 | 54439.5007 | 54439.5007 | 54439.5007 | 54439.5007 | 54439.5007 | 54439.5007 | 54439.5007 | 54439.5007 | 54439.5007 | 54439.5007 | 54439.5007 | 54439.5007 | 54439.5007 | 0 | 0 | 0 | 0 | 0 | 0 | 0 | 0 | 0 | 0 | 0 | 0 | 0 | 0 | 0 | 0 | 0 | 0 | 0 | 0 | 0 | 0 | 0 | 0 | 0 | 0 | 0 | 0 | 0 | 0 | 0 | 0 | 0 | 0 | 0 | 0 | 0 | 0 | 0 | 0 | 0 | 0 | 0 | 0 | 0 | 0 | 0 | 0 | 0 | 0 | 0 | 0 | 0 | 0 | 0 | 0 | 0 | 0 | 0 | 0 | 0 | 0 | 0 | 0 | 0 | 0 | 0 | 0 | 0 | 0 | 0 | 0 | 0 | 0 | 0 | 0 | 0 | 0 | 0 | 0 | 0 | 0 | 0 | 0 | 0 | 0 | 0 | 0 | 0 | 0 | 0 | 0 | 0 | 0 | 0 | 0 | 0 | 0 | 0 | 0 | 0 | 0 | 0 | 0 | 0 | 0 | 0 | 0 | 0 | 0 | 0 | 0 | Infrared Radiant | Infrared Radiant | Infrared Radiant | Infrared Radiant | Infrared Radiant | Infrared Radiant | Infrared Radiant | Infrared Radiant | Infrared Radiant | Infrared Radiant | Infrared Radiant | Infrared Radiant | Infrared Radiant | Infrared Radiant | Infrared Radiant | Infrared Radiant | Infrared Radiant | Infrared Radiant | Infrared Radiant | Infrared Radiant | Infrared Radiant | Infrared Radiant | Infrared Radiant | Infrared Radiant | Infrared Radiant | Infrared Radiant | Infrared Radiant | Infrared Radiant | 70181.0431 | 70181.0431 | 70181.0431 | 70181.0431 | 70181.0431 | 70181.0431 | 70181.0431 | 70181.0431 | 70181.0431 | 70181.0431 | 70181.0431 | 70181.0431 | 70181.0431 | 70181.0431 | 70181.0431 | 70181.0431 | 70181.0431 | 70181.0431 | 70181.0431 | 70181.0431 | 70181.0431 | 70181.0431 | 70181.0431 | 70181.0431 | 70181.0431 | 70181.0431 | 70181.0431 | 70181.0431 | 54439.5007 | 54439.5007 | 54439.5007 | 54439.5007 | 54439.5007 | 54439.5007 | 54439.5007 | 54439.5007 | 54439.5007 | 54439.5007 | 54439.5007 | 54439.5007 | 54439.5007 | 54439.5007 | 54439.5007 | 54439.5007 | 54439.5007 | 54439.5007 | 54439.5007 | 54439.5007 | 54439.5007 | 54439.5007 | 54439.5007 | 54439.5007 | 54439.5007 | 54439.5007 | 54439.5007 | 54439.5007 | 0 | 0 | 0 | 0 | 0 | 0 | 0 | 0 | 0 | 0 | 0 | 0 | 0 | 0 | 0 | 0 | 0 | 0 | 0 | 0 | 0 | 0 | 0 | 0 | 0 | 0 | 0 | 0 | 0 | 0 | 0 | 0 | 0 | 0 | 0 | 0 | 0 | 0 | 0 | 0 | 0 | 0 | 0 | 0 | 0 | 0 | 0 | 0 | 0 | 0 | 0 | 0 | 0 | 0 | 0 | 0 | 0 | 0 | 0 | 0 | 0 | 0 | 0 | 0 | 0 | 0 | 0 | 0 | 0 | 0 | 0 | 0 | 0 | 0 | 0 | 0 | 0 | 0 | 0 | 0 | 0 | 0 | 0 | 0 | 0 | 0
Unit Heater_Restaurant_Existing_Infrared Radiant | Unit Heater_Restaurant_Existing | Unit Heater_Commercial_Existing_Standard (TE 80%)_Infrared Radiant | Commercial | Restaurant | Existing | Space Heating | Natural Gas | Unit Heater | EQ | Standard (TE 80%) | 15 | 9 | 12 | 54439.5007 | 0 | 0 | 0.097761 | 1 | LO12Med | 0.9968897018745712 | n/a | A | WCE31 | 1 | 0.6 | 120 kBtu/hr | 0.0321 | 198.8541122337205 | 198.8541 | 198.8541122337205 | 198.8541 | IL TRM v13 - 4.4.5 - Condensing Unit Heaters - CI-HVC-CUHT-V03-230101 | IL TRM v13 - 4.4.5 - Condensing Unit Heaters - CI-HVC-CUHT-V03-230101 ¦ DOE Labor and Venting Costs ¦ Additional AEG Adjustment for Grainger Vendor Costs | IL TRM v13 - 4.4.5 - Condensing Unit Heaters - CI-HVC-CUHT-V03-230101 ¦ DOE Labor and Venting Costs | 0 | 0 | 70181.0431 | Standard (TE 80%) | Standard (TE 80%) | Standard (TE 80%) | Standard (TE 80%) | Standard (TE 80%) | Standard (TE 80%) | Standard (TE 80%) | Standard (TE 80%) | Standard (TE 80%) | Standard (TE 80%) | Standard (TE 80%) | Standard (TE 80%) | Standard (TE 80%) | Standard (TE 80%) | Standard (TE 80%) | Standard (TE 80%) | Standard (TE 80%) | Standard (TE 80%) | Standard (TE 80%) | Standard (TE 80%) | Standard (TE 80%) | Standard (TE 80%) | Standard (TE 80%) | Standard (TE 80%) | Standard (TE 80%) | Standard (TE 80%) | Standard (TE 80%) | Standard (TE 80%) | 0 | 0 | 0 | 879.3797 | 970.2847 | 1048.2033 | 1114.9906 | 1172.2369 | 1221.3052 | 1263.3637 | 1299.4139 | 1206.5822 | 1144.6881 | 1106.7869 | 1087.2866 | 202.3236 | 116.1739 | 50.5094 | 190.4985 | 163.2845 | 139.9581 | 102.2881 | 57.3739 | 133.9501 | 176.3453 | 194.3529 | 195.4385 | 185.2378 | 0 | 0 | 0 | 879.3797 | 1849.6644 | 2897.8677 | 4012.8583 | 5185.0953 | 6406.4005 | 7669.7642 | 8969.178 | 10175.7602 | 11320.4483 | 12301.6096 | 13142.605 | 13863.4581 | 14481.3323 | 15010.9387 | 15654.1503 | 16241.5247 | 16519.6751 | 16758.0896 | 16962.445 | 17137.6067 | 17287.7453 | 17416.4356 | 17526.7415 | 17621.2895 | 0 | 0 | 0 | 0.01619841769283463 | 0.017872913132725647 | 0.01930819493834652 | 0.02053843648602155 | 0.02159292924117158 | 0.022496780174157315 | 0.02327150954528795 | 0.02393556329197135 | 0.022225577868959432 | 0.021085472413340713 | 0.0203873217389827 | 0.020028120509517404 | 0.0037268563065155132 | 0.0021399555075775497 | 0.0009303966449378748 | 0.003509035637475396 | 0.0030077448321217696 | 0.002578066998961513 | 0.0018841753778612242 | 0.0010568423201078494 | 0.002467398291736844 | 0.003248329802911549 | 0.0035800341654759022 | 0.0036000315859001843 | 0.003412131974032314 | 0 | 0 | 0 | 0.01619841769283463 | 0.03407133082556027 | 0.05337952576390679 | 0.07391796224992833 | 0.09551089149109991 | 0.11800767166525723 | 0.14127918121054517 | 0.16521474450251655 | 0.18744032237147598 | 0.2085257947848167 | 0.2289131165237994 | 0.24894123703331678 | 0.2526680933398323 | 0.2548080488474099 | 0.25573844549234775 | 0.25924748112982315 | 0.26225522596194495 | 0.26483329296090646 | 0.2667174683387677 | 0.2677743106588755 | 0.2702417089506124 | 0.2734900387535239 | 0.2770700729189998 | 0.2806701045049 | 0.2840822364789323 | Infrared Radiant | Infrared Radiant | Infrared Radiant | Infrared Radiant | Infrared Radiant | Infrared Radiant | Infrared Radiant | Infrared Radiant | Infrared Radiant | Infrared Radiant | Infrared Radiant | Infrared Radiant | Infrared Radiant | Infrared Radiant | Infrared Radiant | Infrared Radiant | Infrared Radiant | Infrared Radiant | Infrared Radiant | Infrared Radiant | Infrared Radiant | Infrared Radiant | Infrared Radiant | Infrared Radiant | Infrared Radiant | Infrared Radiant | Infrared Radiant | Infrared Radiant | 70181.0431 | 70181.0431 | 70181.0431 | 70181.0431 | 70181.0431 | 70181.0431 | 70181.0431 | 70181.0431 | 70181.0431 | 70181.0431 | 70181.0431 | 70181.0431 | 70181.0431 | 70181.0431 | 70181.0431 | 70181.0431 | 70181.0431 | 70181.0431 | 70181.0431 | 70181.0431 | 70181.0431 | 70181.0431 | 70181.0431 | 70181.0431 | 70181.0431 | 70181.0431 | 70181.0431 | 70181.0431 | 54439.5007 | 54439.5007 | 54439.5007 | 54439.5007 | 54439.5007 | 54439.5007 | 54439.5007 | 54439.5007 | 54439.5007 | 54439.5007 | 54439.5007 | 54439.5007 | 54439.5007 | 54439.5007 | 54439.5007 | 54439.5007 | 54439.5007 | 54439.5007 | 54439.5007 | 54439.5007 | 54439.5007 | 54439.5007 | 54439.5007 | 54439.5007 | 54439.5007 | 54439.5007 | 54439.5007 | 54439.5007 | 0 | 0 | 0 | 81.7545 | 180.4116 | 292.3494 | 414.6356 | 544.905 | 669.9025 | 777.5383 | 869.3087 | 858.894 | 854.066 | 856.1327 | 864.8972 | 797.6822 | 718.1427 | 628.6784 | 691.4573 | 586.715 | 483.559 | 379.652 | 280.3738 | 280.5584 | 268.8125 | 249.8361 | 225.4192 | 197.4632 | 0 | 0 | 0 | 81.7545 | 262.1662 | 554.5155 | 969.1511 | 1514.0561 | 2183.9586 | 2961.4969 | 3830.8056 | 4689.6997 | 5543.7656 | 6388.2191 | 7217.3325 | 8024.3331 | 8801.5657 | 9540.7599 | 10395.2951 | 11200.2172 | 11925.6453 | 12564.5062 | 13115.2831 | 13583.4542 | 13969.437 | 14281.7283 | 14532.0242 | 14730.5933 | 0 | 0 | 0 | 0.0015059410642046553 | 0.003323232470470288 | 0.005385156288355259 | 0.00763770276464491 | 0.0100373010059896 | 0.012339789709253287 | 0.014322470197288325 | 0.016012907300761103 | 0.015821066175887605 | 0.015732131585651867 | 0.015770202099414442 | 0.015931645992793744 | 0.014693526994392025 | 0.01322838683014057 | 0.011580430484662941 | 0.012736835143583368 | 0.010807452052394327 | 0.008907290589517726 | 0.006993295358315134 | 0.005164563712029788 | 0.005167963560704226 | 0.004951600298162566 | 0.004602050419375357 | 0.004152283288311214 | 0.003637327018778399 | 0 | 0 | 0 | 0.0015059410642046553 | 0.004829173534674943 | 0.010214329823030204 | 0.017852032587675114 | 0.027889333593664713 | 0.040229123302917995 | 0.05455159350020632 | 0.07056450080096743 | 0.08638556697685504 | 0.10211769856250691 | 0.11788790066192135 | 0.1338195466547151 | 0.1485130736491071 | 0.16174146047924767 | 0.1733218909639106 | 0.18605872610749397 | 0.19686617815988827 | 0.20577346874940602 | 0.21276676410772116 | 0.21793132781975094 | 0.22309929138045514 | 0.2280508916786177 | 0.23265294209799306 | 0.2368052253863043 | 0.2404425524050827 | Infrared Radiant | Infrared Radiant | Infrared Radiant | Infrared Radiant | Infrared Radiant | Infrared Radiant | Infrared Radiant | Infrared Radiant | Infrared Radiant | Infrared Radiant | Infrared Radiant | Infrared Radiant | Infrared Radiant | Infrared Radiant | Infrared Radiant | Infrared Radiant | Infrared Radiant | Infrared Radiant | Infrared Radiant | Infrared Radiant | Infrared Radiant | Infrared Radiant | Infrared Radiant | Infrared Radiant | Infrared Radiant | Infrared Radiant | Infrared Radiant | Infrared Radiant | 70181.0431 | 70181.0431 | 70181.0431 | 70181.0431 | 70181.0431 | 70181.0431 | 70181.0431 | 70181.0431 | 70181.0431 | 70181.0431 | 70181.0431 | 70181.0431 | 70181.0431 | 70181.0431 | 70181.0431 | 70181.0431 | 70181.0431 | 70181.0431 | 70181.0431 | 70181.0431 | 70181.0431 | 70181.0431 | 70181.0431 | 70181.0431 | 70181.0431 | 70181.0431 | 70181.0431 | 70181.0431 | 54439.5007 | 54439.5007 | 54439.5007 | 54439.5007 | 54439.5007 | 54439.5007 | 54439.5007 | 54439.5007 | 54439.5007 | 54439.5007 | 54439.5007 | 54439.5007 | 54439.5007 | 54439.5007 | 54439.5007 | 54439.5007 | 54439.5007 | 54439.5007 | 54439.5007 | 54439.5007 | 54439.5007 | 54439.5007 | 54439.5007 | 54439.5007 | 54439.5007 | 54439.5007 | 54439.5007 | 54439.5007 | 0 | 0 | 0 | 81.7545 | 180.4116 | 292.3494 | 414.6356 | 544.905 | 669.9025 | 777.5383 | 869.3087 | 858.894 | 854.066 | 856.1327 | 864.8972 | 797.6822 | 718.1427 | 628.6784 | 691.4573 | 586.715 | 483.559 | 379.652 | 280.3738 | 280.5584 | 268.8125 | 249.8361 | 225.4192 | 197.4632 | 0 | 0 | 0 | 81.7545 | 262.1662 | 554.5155 | 969.1511 | 1514.0561 | 2183.9586 | 2961.4969 | 3830.8056 | 4689.6997 | 5543.7656 | 6388.2191 | 7217.3325 | 8024.3331 | 8801.5657 | 9540.7599 | 10395.2951 | 11200.2172 | 11925.6453 | 12564.5062 | 13115.2831 | 13583.4542 | 13969.437 | 14281.7283 | 14532.0242 | 14730.5933 | 0 | 0 | 0 | 0.0015059 | 0.0033232 | 0.005385156288355259 | 0.00763770276464491 | 0.0100373010059896 | 0.012339789709253287 | 0.014322470197288325 | 0.016012907300761103 | 0.015821066175887605 | 0.015732131585651867 | 0.015770202099414442 | 0.01593164599279374 | 0.014693526994392025 | 0.01322838683014057 | 0.011580430484662936 | 0.012736835143583368 | 0.010807452052394332 | 0.008907290589517726 | 0.006993295358315125 | 0.005164563712029788 | 0.005167963560704231 | 0.004951600298162562 | 0.004602050419375366 | 0.004152283288311207 | 0.0036373270187784012 | 0 | 0
Unit Heater_Lodging_New_Infrared Radiant | Unit Heater_Lodging_New | Unit Heater_Commercial_New_Standard (TE 80%)_Infrared Radiant | Commercial | Lodging | New | Space Heating | Natural Gas | Unit Heater | EQ | Standard (TE 80%) | 15 | 9 | 12 | 53917.205 | 0 | 0 | 0.063293 | 1 | LO12Med | 0.9968897018745712 | n/a | A | WCE185 | 1 | 0.6 | 120 kBtu/hr | 0.0321 | 198.85411223372037 | 198.8541 | 198.85411223372037 | 198.8541 | IL TRM v13 - 4.4.5 - Condensing Unit Heaters - CI-HVC-CUHT-V03-230101 | IL TRM v13 - 4.4.5 - Condensing Unit Heaters - CI-HVC-CUHT-V03-230101 ¦ DOE Labor and Venting Costs ¦ Additional AEG Adjustment for Grainger Vendor Costs | IL TRM v13 - 4.4.5 - Condensing Unit Heaters - CI-HVC-CUHT-V03-230101 ¦ DOE Labor and Venting Costs | 0 | 0 | 69872.2962 | Standard (TE 80%) | Standard (TE 80%) | Standard (TE 80%) | Standard (TE 80%) | Standard (TE 80%) | Standard (TE 80%) | Standard (TE 80%) | Standard (TE 80%) | Standard (TE 80%) | Standard (TE 80%) | Standard (TE 80%) | Standard (TE 80%) | Standard (TE 80%) | Standard (TE 80%) | Standard (TE 80%) | Standard (TE 80%) | Standard (TE 80%) | Standard (TE 80%) | Standard (TE 80%) | Standard (TE 80%) | Standard (TE 80%) | Standard (TE 80%) | Standard (TE 80%) | Standard (TE 80%) | Standard (TE 80%) | Standard (TE 80%) | Standard (TE 80%) | Standard (TE 80%) | 0 | 0 | 0 | 0 | 0 | 0 | 0 | 0 | 0 | 0 | 0 | 0 | 0 | 0 | 0 | 0 | 0 | 0 | 0 | 0 | 0 | 0 | 0 | 0 | 0 | 0 | 0 | 0 | 0 | 0 | 0 | 0 | 0 | 0 | 0 | 0 | 0 | 0 | 0 | 0 | 0 | 0 | 0 | 0 | 0 | 0 | 0 | 0 | 0 | 0 | 0 | 0 | 0 | 0 | 0 | 0 | 0 | 0 | 0 | 0 | 0 | 0 | 0 | 0 | 0 | 0 | 0 | 0 | 0 | 0 | 0 | 0 | 0 | 0 | 0 | 0 | 0 | 0 | 0 | 0 | 0 | 0 | 0 | 0 | 0 | 0 | 0 | 0 | 0 | 0 | 0 | 0 | 0 | 0 | 0 | 0 | 0 | 0 | 0 | 0 | 0 | 0 | 0 | 0 | 0 | 0 | 0 | 0 | 0 | 0 | 0 | 0 | Infrared Radiant | Infrared Radiant | Infrared Radiant | Infrared Radiant | Infrared Radiant | Infrared Radiant | Infrared Radiant | Infrared Radiant | Infrared Radiant | Infrared Radiant | Infrared Radiant | Infrared Radiant | Infrared Radiant | Infrared Radiant | Infrared Radiant | Infrared Radiant | Infrared Radiant | Infrared Radiant | Infrared Radiant | Infrared Radiant | Infrared Radiant | Infrared Radiant | Infrared Radiant | Infrared Radiant | Infrared Radiant | Infrared Radiant | Infrared Radiant | Infrared Radiant | 69872.2962 | 69872.2962 | 69872.2962 | 69872.2962 | 69872.2962 | 69872.2962 | 69872.2962 | 69872.2962 | 69872.2962 | 69872.2962 | 69872.2962 | 69872.2962 | 69872.2962 | 69872.2962 | 69872.2962 | 69872.2962 | 69872.2962 | 69872.2962 | 69872.2962 | 69872.2962 | 69872.2962 | 69872.2962 | 69872.2962 | 69872.2962 | 69872.2962 | 69872.2962 | 69872.2962 | 69872.2962 | 53917.205 | 53917.205 | 53917.205 | 53917.205 | 53917.205 | 53917.205 | 53917.205 | 53917.205 | 53917.205 | 53917.205 | 53917.205 | 53917.205 | 53917.205 | 53917.205 | 53917.205 | 53917.205 | 53917.205 | 53917.205 | 53917.205 | 53917.205 | 53917.205 | 53917.205 | 53917.205 | 53917.205 | 53917.205 | 53917.205 | 53917.205 | 53917.205 | 0 | 0 | 0 | 0 | 0 | 0 | 0 | 0 | 0 | 0 | 0 | 0 | 0 | 0 | 0 | 0 | 0 | 0 | 0 | 0 | 0 | 0 | 0 | 0 | 0 | 0 | 0 | 0 | 0 | 0 | 0 | 0 | 0 | 0 | 0 | 0 | 0 | 0 | 0 | 0 | 0 | 0 | 0 | 0 | 0 | 0 | 0 | 0 | 0 | 0 | 0 | 0 | 0 | 0 | 0 | 0 | 0 | 0 | 0 | 0 | 0 | 0 | 0 | 0 | 0 | 0 | 0 | 0 | 0 | 0 | 0 | 0 | 0 | 0 | 0 | 0 | 0 | 0 | 0 | 0 | 0 | 0 | 0 | 0 | 0 | 0 | 0 | 0 | 0 | 0 | 0 | 0 | 0 | 0 | 0 | 0 | 0 | 0 | 0 | 0 | 0 | 0 | 0 | 0 | 0 | 0 | 0 | 0 | 0 | 0 | 0 | 0 | Infrared Radiant | Infrared Radiant | Infrared Radiant | Infrared Radiant | Infrared Radiant | Infrared Radiant | Infrared Radiant | Infrared Radiant | Infrared Radiant | Infrared Radiant | Infrared Radiant | Infrared Radiant | Infrared Radiant | Infrared Radiant | Infrared Radiant | Infrared Radiant | Infrared Radiant | Infrared Radiant | Infrared Radiant | Infrared Radiant | Infrared Radiant | Infrared Radiant | Infrared Radiant | Infrared Radiant | Infrared Radiant | Infrared Radiant | Infrared Radiant | Infrared Radiant | 69872.2962 | 69872.2962 | 69872.2962 | 69872.2962 | 69872.2962 | 69872.2962 | 69872.2962 | 69872.2962 | 69872.2962 | 69872.2962 | 69872.2962 | 69872.2962 | 69872.2962 | 69872.2962 | 69872.2962 | 69872.2962 | 69872.2962 | 69872.2962 | 69872.2962 | 69872.2962 | 69872.2962 | 69872.2962 | 69872.2962 | 69872.2962 | 69872.2962 | 69872.2962 | 69872.2962 | 69872.2962 | 53917.205 | 53917.205 | 53917.205 | 53917.205 | 53917.205 | 53917.205 | 53917.205 | 53917.205 | 53917.205 | 53917.205 | 53917.205 | 53917.205 | 53917.205 | 53917.205 | 53917.205 | 53917.205 | 53917.205 | 53917.205 | 53917.205 | 53917.205 | 53917.205 | 53917.205 | 53917.205 | 53917.205 | 53917.205 | 53917.205 | 53917.205 | 53917.205 | 0 | 0 | 0 | 0 | 0 | 0 | 0 | 0 | 0 | 0 | 0 | 0 | 0 | 0 | 0 | 0 | 0 | 0 | 0 | 0 | 0 | 0 | 0 | 0 | 0 | 0 | 0 | 0 | 0 | 0 | 0 | 0 | 0 | 0 | 0 | 0 | 0 | 0 | 0 | 0 | 0 | 0 | 0 | 0 | 0 | 0 | 0 | 0 | 0 | 0 | 0 | 0 | 0 | 0 | 0 | 0 | 0 | 0 | 0 | 0 | 0 | 0 | 0 | 0 | 0 | 0 | 0 | 0 | 0 | 0 | 0 | 0 | 0 | 0 | 0 | 0 | 0 | 0 | 0 | 0 | 0 | 0 | 0 | 0 | 0 | 0
Unit Heater_Lodging_Existing_Infrared Radiant | Unit Heater_Lodging_Existing | Unit Heater_Commercial_Existing_Standard (TE 80%)_Infrared Radiant | Commercial | Lodging | Existing | Space Heating | Natural Gas | Unit Heater | EQ | Standard (TE 80%) | 15 | 9 | 12 | 53917.205 | 0 | 0 | 0.063293 | 1 | LO12Med | 0.9968897018745712 | n/a | A | WCE171 | 1 | 0.6 | 120 kBtu/hr | 0.0321 | 198.85411223372037 | 198.8541 | 198.85411223372037 | 198.8541 | IL TRM v13 - 4.4.5 - Condensing Unit Heaters - CI-HVC-CUHT-V03-230101 | IL TRM v13 - 4.4.5 - Condensing Unit Heaters - CI-HVC-CUHT-V03-230101 ¦ DOE Labor and Venting Costs ¦ Additional AEG Adjustment for Grainger Vendor Costs | IL TRM v13 - 4.4.5 - Condensing Unit Heaters - CI-HVC-CUHT-V03-230101 ¦ DOE Labor and Venting Costs | 0 | 0 | 69872.2962 | Standard (TE 80%) | Standard (TE 80%) | Standard (TE 80%) | Standard (TE 80%) | Standard (TE 80%) | Standard (TE 80%) | Standard (TE 80%) | Standard (TE 80%) | Standard (TE 80%) | Standard (TE 80%) | Standard (TE 80%) | Standard (TE 80%) | Standard (TE 80%) | Standard (TE 80%) | Standard (TE 80%) | Standard (TE 80%) | Standard (TE 80%) | Standard (TE 80%) | Standard (TE 80%) | Standard (TE 80%) | Standard (TE 80%) | Standard (TE 80%) | Standard (TE 80%) | Standard (TE 80%) | Standard (TE 80%) | Standard (TE 80%) | Standard (TE 80%) | Standard (TE 80%) | 0 | 0 | 0 | 546.3859 | 602.868 | 651.2813 | 692.7783 | 728.3472 | 758.8349 | 784.9671 | 807.3662 | 749.687 | 711.2303 | 687.6811 | 675.5649 | 125.7099 | 72.1825 | 31.383 | 118.3627 | 101.4537 | 86.9603 | 63.5548 | 35.6482 | 83.2274 | 109.5688 | 120.7575 | 121.432 | 115.094 | 0 | 0 | 0 | 546.3859 | 1149.2539 | 1800.5352 | 2493.3135 | 3221.6607 | 3980.4956 | 4765.4627 | 5572.8289 | 6322.5159 | 7033.7462 | 7643.3721 | 8165.9087 | 8613.7971 | 8997.7015 | 9326.7624 | 9726.4098 | 10091.3637 | 10264.1872 | 10412.3216 | 10539.2939 | 10648.1273 | 10741.4131 | 10821.3724 | 10889.9089 | 10948.6544 | 0 | 0 | 0 | 0.010064580015796486 | 0.011104996040401435 | 0.011996781204348534 | 0.012761168487731761 | 0.01341635758777453 | 0.013977948244954044 | 0.01445931166539363 | 0.014871908882913273 | 0.0138094418295194 | 0.01310105889964864 | 0.012667276201955475 | 0.01244409332173347 | 0.0023156115748819922 | 0.0013296208212846576 | 0.0005780843324930474 | 0.0021802728279611545 | 0.0018688052811095582 | 0.0016018330980939082 | 0.0011706966824707936 | 0.0006566489577256974 | 0.0015330711930591906 | 0.002018288195739113 | 0.0022243864185361732 | 0.0022368114369414383 | 0.0021200635721535183 | 0 | 0 | 0 | 0.010064580015796486 | 0.021169576056197917 | 0.03316635726054645 | 0.045927525748278214 | 0.05934388333605274 | 0.07332183158100679 | 0.08778114324640042 | 0.1026530521293137 | 0.11646249395883308 | 0.12956355285848173 | 0.14223082906043719 | 0.15467492238217068 | 0.15699053395705267 | 0.15832015477833733 | 0.15889823911083037 | 0.16107851193879152 | 0.16294731721990108 | 0.16454915031799497 | 0.16571984700046577 | 0.16637649595819148 | 0.16790956715125066 | 0.16992785534698976 | 0.17215224176552593 | 0.17438905320246736 | 0.1765091167746209 | Infrared Radiant | Infrared Radiant | Infrared Radiant | Infrared Radiant | Infrared Radiant | Infrared Radiant | Infrared Radiant | Infrared Radiant | Infrared Radiant | Infrared Radiant | Infrared Radiant | Infrared Radiant | Infrared Radiant | Infrared Radiant | Infrared Radiant | Infrared Radiant | Infrared Radiant | Infrared Radiant | Infrared Radiant | Infrared Radiant | Infrared Radiant | Infrared Radiant | Infrared Radiant | Infrared Radiant | Infrared Radiant | Infrared Radiant | Infrared Radiant | Infrared Radiant | 69872.2962 | 69872.2962 | 69872.2962 | 69872.2962 | 69872.2962 | 69872.2962 | 69872.2962 | 69872.2962 | 69872.2962 | 69872.2962 | 69872.2962 | 69872.2962 | 69872.2962 | 69872.2962 | 69872.2962 | 69872.2962 | 69872.2962 | 69872.2962 | 69872.2962 | 69872.2962 | 69872.2962 | 69872.2962 | 69872.2962 | 69872.2962 | 69872.2962 | 69872.2962 | 69872.2962 | 69872.2962 | 53917.205 | 53917.205 | 53917.205 | 53917.205 | 53917.205 | 53917.205 | 53917.205 | 53917.205 | 53917.205 | 53917.205 | 53917.205 | 53917.205 | 53917.205 | 53917.205 | 53917.205 | 53917.205 | 53917.205 | 53917.205 | 53917.205 | 53917.205 | 53917.205 | 53917.205 | 53917.205 | 53917.205 | 53917.205 | 53917.205 | 53917.205 | 53917.205 | 0 | 0 | 0 | 50.7966 | 112.0954 | 181.6457 | 257.626 | 338.5664 | 416.2312 | 483.1087 | 540.1285 | 533.6575 | 530.6577 | 531.9419 | 537.3875 | 495.6247 | 446.2043 | 390.6174 | 429.6239 | 364.5442 | 300.4502 | 235.8896 | 174.205 | 174.3197 | 167.0215 | 155.2309 | 140.0599 | 122.69 | 0 | 0 | 0 | 50.7966 | 162.892 | 344.5377 | 602.1637 | 940.7301 | 1356.9613 | 1840.07 | 2380.1985 | 2913.8561 | 3444.5138 | 3969.199 | 4484.3528 | 4985.7674 | 5468.6862 | 5927.9704 | 6458.9197 | 6959.0428 | 7409.7738 | 7806.7179 | 8148.9327 | 8439.822 | 8679.6451 | 8873.6813 | 9029.198 | 9152.5751 | 0 | 0 | 0 | 0.0009356879558962119 | 0.0020648275494795088 | 0.003345964858388372 | 0.004745541945473002 | 0.006236486861436081 | 0.007667094605284771 | 0.008898995572156005 | 0.009949316647473068 | 0.009830119798236128 | 0.00977486197512199 | 0.009798516367746734 | 0.009898826472955122 | 0.009129544684771325 | 0.008219207595242582 | 0.007195281134268807 | 0.00791379126538444 | 0.0067150056265262385 | 0.005534376292926936 | 0.0043451516094066035 | 0.0032089038393790575 | 0.0032110162709556764 | 0.0030765830559575957 | 0.0028593968596711625 | 0.0025799425719185516 | 0.00225998424773966 | 0 | 0 | 0 | 0.0009356879558962119 | 0.0030005155053757205 | 0.006346480363764093 | 0.011092022309237096 | 0.017328509170673176 | 0.02499560377595795 | 0.03389459934811395 | 0.04384391599558702 | 0.053674035793823155 | 0.06344889776894515 | 0.07324741413669188 | 0.083146240609647 | 0.09227578529441834 | 0.1004949928896609 | 0.10769027402392972 | 0.11560406528931415 | 0.12231907091584039 | 0.12785344720876732 | 0.13219859881817395 | 0.135407502657553 | 0.13861851892850865 | 0.14169510198446628 | 0.14455449884413743 | 0.14713444141605597 | 0.14939442566379563 | Infrared Radiant | Infrared Radiant | Infrared Radiant | Infrared Radiant | Infrared Radiant | Infrared Radiant | Infrared Radiant | Infrared Radiant | Infrared Radiant | Infrared Radiant | Infrared Radiant | Infrared Radiant | Infrared Radiant | Infrared Radiant | Infrared Radiant | Infrared Radiant | Infrared Radiant | Infrared Radiant | Infrared Radiant | Infrared Radiant | Infrared Radiant | Infrared Radiant | Infrared Radiant | Infrared Radiant | Infrared Radiant | Infrared Radiant | Infrared Radiant | Infrared Radiant | 69872.2962 | 69872.2962 | 69872.2962 | 69872.2962 | 69872.2962 | 69872.2962 | 69872.2962 | 69872.2962 | 69872.2962 | 69872.2962 | 69872.2962 | 69872.2962 | 69872.2962 | 69872.2962 | 69872.2962 | 69872.2962 | 69872.2962 | 69872.2962 | 69872.2962 | 69872.2962 | 69872.2962 | 69872.2962 | 69872.2962 | 69872.2962 | 69872.2962 | 69872.2962 | 69872.2962 | 69872.2962 | 53917.205 | 53917.205 | 53917.205 | 53917.205 | 53917.205 | 53917.205 | 53917.205 | 53917.205 | 53917.205 | 53917.205 | 53917.205 | 53917.205 | 53917.205 | 53917.205 | 53917.205 | 53917.205 | 53917.205 | 53917.205 | 53917.205 | 53917.205 | 53917.205 | 53917.205 | 53917.205 | 53917.205 | 53917.205 | 53917.205 | 53917.205 | 53917.205 | 0 | 0 | 0 | 50.7966 | 112.0954 | 181.6457 | 257.626 | 338.5664 | 416.2312 | 483.1087 | 540.1285 | 533.6575 | 530.6577 | 531.9419 | 537.3875 | 495.6247 | 446.2043 | 390.6174 | 429.6239 | 364.5442 | 300.4502 | 235.8896 | 174.205 | 174.3197 | 167.0215 | 155.2309 | 140.0599 | 122.69 | 0 | 0 | 0 | 50.7966 | 162.892 | 344.5377 | 602.1637 | 940.7301 | 1356.9613 | 1840.07 | 2380.1985 | 2913.8561 | 3444.5138 | 3969.199 | 4484.3528 | 4985.7674 | 5468.6862 | 5927.9704 | 6458.9197 | 6959.0428 | 7409.7738 | 7806.7179 | 8148.9327 | 8439.822 | 8679.6451 | 8873.6813 | 9029.198 | 9152.5751 | 0 | 0 | 0 | 0.00093569 | 0.0020648 | 0.003345964858388372 | 0.004745541945473002 | 0.006236486861436081 | 0.007667094605284771 | 0.008898995572156005 | 0.009949316647473068 | 0.009830119798236128 | 0.00977486197512199 | 0.009798516367746736 | 0.009898826472955122 | 0.009129544684771325 | 0.008219207595242582 | 0.007195281134268807 | 0.007913791265384445 | 0.0067150056265262385 | 0.005534376292926931 | 0.0043451516094066035 | 0.00320890383937906 | 0.0032110162709556686 | 0.0030765830559575957 | 0.0028593968596711556 | 0.0025799425719185516 | 0.00225998424773966 | 0 | 0
Unit Heater_Retail_New_Infrared Radiant | Unit Heater_Retail_New | Unit Heater_Commercial_New_Standard (TE 80%)_Infrared Radiant | Commercial | Retail | New | Space Heating | Natural Gas | Unit Heater | EQ | Standard (TE 80%) | 15 | 9 | 12 | 54309.5047 | 0 | 0 | 0.27368 | 1 | LO12Med | 0.9968897018745712 | n/a | A | WCE73 | 1 | 0.6 | 120 kBtu/hr | 0.0321 | 198.85411223372037 | 198.8541 | 198.85411223372037 | 198.8541 | IL TRM v13 - 4.4.5 - Condensing Unit Heaters - CI-HVC-CUHT-V03-230101 | IL TRM v13 - 4.4.5 - Condensing Unit Heaters - CI-HVC-CUHT-V03-230101 ¦ DOE Labor and Venting Costs ¦ Additional AEG Adjustment for Grainger Vendor Costs | IL TRM v13 - 4.4.5 - Condensing Unit Heaters - CI-HVC-CUHT-V03-230101 ¦ DOE Labor and Venting Costs | 0 | 0 | 70316.5165 | Standard (TE 80%) | Standard (TE 80%) | Standard (TE 80%) | Standard (TE 80%) | Standard (TE 80%) | Standard (TE 80%) | Standard (TE 80%) | Standard (TE 80%) | Standard (TE 80%) | Standard (TE 80%) | Standard (TE 80%) | Standard (TE 80%) | Standard (TE 80%) | Standard (TE 80%) | Standard (TE 80%) | Standard (TE 80%) | Standard (TE 80%) | Standard (TE 80%) | Standard (TE 80%) | Standard (TE 80%) | Standard (TE 80%) | Standard (TE 80%) | Standard (TE 80%) | Standard (TE 80%) | Standard (TE 80%) | Standard (TE 80%) | Standard (TE 80%) | Standard (TE 80%) | 0 | 0 | 0 | 0 | 0 | 0 | 0 | 0 | 0 | 0 | 0 | 0 | 0 | 0 | 0 | 0 | 0 | 0 | 0 | 0 | 0 | 0 | 0 | 0 | 0 | 0 | 0 | 0 | 0 | 0 | 0 | 0 | 0 | 0 | 0 | 0 | 0 | 0 | 0 | 0 | 0 | 0 | 0 | 0 | 0 | 0 | 0 | 0 | 0 | 0 | 0 | 0 | 0 | 0 | 0 | 0 | 0 | 0 | 0 | 0 | 0 | 0 | 0 | 0 | 0 | 0 | 0 | 0 | 0 | 0 | 0 | 0 | 0 | 0 | 0 | 0 | 0 | 0 | 0 | 0 | 0 | 0 | 0 | 0 | 0 | 0 | 0 | 0 | 0 | 0 | 0 | 0 | 0 | 0 | 0 | 0 | 0 | 0 | 0 | 0 | 0 | 0 | 0 | 0 | 0 | 0 | 0 | 0 | 0 | 0 | 0 | 0 | Infrared Radiant | Infrared Radiant | Infrared Radiant | Infrared Radiant | Infrared Radiant | Infrared Radiant | Infrared Radiant | Infrared Radiant | Infrared Radiant | Infrared Radiant | Infrared Radiant | Infrared Radiant | Infrared Radiant | Infrared Radiant | Infrared Radiant | Infrared Radiant | Infrared Radiant | Infrared Radiant | Infrared Radiant | Infrared Radiant | Infrared Radiant | Infrared Radiant | Infrared Radiant | Infrared Radiant | Infrared Radiant | Infrared Radiant | Infrared Radiant | Infrared Radiant | 70316.5165 | 70316.5165 | 70316.5165 | 70316.5165 | 70316.5165 | 70316.5165 | 70316.5165 | 70316.5165 | 70316.5165 | 70316.5165 | 70316.5165 | 70316.5165 | 70316.5165 | 70316.5165 | 70316.5165 | 70316.5165 | 70316.5165 | 70316.5165 | 70316.5165 | 70316.5165 | 70316.5165 | 70316.5165 | 70316.5165 | 70316.5165 | 70316.5165 | 70316.5165 | 70316.5165 | 70316.5165 | 54309.5047 | 54309.5047 | 54309.5047 | 54309.5047 | 54309.5047 | 54309.5047 | 54309.5047 | 54309.5047 | 54309.5047 | 54309.5047 | 54309.5047 | 54309.5047 | 54309.5047 | 54309.5047 | 54309.5047 | 54309.5047 | 54309.5047 | 54309.5047 | 54309.5047 | 54309.5047 | 54309.5047 | 54309.5047 | 54309.5047 | 54309.5047 | 54309.5047 | 54309.5047 | 54309.5047 | 54309.5047 | 0 | 0 | 0 | 0 | 0 | 0 | 0 | 0 | 0 | 0 | 0 | 0 | 0 | 0 | 0 | 0 | 0 | 0 | 0 | 0 | 0 | 0 | 0 | 0 | 0 | 0 | 0 | 0 | 0 | 0 | 0 | 0 | 0 | 0 | 0 | 0 | 0 | 0 | 0 | 0 | 0 | 0 | 0 | 0 | 0 | 0 | 0 | 0 | 0 | 0 | 0 | 0 | 0 | 0 | 0 | 0 | 0 | 0 | 0 | 0 | 0 | 0 | 0 | 0 | 0 | 0 | 0 | 0 | 0 | 0 | 0 | 0 | 0 | 0 | 0 | 0 | 0 | 0 | 0 | 0 | 0 | 0 | 0 | 0 | 0 | 0 | 0 | 0 | 0 | 0 | 0 | 0 | 0 | 0 | 0 | 0 | 0 | 0 | 0 | 0 | 0 | 0 | 0 | 0 | 0 | 0 | 0 | 0 | 0 | 0 | 0 | 0 | Infrared Radiant | Infrared Radiant | Infrared Radiant | Infrared Radiant | Infrared Radiant | Infrared Radiant | Infrared Radiant | Infrared Radiant | Infrared Radiant | Infrared Radiant | Infrared Radiant | Infrared Radiant | Infrared Radiant | Infrared Radiant | Infrared Radiant | Infrared Radiant | Infrared Radiant | Infrared Radiant | Infrared Radiant | Infrared Radiant | Infrared Radiant | Infrared Radiant | Infrared Radiant | Infrared Radiant | Infrared Radiant | Infrared Radiant | Infrared Radiant | Infrared Radiant | 70316.5165 | 70316.5165 | 70316.5165 | 70316.5165 | 70316.5165 | 70316.5165 | 70316.5165 | 70316.5165 | 70316.5165 | 70316.5165 | 70316.5165 | 70316.5165 | 70316.5165 | 70316.5165 | 70316.5165 | 70316.5165 | 70316.5165 | 70316.5165 | 70316.5165 | 70316.5165 | 70316.5165 | 70316.5165 | 70316.5165 | 70316.5165 | 70316.5165 | 70316.5165 | 70316.5165 | 70316.5165 | 54309.5047 | 54309.5047 | 54309.5047 | 54309.5047 | 54309.5047 | 54309.5047 | 54309.5047 | 54309.5047 | 54309.5047 | 54309.5047 | 54309.5047 | 54309.5047 | 54309.5047 | 54309.5047 | 54309.5047 | 54309.5047 | 54309.5047 | 54309.5047 | 54309.5047 | 54309.5047 | 54309.5047 | 54309.5047 | 54309.5047 | 54309.5047 | 54309.5047 | 54309.5047 | 54309.5047 | 54309.5047 | 0 | 0 | 0 | 0 | 0 | 0 | 0 | 0 | 0 | 0 | 0 | 0 | 0 | 0 | 0 | 0 | 0 | 0 | 0 | 0 | 0 | 0 | 0 | 0 | 0 | 0 | 0 | 0 | 0 | 0 | 0 | 0 | 0 | 0 | 0 | 0 | 0 | 0 | 0 | 0 | 0 | 0 | 0 | 0 | 0 | 0 | 0 | 0 | 0 | 0 | 0 | 0 | 0 | 0 | 0 | 0 | 0 | 0 | 0 | 0 | 0 | 0 | 0 | 0 | 0 | 0 | 0 | 0 | 0 | 0 | 0 | 0 | 0 | 0 | 0 | 0 | 0 | 0 | 0 | 0 | 0 | 0 | 0 | 0 | 0 | 0
Unit Heater_Retail_Existing_Infrared Radiant | Unit Heater_Retail_Existing | Unit Heater_Commercial_Existing_Standard (TE 80%)_Infrared Radiant | Commercial | Retail | Existing | Space Heating | Natural Gas | Unit Heater | EQ | Standard (TE 80%) | 15 | 9 | 12 | 54309.5047 | 0 | 0 | 0.27368 | 1 | LO12Med | 0.9968897018745712 | n/a | A | WCE59 | 1 | 0.6 | 120 kBtu/hr | 0.0321 | 198.85411223372037 | 198.8541 | 198.85411223372037 | 198.8541 | IL TRM v13 - 4.4.5 - Condensing Unit Heaters - CI-HVC-CUHT-V03-230101 | IL TRM v13 - 4.4.5 - Condensing Unit Heaters - CI-HVC-CUHT-V03-230101 ¦ DOE Labor and Venting Costs ¦ Additional AEG Adjustment for Grainger Vendor Costs | IL TRM v13 - 4.4.5 - Condensing Unit Heaters - CI-HVC-CUHT-V03-230101 ¦ DOE Labor and Venting Costs | 0 | 0 | 70316.5165 | Standard (TE 80%) | Standard (TE 80%) | Standard (TE 80%) | Standard (TE 80%) | Standard (TE 80%) | Standard (TE 80%) | Standard (TE 80%) | Standard (TE 80%) | Standard (TE 80%) | Standard (TE 80%) | Standard (TE 80%) | Standard (TE 80%) | Standard (TE 80%) | Standard (TE 80%) | Standard (TE 80%) | Standard (TE 80%) | Standard (TE 80%) | Standard (TE 80%) | Standard (TE 80%) | Standard (TE 80%) | Standard (TE 80%) | Standard (TE 80%) | Standard (TE 80%) | Standard (TE 80%) | Standard (TE 80%) | Standard (TE 80%) | Standard (TE 80%) | Standard (TE 80%) | 0 | 0 | 0 | 11518.3852 | 12709.0869 | 13729.6883 | 14604.4896 | 15354.3192 | 15997.0303 | 16547.9256 | 17020.1215 | 15804.1835 | 14993.4763 | 14497.0348 | 14241.6136 | 2650.0963 | 1521.6815 | 661.5873 | 2495.2082 | 2138.7499 | 1833.2142 | 1339.8011 | 751.5004 | 1754.5198 | 2309.8252 | 2545.6939 | 2559.9136 | 2426.3018 | 0 | 0 | 0 | 11518.3852 | 24227.472 | 37957.1603 | 52561.6499 | 67915.9691 | 83912.9994 | 100460.925 | 117481.0465 | 133285.23 | 148278.7063 | 161130.2575 | 172145.8728 | 181587.8287 | 189680.9338 | 196617.8811 | 205042.8644 | 212736.4747 | 216379.7732 | 219502.6005 | 222179.3097 | 224473.6318 | 226440.1936 | 228125.818 | 229570.6389 | 230809.0568 | 0 | 0 | 0 | 0.21217184572936687 | 0.23410490085142638 | 0.2529046623846202 | 0.26901874369878637 | 0.28283081339664307 | 0.29466973028052024 | 0.3048173733238435 | 0.31351535307526346 | 0.2911174392635187 | 0.2761839881430585 | 0.26703939636967394 | 0.2623344684384957 | 0.04881550755857516 | 0.028029793923779186 | 0.012186620765076405 | 0.045962425593125494 | 0.039396364794107665 | 0.03376831268066367 | 0.024679507293819205 | 0.013842845020682405 | 0.032318739992664096 | 0.042547620569527905 | 0.04689238610010761 | 0.04715431844940896 | 0.04469315167263946 | 0 | 0 | 0 | 0.21217184572936687 | 0.44627674658079325 | 0.6991814089654135 | 0.9682001526641998 | 1.2510309660608427 | 1.545700696341363 | 1.8505180696652066 | 2.16403342274047 | 2.455150862003989 | 2.7313348501470474 | 2.998374246516721 | 3.260708714955217 | 3.309524222513792 | 3.337554016437571 | 3.3497406372026477 | 3.3957030627957736 | 3.435099427589881 | 3.4688677402705452 | 3.493547247564364 | 3.5073900925850463 | 3.539708832577711 | 3.5822564531472385 | 3.629148839247346 | 3.676303157696755 | 3.7209963093693945 | Infrared Radiant | Infrared Radiant | Infrared Radiant | Infrared Radiant | Infrared Radiant | Infrared Radiant | Infrared Radiant | Infrared Radiant | Infrared Radiant | Infrared Radiant | Infrared Radiant | Infrared Radiant | Infrared Radiant | Infrared Radiant | Infrared Radiant | Infrared Radiant | Infrared Radiant | Infrared Radiant | Infrared Radiant | Infrared Radiant | Infrared Radiant | Infrared Radiant | Infrared Radiant | Infrared Radiant | Infrared Radiant | Infrared Radiant | Infrared Radiant | Infrared Radiant | 70316.5165 | 70316.5165 | 70316.5165 | 70316.5165 | 70316.5165 | 70316.5165 | 70316.5165 | 70316.5165 | 70316.5165 | 70316.5165 | 70316.5165 | 70316.5165 | 70316.5165 | 70316.5165 | 70316.5165 | 70316.5165 | 70316.5165 | 70316.5165 | 70316.5165 | 70316.5165 | 70316.5165 | 70316.5165 | 70316.5165 | 70316.5165 | 70316.5165 | 70316.5165 | 70316.5165 | 70316.5165 | 54309.5047 | 54309.5047 | 54309.5047 | 54309.5047 | 54309.5047 | 54309.5047 | 54309.5047 | 54309.5047 | 54309.5047 | 54309.5047 | 54309.5047 | 54309.5047 | 54309.5047 | 54309.5047 | 54309.5047 | 54309.5047 | 54309.5047 | 54309.5047 | 54309.5047 | 54309.5047 | 54309.5047 | 54309.5047 | 54309.5047 | 54309.5047 | 54309.5047 | 54309.5047 | 54309.5047 | 54309.5047 | 0 | 0 | 0 | 1070.8459 | 2363.0871 | 3829.2817 | 5431.0244 | 7137.3329 | 8774.5886 | 10184.4348 | 11386.4723 | 11250.0577 | 11186.818 | 11213.8892 | 11328.6889 | 10448.2862 | 9406.453 | 8234.6227 | 9056.92 | 7684.9726 | 6333.8041 | 4972.7986 | 3672.4225 | 3674.8401 | 3520.9883 | 3272.4301 | 2952.6093 | 2586.4337 | 0 | 0 | 0 | 1070.8459 | 3433.933 | 7263.2147 | 12694.2391 | 19831.572 | 28606.1605 | 38790.5953 | 50177.0676 | 61427.1253 | 72613.9433 | 83674.8545 | 94534.8356 | 105105.1778 | 115285.6088 | 124967.8008 | 136160.7647 | 146703.8819 | 156205.7614 | 164573.7573 | 171788.0025 | 177920.2516 | 182975.9726 | 187066.4595 | 190344.9125 | 192945.8309 | 0 | 0 | 0 | 0.019725278185244458 | 0.04352871869450213 | 0.07053642960119876 | 0.10004097458382184 | 0.13147164871073105 | 0.16163035230797015 | 0.18760010976298863 | 0.20974197368664083 | 0.20722917976299646 | 0.20606428720883987 | 0.20656294648075402 | 0.20867758813832618 | 0.19246032555719828 | 0.17326947008006305 | 0.15168403216064966 | 0.16683097524767213 | 0.14155932345184952 | 0.11667042551086843 | 0.09160032862720202 | 0.06764704034351379 | 0.06769157260475897 | 0.06485758019685856 | 0.06027906861856029 | 0.05438788071639274 | 0.04764282547405156 | 0 | 0 | 0 | 0.019725278185244458 | 0.06325399687974659 | 0.13379042648094536 | 0.23383140106476719 | 0.36530304977549827 | 0.5269334020834684 | 0.7145335118464571 | 0.9242754855330979 | 1.1315046652960943 | 1.3375689525049343 | 1.5441318989856885 | 1.7528094871240147 | 1.945269812681213 | 2.118539282761276 | 2.2702233149219255 | 2.437054290169598 | 2.5786136136214473 | 2.6952840391323156 | 2.7868843677595176 | 2.8545314081030315 | 2.92222298070779 | 2.9870805609046487 | 3.047359629523209 | 3.1017475102396017 | 3.1493903357136532 | Infrared Radiant | Infrared Radiant | Infrared Radiant | Infrared Radiant | Infrared Radiant | Infrared Radiant | Infrared Radiant | Infrared Radiant | Infrared Radiant | Infrared Radiant | Infrared Radiant | Infrared Radiant | Infrared Radiant | Infrared Radiant | Infrared Radiant | Infrared Radiant | Infrared Radiant | Infrared Radiant | Infrared Radiant | Infrared Radiant | Infrared Radiant | Infrared Radiant | Infrared Radiant | Infrared Radiant | Infrared Radiant | Infrared Radiant | Infrared Radiant | Infrared Radiant | 70316.5165 | 70316.5165 | 70316.5165 | 70316.5165 | 70316.5165 | 70316.5165 | 70316.5165 | 70316.5165 | 70316.5165 | 70316.5165 | 70316.5165 | 70316.5165 | 70316.5165 | 70316.5165 | 70316.5165 | 70316.5165 | 70316.5165 | 70316.5165 | 70316.5165 | 70316.5165 | 70316.5165 | 70316.5165 | 70316.5165 | 70316.5165 | 70316.5165 | 70316.5165 | 70316.5165 | 70316.5165 | 54309.5047 | 54309.5047 | 54309.5047 | 54309.5047 | 54309.5047 | 54309.5047 | 54309.5047 | 54309.5047 | 54309.5047 | 54309.5047 | 54309.5047 | 54309.5047 | 54309.5047 | 54309.5047 | 54309.5047 | 54309.5047 | 54309.5047 | 54309.5047 | 54309.5047 | 54309.5047 | 54309.5047 | 54309.5047 | 54309.5047 | 54309.5047 | 54309.5047 | 54309.5047 | 54309.5047 | 54309.5047 | 0 | 0 | 0 | 1070.8459 | 2363.0871 | 3829.2817 | 5431.0244 | 7137.3329 | 8774.5886 | 10184.4348 | 11386.4723 | 11250.0577 | 11186.818 | 11213.8892 | 11328.6889 | 10448.2862 | 9406.453 | 8234.6227 | 9056.92 | 7684.9726 | 6333.8041 | 4972.7986 | 3672.4225 | 3674.8401 | 3520.9883 | 3272.4301 | 2952.6093 | 2586.4337 | 0 | 0 | 0 | 1070.8459 | 3433.933 | 7263.2147 | 12694.2391 | 19831.572 | 28606.1605 | 38790.5953 | 50177.0676 | 61427.1253 | 72613.9433 | 83674.8545 | 94534.8356 | 105105.1778 | 115285.6088 | 124967.8008 | 136160.7647 | 146703.8819 | 156205.7614 | 164573.7573 | 171788.0025 | 177920.2516 | 182975.9726 | 187066.4595 | 190344.9125 | 192945.8309 | 0 | 0 | 0 | 0.019725 | 0.043529 | 0.07053642960119876 | 0.10004097458382184 | 0.13147164871073105 | 0.16163035230797015 | 0.18760010976298863 | 0.20974197368664083 | 0.20722917976299646 | 0.20606428720883982 | 0.20656294648075402 | 0.20867758813832618 | 0.19246032555719816 | 0.17326947008006308 | 0.1516840321606496 | 0.16683097524767218 | 0.14155932345184943 | 0.11667042551086843 | 0.0916003286272021 | 0.06764704034351371 | 0.06769157260475893 | 0.06485758019685847 | 0.06027906861856029 | 0.05438788071639274 | 0.04764282547405164 | 0 | 0
Unit Heater_Healthcare_New_Infrared Radiant | Unit Heater_Healthcare_New | Unit Heater_Commercial_New_Standard (TE 80%)_Infrared Radiant | Commercial | Healthcare | New | Space Heating | Natural Gas | Unit Heater | EQ | Standard (TE 80%) | 15 | 9 | 12 | 54245.1333 | 0 | 0 | 0.081205 | 1 | LO12Med | 0.9968897018745712 | n/a | A | WCE157 | 1 | 0.6 | 120 kBtu/hr | 0.0321 | 198.85411223372031 | 198.8541 | 198.85411223372031 | 198.8541 | IL TRM v13 - 4.4.5 - Condensing Unit Heaters - CI-HVC-CUHT-V03-230101 | IL TRM v13 - 4.4.5 - Condensing Unit Heaters - CI-HVC-CUHT-V03-230101 ¦ DOE Labor and Venting Costs ¦ Additional AEG Adjustment for Grainger Vendor Costs | IL TRM v13 - 4.4.5 - Condensing Unit Heaters - CI-HVC-CUHT-V03-230101 ¦ DOE Labor and Venting Costs | 0 | 0 | 70174.2597 | Standard (TE 80%) | Standard (TE 80%) | Standard (TE 80%) | Standard (TE 80%) | Standard (TE 80%) | Standard (TE 80%) | Standard (TE 80%) | Standard (TE 80%) | Standard (TE 80%) | Standard (TE 80%) | Standard (TE 80%) | Standard (TE 80%) | Standard (TE 80%) | Standard (TE 80%) | Standard (TE 80%) | Standard (TE 80%) | Standard (TE 80%) | Standard (TE 80%) | Standard (TE 80%) | Standard (TE 80%) | Standard (TE 80%) | Standard (TE 80%) | Standard (TE 80%) | Standard (TE 80%) | Standard (TE 80%) | Standard (TE 80%) | Standard (TE 80%) | Standard (TE 80%) | 0 | 0 | 0 | 0 | 0 | 0 | 0 | 0 | 0 | 0 | 0 | 0 | 0 | 0 | 0 | 0 | 0 | 0 | 0 | 0 | 0 | 0 | 0 | 0 | 0 | 0 | 0 | 0 | 0 | 0 | 0 | 0 | 0 | 0 | 0 | 0 | 0 | 0 | 0 | 0 | 0 | 0 | 0 | 0 | 0 | 0 | 0 | 0 | 0 | 0 | 0 | 0 | 0 | 0 | 0 | 0 | 0 | 0 | 0 | 0 | 0 | 0 | 0 | 0 | 0 | 0 | 0 | 0 | 0 | 0 | 0 | 0 | 0 | 0 | 0 | 0 | 0 | 0 | 0 | 0 | 0 | 0 | 0 | 0 | 0 | 0 | 0 | 0 | 0 | 0 | 0 | 0 | 0 | 0 | 0 | 0 | 0 | 0 | 0 | 0 | 0 | 0 | 0 | 0 | 0 | 0 | 0 | 0 | 0 | 0 | 0 | 0 | Infrared Radiant | Infrared Radiant | Infrared Radiant | Infrared Radiant | Infrared Radiant | Infrared Radiant | Infrared Radiant | Infrared Radiant | Infrared Radiant | Infrared Radiant | Infrared Radiant | Infrared Radiant | Infrared Radiant | Infrared Radiant | Infrared Radiant | Infrared Radiant | Infrared Radiant | Infrared Radiant | Infrared Radiant | Infrared Radiant | Infrared Radiant | Infrared Radiant | Infrared Radiant | Infrared Radiant | Infrared Radiant | Infrared Radiant | Infrared Radiant | Infrared Radiant | 70174.2597 | 70174.2597 | 70174.2597 | 70174.2597 | 70174.2597 | 70174.2597 | 70174.2597 | 70174.2597 | 70174.2597 | 70174.2597 | 70174.2597 | 70174.2597 | 70174.2597 | 70174.2597 | 70174.2597 | 70174.2597 | 70174.2597 | 70174.2597 | 70174.2597 | 70174.2597 | 70174.2597 | 70174.2597 | 70174.2597 | 70174.2597 | 70174.2597 | 70174.2597 | 70174.2597 | 70174.2597 | 54245.1333 | 54245.1333 | 54245.1333 | 54245.1333 | 54245.1333 | 54245.1333 | 54245.1333 | 54245.1333 | 54245.1333 | 54245.1333 | 54245.1333 | 54245.1333 | 54245.1333 | 54245.1333 | 54245.1333 | 54245.1333 | 54245.1333 | 54245.1333 | 54245.1333 | 54245.1333 | 54245.1333 | 54245.1333 | 54245.1333 | 54245.1333 | 54245.1333 | 54245.1333 | 54245.1333 | 54245.1333 | 0 | 0 | 0 | 0 | 0 | 0 | 0 | 0 | 0 | 0 | 0 | 0 | 0 | 0 | 0 | 0 | 0 | 0 | 0 | 0 | 0 | 0 | 0 | 0 | 0 | 0 | 0 | 0 | 0 | 0 | 0 | 0 | 0 | 0 | 0 | 0 | 0 | 0 | 0 | 0 | 0 | 0 | 0 | 0 | 0 | 0 | 0 | 0 | 0 | 0 | 0 | 0 | 0 | 0 | 0 | 0 | 0 | 0 | 0 | 0 | 0 | 0 | 0 | 0 | 0 | 0 | 0 | 0 | 0 | 0 | 0 | 0 | 0 | 0 | 0 | 0 | 0 | 0 | 0 | 0 | 0 | 0 | 0 | 0 | 0 | 0 | 0 | 0 | 0 | 0 | 0 | 0 | 0 | 0 | 0 | 0 | 0 | 0 | 0 | 0 | 0 | 0 | 0 | 0 | 0 | 0 | 0 | 0 | 0 | 0 | 0 | 0 | Infrared Radiant | Infrared Radiant | Infrared Radiant | Infrared Radiant | Infrared Radiant | Infrared Radiant | Infrared Radiant | Infrared Radiant | Infrared Radiant | Infrared Radiant | Infrared Radiant | Infrared Radiant | Infrared Radiant | Infrared Radiant | Infrared Radiant | Infrared Radiant | Infrared Radiant | Infrared Radiant | Infrared Radiant | Infrared Radiant | Infrared Radiant | Infrared Radiant | Infrared Radiant | Infrared Radiant | Infrared Radiant | Infrared Radiant | Infrared Radiant | Infrared Radiant | 70174.2597 | 70174.2597 | 70174.2597 | 70174.2597 | 70174.2597 | 70174.2597 | 70174.2597 | 70174.2597 | 70174.2597 | 70174.2597 | 70174.2597 | 70174.2597 | 70174.2597 | 70174.2597 | 70174.2597 | 70174.2597 | 70174.2597 | 70174.2597 | 70174.2597 | 70174.2597 | 70174.2597 | 70174.2597 | 70174.2597 | 70174.2597 | 70174.2597 | 70174.2597 | 70174.2597 | 70174.2597 | 54245.1333 | 54245.1333 | 54245.1333 | 54245.1333 | 54245.1333 | 54245.1333 | 54245.1333 | 54245.1333 | 54245.1333 | 54245.1333 | 54245.1333 | 54245.1333 | 54245.1333 | 54245.1333 | 54245.1333 | 54245.1333 | 54245.1333 | 54245.1333 | 54245.1333 | 54245.1333 | 54245.1333 | 54245.1333 | 54245.1333 | 54245.1333 | 54245.1333 | 54245.1333 | 54245.1333 | 54245.1333 | 0 | 0 | 0 | 0 | 0 | 0 | 0 | 0 | 0 | 0 | 0 | 0 | 0 | 0 | 0 | 0 | 0 | 0 | 0 | 0 | 0 | 0 | 0 | 0 | 0 | 0 | 0 | 0 | 0 | 0 | 0 | 0 | 0 | 0 | 0 | 0 | 0 | 0 | 0 | 0 | 0 | 0 | 0 | 0 | 0 | 0 | 0 | 0 | 0 | 0 | 0 | 0 | 0 | 0 | 0 | 0 | 0 | 0 | 0 | 0 | 0 | 0 | 0 | 0 | 0 | 0 | 0 | 0 | 0 | 0 | 0 | 0 | 0 | 0 | 0 | 0 | 0 | 0 | 0 | 0 | 0 | 0 | 0 | 0 | 0 | 0
Unit Heater_Healthcare_Existing_Infrared Radiant | Unit Heater_Healthcare_Existing | Unit Heater_Commercial_Existing_Standard (TE 80%)_Infrared Radiant | Commercial | Healthcare | Existing | Space Heating | Natural Gas | Unit Heater | EQ | Standard (TE 80%) | 15 | 9 | 12 | 54245.1333 | 0 | 0 | 0.081205 | 1 | LO12Med | 0.9968897018745712 | n/a | A | WCE143 | 1 | 0.6 | 120 kBtu/hr | 0.0321 | 198.85411223372031 | 198.8541 | 198.85411223372031 | 198.8541 | IL TRM v13 - 4.4.5 - Condensing Unit Heaters - CI-HVC-CUHT-V03-230101 | IL TRM v13 - 4.4.5 - Condensing Unit Heaters - CI-HVC-CUHT-V03-230101 ¦ DOE Labor and Venting Costs ¦ Additional AEG Adjustment for Grainger Vendor Costs | IL TRM v13 - 4.4.5 - Condensing Unit Heaters - CI-HVC-CUHT-V03-230101 ¦ DOE Labor and Venting Costs | 0 | 0 | 70174.2597 | Standard (TE 80%) | Standard (TE 80%) | Standard (TE 80%) | Standard (TE 80%) | Standard (TE 80%) | Standard (TE 80%) | Standard (TE 80%) | Standard (TE 80%) | Standard (TE 80%) | Standard (TE 80%) | Standard (TE 80%) | Standard (TE 80%) | Standard (TE 80%) | Standard (TE 80%) | Standard (TE 80%) | Standard (TE 80%) | Standard (TE 80%) | Standard (TE 80%) | Standard (TE 80%) | Standard (TE 80%) | Standard (TE 80%) | Standard (TE 80%) | Standard (TE 80%) | Standard (TE 80%) | Standard (TE 80%) | Standard (TE 80%) | Standard (TE 80%) | Standard (TE 80%) | 0 | 0 | 0 | 1751.8203 | 1932.913 | 2088.1353 | 2221.183 | 2335.2238 | 2432.9732 | 2516.7583 | 2588.5741 | 2403.6433 | 2280.3436 | 2204.8403 | 2165.9935 | 403.0506 | 231.4311 | 100.6202 | 379.4938 | 325.2804 | 278.8118 | 203.7691 | 114.295 | 266.8432 | 351.2991 | 387.1722 | 389.3348 | 369.0139 | 0 | 0 | 0 | 1751.8203 | 3684.7332 | 5772.8685 | 7994.0515 | 10329.2753 | 12762.2485 | 15279.0068 | 17867.5809 | 20271.2242 | 22551.5678 | 24506.148 | 26181.5025 | 27617.5206 | 28848.3933 | 29903.427 | 31184.7747 | 32354.8886 | 32908.9944 | 33383.9423 | 33791.0404 | 34139.9817 | 34439.0742 | 34695.4392 | 34915.1807 | 35103.5305 | 0 | 0 | 0 | 0.03226901472132314 | 0.03560479226609739 | 0.03846403016161817 | 0.04091480550063599 | 0.04301547007693698 | 0.044816039713766395 | 0.04635938511676305 | 0.04768225260504588 | 0.04427577514318685 | 0.042004560730220145 | 0.04061376844323484 | 0.03989820041792949 | 0.00742430423141903 | 0.004263024764915328 | 0.0018534515902408639 | 0.006990381702123276 | 0.005991755744677095 | 0.0051357906382946475 | 0.0037534828499115186 | 0.002105345165951811 | 0.004915326503442611 | 0.006471027245842225 | 0.0071318185133405826 | 0.007171655555840443 | 0.0067973390357659105 | 0 | 0 | 0 | 0.03226901472132314 | 0.06787380698742053 | 0.1063378371490387 | 0.1472526426496747 | 0.19026811272661168 | 0.23508415244037806 | 0.2814435375571411 | 0.32912579016218696 | 0.3734015653053738 | 0.41540612603559396 | 0.45601989447882885 | 0.4959180948967583 | 0.5033423991281774 | 0.5076054238930927 | 0.5094588754833335 | 0.5164492571854568 | 0.5224410129301338 | 0.5275768035684285 | 0.53133028641834 | 0.5334356315842919 | 0.5383509580877344 | 0.5448219853335766 | 0.5519538038469172 | 0.5591254594027577 | 0.5659227984385236 | Infrared Radiant | Infrared Radiant | Infrared Radiant | Infrared Radiant | Infrared Radiant | Infrared Radiant | Infrared Radiant | Infrared Radiant | Infrared Radiant | Infrared Radiant | Infrared Radiant | Infrared Radiant | Infrared Radiant | Infrared Radiant | Infrared Radiant | Infrared Radiant | Infrared Radiant | Infrared Radiant | Infrared Radiant | Infrared Radiant | Infrared Radiant | Infrared Radiant | Infrared Radiant | Infrared Radiant | Infrared Radiant | Infrared Radiant | Infrared Radiant | Infrared Radiant | 70174.2597 | 70174.2597 | 70174.2597 | 70174.2597 | 70174.2597 | 70174.2597 | 70174.2597 | 70174.2597 | 70174.2597 | 70174.2597 | 70174.2597 | 70174.2597 | 70174.2597 | 70174.2597 | 70174.2597 | 70174.2597 | 70174.2597 | 70174.2597 | 70174.2597 | 70174.2597 | 70174.2597 | 70174.2597 | 70174.2597 | 70174.2597 | 70174.2597 | 70174.2597 | 70174.2597 | 70174.2597 | 54245.1333 | 54245.1333 | 54245.1333 | 54245.1333 | 54245.1333 | 54245.1333 | 54245.1333 | 54245.1333 | 54245.1333 | 54245.1333 | 54245.1333 | 54245.1333 | 54245.1333 | 54245.1333 | 54245.1333 | 54245.1333 | 54245.1333 | 54245.1333 | 54245.1333 | 54245.1333 | 54245.1333 | 54245.1333 | 54245.1333 | 54245.1333 | 54245.1333 | 54245.1333 | 54245.1333 | 54245.1333 | 0 | 0 | 0 | 162.8639 | 359.3997 | 582.3918 | 825.9994 | 1085.5102 | 1334.5189 | 1548.941 | 1731.7578 | 1711.0106 | 1701.3925 | 1705.5098 | 1722.9695 | 1589.0699 | 1430.6185 | 1252.396 | 1377.4584 | 1168.8002 | 963.3023 | 756.3082 | 558.5353 | 558.9029 | 535.5038 | 497.7008 | 449.0595 | 393.3682 | 0 | 0 | 0 | 162.8639 | 522.2636 | 1104.6554 | 1930.6548 | 3016.165 | 4350.6838 | 5899.6248 | 7631.3826 | 9342.3932 | 11043.7857 | 12726.0292 | 14377.7135 | 15985.3468 | 17533.6789 | 19006.2343 | 20708.5615 | 22312.0542 | 23757.1861 | 25029.8666 | 26127.0743 | 27059.7223 | 27828.6421 | 28450.7603 | 28949.3771 | 29344.9484 | 0 | 0 | 0 | 0.0029999988450576357 | 0.006620241528863727 | 0.01072781865740075 | 0.015215136911702131 | 0.019995398320164594 | 0.024582206937537286 | 0.028531922710355265 | 0.03189945778765874 | 0.03151728934379669 | 0.03134012194041376 | 0.031415962555981794 | 0.03173757639943941 | 0.029271108319421438 | 0.026352389317012597 | 0.02306948054279086 | 0.025373164746403953 | 0.021529623200973166 | 0.017744294326191814 | 0.013931407076127906 | 0.010288374186475048 | 0.010295147055838347 | 0.009864127839239263 | 0.009167786357107313 | 0.008271801178265021 | 0.007245952125752791 | 0 | 0 | 0 | 0.0029999988450576357 | 0.009620240373921363 | 0.020348059031322113 | 0.03556319594302425 | 0.055558594263188835 | 0.08014080120072611 | 0.10867272391108138 | 0.1405721816987401 | 0.1720894710425368 | 0.20342959298295055 | 0.23484555553893235 | 0.2665831319383718 | 0.2958542402577932 | 0.3222066295748058 | 0.3452761101175967 | 0.3706492748640007 | 0.39217889806497386 | 0.40992319239116565 | 0.4238545994672936 | 0.4341429736537687 | 0.44443812070960703 | 0.45430224854884627 | 0.46347003490595357 | 0.47174183608421855 | 0.47898778820997134 | Infrared Radiant | Infrared Radiant | Infrared Radiant | Infrared Radiant | Infrared Radiant | Infrared Radiant | Infrared Radiant | Infrared Radiant | Infrared Radiant | Infrared Radiant | Infrared Radiant | Infrared Radiant | Infrared Radiant | Infrared Radiant | Infrared Radiant | Infrared Radiant | Infrared Radiant | Infrared Radiant | Infrared Radiant | Infrared Radiant | Infrared Radiant | Infrared Radiant | Infrared Radiant | Infrared Radiant | Infrared Radiant | Infrared Radiant | Infrared Radiant | Infrared Radiant | 70174.2597 | 70174.2597 | 70174.2597 | 70174.2597 | 70174.2597 | 70174.2597 | 70174.2597 | 70174.2597 | 70174.2597 | 70174.2597 | 70174.2597 | 70174.2597 | 70174.2597 | 70174.2597 | 70174.2597 | 70174.2597 | 70174.2597 | 70174.2597 | 70174.2597 | 70174.2597 | 70174.2597 | 70174.2597 | 70174.2597 | 70174.2597 | 70174.2597 | 70174.2597 | 70174.2597 | 70174.2597 | 54245.1333 | 54245.1333 | 54245.1333 | 54245.1333 | 54245.1333 | 54245.1333 | 54245.1333 | 54245.1333 | 54245.1333 | 54245.1333 | 54245.1333 | 54245.1333 | 54245.1333 | 54245.1333 | 54245.1333 | 54245.1333 | 54245.1333 | 54245.1333 | 54245.1333 | 54245.1333 | 54245.1333 | 54245.1333 | 54245.1333 | 54245.1333 | 54245.1333 | 54245.1333 | 54245.1333 | 54245.1333 | 0 | 0 | 0 | 162.8639 | 359.3997 | 582.3918 | 825.9994 | 1085.5102 | 1334.5189 | 1548.941 | 1731.7578 | 1711.0106 | 1701.3925 | 1705.5098 | 1722.9695 | 1589.0699 | 1430.6185 | 1252.396 | 1377.4584 | 1168.8002 | 963.3023 | 756.3082 | 558.5353 | 558.9029 | 535.5038 | 497.7008 | 449.0595 | 393.3682 | 0 | 0 | 0 | 162.8639 | 522.2636 | 1104.6554 | 1930.6548 | 3016.165 | 4350.6838 | 5899.6248 | 7631.3826 | 9342.3932 | 11043.7857 | 12726.0292 | 14377.7135 | 15985.3468 | 17533.6789 | 19006.2343 | 20708.5615 | 22312.0542 | 23757.1861 | 25029.8666 | 26127.0743 | 27059.7223 | 27828.6421 | 28450.7603 | 28949.3771 | 29344.9484 | 0 | 0 | 0 | 0.003 | 0.0066202 | 0.01072781865740075 | 0.015215136911702131 | 0.019995398320164594 | 0.024582206937537286 | 0.028531922710355265 | 0.03189945778765874 | 0.03151728934379669 | 0.03134012194041376 | 0.031415962555981794 | 0.03173757639943941 | 0.029271108319421445 | 0.0263523893170126 | 0.02306948054279086 | 0.025373164746403953 | 0.021529623200973156 | 0.017744294326191814 | 0.013931407076127906 | 0.010288374186475059 | 0.010295147055838347 | 0.009864127839239263 | 0.009167786357107322 | 0.008271801178265027 | 0.007245952125752791 | 0 | 0
Unit Heater_Grocery_New_Infrared Radiant | Unit Heater_Grocery_New | Unit Heater_Commercial_New_Standard (TE 80%)_Infrared Radiant | Commercial | Grocery | New | Space Heating | Natural Gas | Unit Heater | EQ | Standard (TE 80%) | 15 | 9 | 12 | 54366.9567 | 0 | 0 | 0.30602 | 1 | LO12Med | 0.9968897018745712 | n/a | A | WCE101 | 1 | 0.6 | 120 kBtu/hr | 0.0321 | 198.8541122337204 | 198.8541 | 198.8541122337204 | 198.8541 | IL TRM v13 - 4.4.5 - Condensing Unit Heaters - CI-HVC-CUHT-V03-230101 | IL TRM v13 - 4.4.5 - Condensing Unit Heaters - CI-HVC-CUHT-V03-230101 ¦ DOE Labor and Venting Costs ¦ Additional AEG Adjustment for Grainger Vendor Costs | IL TRM v13 - 4.4.5 - Condensing Unit Heaters - CI-HVC-CUHT-V03-230101 ¦ DOE Labor and Venting Costs | 0 | 0 | 70302.0991 | Standard (TE 80%) | Standard (TE 80%) | Standard (TE 80%) | Standard (TE 80%) | Standard (TE 80%) | Standard (TE 80%) | Standard (TE 80%) | Standard (TE 80%) | Standard (TE 80%) | Standard (TE 80%) | Standard (TE 80%) | Standard (TE 80%) | Standard (TE 80%) | Standard (TE 80%) | Standard (TE 80%) | Standard (TE 80%) | Standard (TE 80%) | Standard (TE 80%) | Standard (TE 80%) | Standard (TE 80%) | Standard (TE 80%) | Standard (TE 80%) | Standard (TE 80%) | Standard (TE 80%) | Standard (TE 80%) | Standard (TE 80%) | Standard (TE 80%) | Standard (TE 80%) | 0 | 0 | 0 | 0 | 0 | 0 | 0 | 0 | 0 | 0 | 0 | 0 | 0 | 0 | 0 | 0 | 0 | 0 | 0 | 0 | 0 | 0 | 0 | 0 | 0 | 0 | 0 | 0 | 0 | 0 | 0 | 0 | 0 | 0 | 0 | 0 | 0 | 0 | 0 | 0 | 0 | 0 | 0 | 0 | 0 | 0 | 0 | 0 | 0 | 0 | 0 | 0 | 0 | 0 | 0 | 0 | 0 | 0 | 0 | 0 | 0 | 0 | 0 | 0 | 0 | 0 | 0 | 0 | 0 | 0 | 0 | 0 | 0 | 0 | 0 | 0 | 0 | 0 | 0 | 0 | 0 | 0 | 0 | 0 | 0 | 0 | 0 | 0 | 0 | 0 | 0 | 0 | 0 | 0 | 0 | 0 | 0 | 0 | 0 | 0 | 0 | 0 | 0 | 0 | 0 | 0 | 0 | 0 | 0 | 0 | 0 | 0 | Infrared Radiant | Infrared Radiant | Infrared Radiant | Infrared Radiant | Infrared Radiant | Infrared Radiant | Infrared Radiant | Infrared Radiant | Infrared Radiant | Infrared Radiant | Infrared Radiant | Infrared Radiant | Infrared Radiant | Infrared Radiant | Infrared Radiant | Infrared Radiant | Infrared Radiant | Infrared Radiant | Infrared Radiant | Infrared Radiant | Infrared Radiant | Infrared Radiant | Infrared Radiant | Infrared Radiant | Infrared Radiant | Infrared Radiant | Infrared Radiant | Infrared Radiant | 70302.0991 | 70302.0991 | 70302.0991 | 70302.0991 | 70302.0991 | 70302.0991 | 70302.0991 | 70302.0991 | 70302.0991 | 70302.0991 | 70302.0991 | 70302.0991 | 70302.0991 | 70302.0991 | 70302.0991 | 70302.0991 | 70302.0991 | 70302.0991 | 70302.0991 | 70302.0991 | 70302.0991 | 70302.0991 | 70302.0991 | 70302.0991 | 70302.0991 | 70302.0991 | 70302.0991 | 70302.0991 | 54366.9567 | 54366.9567 | 54366.9567 | 54366.9567 | 54366.9567 | 54366.9567 | 54366.9567 | 54366.9567 | 54366.9567 | 54366.9567 | 54366.9567 | 54366.9567 | 54366.9567 | 54366.9567 | 54366.9567 | 54366.9567 | 54366.9567 | 54366.9567 | 54366.9567 | 54366.9567 | 54366.9567 | 54366.9567 | 54366.9567 | 54366.9567 | 54366.9567 | 54366.9567 | 54366.9567 | 54366.9567 | 0 | 0 | 0 | 0 | 0 | 0 | 0 | 0 | 0 | 0 | 0 | 0 | 0 | 0 | 0 | 0 | 0 | 0 | 0 | 0 | 0 | 0 | 0 | 0 | 0 | 0 | 0 | 0 | 0 | 0 | 0 | 0 | 0 | 0 | 0 | 0 | 0 | 0 | 0 | 0 | 0 | 0 | 0 | 0 | 0 | 0 | 0 | 0 | 0 | 0 | 0 | 0 | 0 | 0 | 0 | 0 | 0 | 0 | 0 | 0 | 0 | 0 | 0 | 0 | 0 | 0 | 0 | 0 | 0 | 0 | 0 | 0 | 0 | 0 | 0 | 0 | 0 | 0 | 0 | 0 | 0 | 0 | 0 | 0 | 0 | 0 | 0 | 0 | 0 | 0 | 0 | 0 | 0 | 0 | 0 | 0 | 0 | 0 | 0 | 0 | 0 | 0 | 0 | 0 | 0 | 0 | 0 | 0 | 0 | 0 | 0 | 0 | Infrared Radiant | Infrared Radiant | Infrared Radiant | Infrared Radiant | Infrared Radiant | Infrared Radiant | Infrared Radiant | Infrared Radiant | Infrared Radiant | Infrared Radiant | Infrared Radiant | Infrared Radiant | Infrared Radiant | Infrared Radiant | Infrared Radiant | Infrared Radiant | Infrared Radiant | Infrared Radiant | Infrared Radiant | Infrared Radiant | Infrared Radiant | Infrared Radiant | Infrared Radiant | Infrared Radiant | Infrared Radiant | Infrared Radiant | Infrared Radiant | Infrared Radiant | 70302.0991 | 70302.0991 | 70302.0991 | 70302.0991 | 70302.0991 | 70302.0991 | 70302.0991 | 70302.0991 | 70302.0991 | 70302.0991 | 70302.0991 | 70302.0991 | 70302.0991 | 70302.0991 | 70302.0991 | 70302.0991 | 70302.0991 | 70302.0991 | 70302.0991 | 70302.0991 | 70302.0991 | 70302.0991 | 70302.0991 | 70302.0991 | 70302.0991 | 70302.0991 | 70302.0991 | 70302.0991 | 54366.9567 | 54366.9567 | 54366.9567 | 54366.9567 | 54366.9567 | 54366.9567 | 54366.9567 | 54366.9567 | 54366.9567 | 54366.9567 | 54366.9567 | 54366.9567 | 54366.9567 | 54366.9567 | 54366.9567 | 54366.9567 | 54366.9567 | 54366.9567 | 54366.9567 | 54366.9567 | 54366.9567 | 54366.9567 | 54366.9567 | 54366.9567 | 54366.9567 | 54366.9567 | 54366.9567 | 54366.9567 | 0 | 0 | 0 | 0 | 0 | 0 | 0 | 0 | 0 | 0 | 0 | 0 | 0 | 0 | 0 | 0 | 0 | 0 | 0 | 0 | 0 | 0 | 0 | 0 | 0 | 0 | 0 | 0 | 0 | 0 | 0 | 0 | 0 | 0 | 0 | 0 | 0 | 0 | 0 | 0 | 0 | 0 | 0 | 0 | 0 | 0 | 0 | 0 | 0 | 0 | 0 | 0 | 0 | 0 | 0 | 0 | 0 | 0 | 0 | 0 | 0 | 0 | 0 | 0 | 0 | 0 | 0 | 0 | 0 | 0 | 0 | 0 | 0 | 0 | 0 | 0 | 0 | 0 | 0 | 0 | 0 | 0 | 0 | 0 | 0 | 0
Unit Heater_Grocery_Existing_Infrared Radiant | Unit Heater_Grocery_Existing | Unit Heater_Commercial_Existing_Standard (TE 80%)_Infrared Radiant | Commercial | Grocery | Existing | Space Heating | Natural Gas | Unit Heater | EQ | Standard (TE 80%) | 15 | 9 | 12 | 54366.9567 | 0 | 0 | 0.30602 | 1 | LO12Med | 0.9968897018745712 | n/a | A | WCE87 | 1 | 0.6 | 120 kBtu/hr | 0.0321 | 198.8541122337204 | 198.8541 | 198.8541122337204 | 198.8541 | IL TRM v13 - 4.4.5 - Condensing Unit Heaters - CI-HVC-CUHT-V03-230101 | IL TRM v13 - 4.4.5 - Condensing Unit Heaters - CI-HVC-CUHT-V03-230101 ¦ DOE Labor and Venting Costs ¦ Additional AEG Adjustment for Grainger Vendor Costs | IL TRM v13 - 4.4.5 - Condensing Unit Heaters - CI-HVC-CUHT-V03-230101 ¦ DOE Labor and Venting Costs | 0 | 0 | 70302.0991 | Standard (TE 80%) | Standard (TE 80%) | Standard (TE 80%) | Standard (TE 80%) | Standard (TE 80%) | Standard (TE 80%) | Standard (TE 80%) | Standard (TE 80%) | Standard (TE 80%) | Standard (TE 80%) | Standard (TE 80%) | Standard (TE 80%) | Standard (TE 80%) | Standard (TE 80%) | Standard (TE 80%) | Standard (TE 80%) | Standard (TE 80%) | Standard (TE 80%) | Standard (TE 80%) | Standard (TE 80%) | Standard (TE 80%) | Standard (TE 80%) | Standard (TE 80%) | Standard (TE 80%) | Standard (TE 80%) | Standard (TE 80%) | Standard (TE 80%) | Standard (TE 80%) | 0 | 0 | 0 | 1729.7698 | 1908.583 | 2061.8515 | 2193.2245 | 2305.8299 | 2402.3489 | 2485.0794 | 2555.9913 | 2373.3882 | 2251.6405 | 2177.0875 | 2138.7297 | 397.9774 | 228.518 | 99.3537 | 374.7171 | 321.1861 | 275.3023 | 201.2042 | 112.8563 | 263.4844 | 346.8773 | 382.2988 | 384.4342 | 364.3691 | 0 | 0 | 0 | 1729.7698 | 3638.3528 | 5700.2043 | 7893.4289 | 10199.2588 | 12601.6077 | 15086.6871 | 17642.6783 | 20016.0665 | 22267.707 | 24197.6846 | 25851.951 | 27269.8937 | 28485.2732 | 29527.027 | 30792.2462 | 31947.6316 | 32494.7628 | 32963.7324 | 33365.7063 | 33710.2554 | 34005.5832 | 34258.7213 | 34475.6968 | 34661.6758 | 0 | 0 | 0 | 0.031862838645716186 | 0.03515662813960214 | 0.037979876277218674 | 0.04039980325231855 | 0.04247402637383274 | 0.04425193190655918 | 0.045775850934610424 | 0.047082067244368635 | 0.043718467746372176 | 0.0414758415306308 | 0.04010255540421444 | 0.03939599436641268 | 0.007330853136525921 | 0.004209365281222315 | 0.0018301218511783885 | 0.0069023924706179745 | 0.005916336403386819 | 0.005071145488617273 | 0.0037062370648449166 | 0.002078844795714614 | 0.004853456376736325 | 0.006389575225241007 | 0.0070420489904497495 | 0.0070813845967041674 | 0.006711779668119862 | 0 | 0 | 0 | 0.031862838645716186 | 0.06701946678531832 | 0.104999343062537 | 0.14539914631485557 | 0.1878731726886883 | 0.2321251045952475 | 0.2779009555298579 | 0.3249830227742265 | 0.3687014905205987 | 0.4101773320512295 | 0.45027988745544395 | 0.4896758818218567 | 0.49700673495838255 | 0.5012161002396048 | 0.5030462220907833 | 0.5099486145614012 | 0.515864950964788 | 0.5209360964534053 | 0.5246423335182503 | 0.5267211783139649 | 0.5315746346907012 | 0.5379642099159422 | 0.5450062589063919 | 0.552087643503096 | 0.558799423171216 | Infrared Radiant | Infrared Radiant | Infrared Radiant | Infrared Radiant | Infrared Radiant | Infrared Radiant | Infrared Radiant | Infrared Radiant | Infrared Radiant | Infrared Radiant | Infrared Radiant | Infrared Radiant | Infrared Radiant | Infrared Radiant | Infrared Radiant | Infrared Radiant | Infrared Radiant | Infrared Radiant | Infrared Radiant | Infrared Radiant | Infrared Radiant | Infrared Radiant | Infrared Radiant | Infrared Radiant | Infrared Radiant | Infrared Radiant | Infrared Radiant | Infrared Radiant | 70302.0991 | 70302.0991 | 70302.0991 | 70302.0991 | 70302.0991 | 70302.0991 | 70302.0991 | 70302.0991 | 70302.0991 | 70302.0991 | 70302.0991 | 70302.0991 | 70302.0991 | 70302.0991 | 70302.0991 | 70302.0991 | 70302.0991 | 70302.0991 | 70302.0991 | 70302.0991 | 70302.0991 | 70302.0991 | 70302.0991 | 70302.0991 | 70302.0991 | 70302.0991 | 70302.0991 | 70302.0991 | 54366.9567 | 54366.9567 | 54366.9567 | 54366.9567 | 54366.9567 | 54366.9567 | 54366.9567 | 54366.9567 | 54366.9567 | 54366.9567 | 54366.9567 | 54366.9567 | 54366.9567 | 54366.9567 | 54366.9567 | 54366.9567 | 54366.9567 | 54366.9567 | 54366.9567 | 54366.9567 | 54366.9567 | 54366.9567 | 54366.9567 | 54366.9567 | 54366.9567 | 54366.9567 | 54366.9567 | 54366.9567 | 0 | 0 | 0 | 160.8139 | 354.8758 | 575.0611 | 815.6023 | 1071.8467 | 1317.721 | 1529.4442 | 1709.9598 | 1689.4738 | 1679.9768 | 1684.0422 | 1701.2822 | 1569.068 | 1412.6111 | 1236.6318 | 1360.12 | 1154.0883 | 951.177 | 746.7884 | 551.5049 | 551.8679 | 528.7633 | 491.4361 | 443.4071 | 388.4168 | 0 | 0 | 0 | 160.8139 | 515.6898 | 1090.7509 | 1906.3533 | 2978.1999 | 4295.921 | 5825.3652 | 7535.325 | 9224.7988 | 10904.7756 | 12565.8444 | 14196.7385 | 15784.1363 | 17312.9792 | 18766.9993 | 20447.899 | 22031.2083 | 23458.1499 | 24714.811 | 25798.208 | 26719.1165 | 27478.3578 | 28092.6453 | 28584.986 | 28975.5781 | 0 | 0 | 0 | 0.002962237302964264 | 0.006536911320396373 | 0.010592785613481788 | 0.015023621160323025 | 0.019743712531490185 | 0.024272786137742957 | 0.02817278610528393 | 0.03149793339374476 | 0.03112057537499452 | 0.030945638010590235 | 0.03102052400625839 | 0.03133808963659499 | 0.02890266744793762 | 0.02602068690316178 | 0.022779100710803933 | 0.025053788013912257 | 0.021258625839058395 | 0.01752094360116751 | 0.013756049870377046 | 0.010158872511647753 | 0.010165560129647701 | 0.0097399662319008 | 0.009052389729206177 | 0.008167682482054319 | 0.0071547459819057855 | 0 | 0 | 0 | 0.002962237302964264 | 0.009499148623360636 | 0.020091934236842423 | 0.035115555397165446 | 0.054859267928655635 | 0.07913205406639859 | 0.10730484017168253 | 0.13880277356542728 | 0.1699233489404218 | 0.20086898695101202 | 0.23188951095727042 | 0.2632276005938654 | 0.29213026804180303 | 0.3181509549449648 | 0.3409300556557688 | 0.365983843669681 | 0.3872424695087394 | 0.40476341310990693 | 0.418519462980284 | 0.42867833549193174 | 0.43884389562157944 | 0.44858386185348026 | 0.45763625158268645 | 0.4658039340647408 | 0.4729586800466466 | Infrared Radiant | Infrared Radiant | Infrared Radiant | Infrared Radiant | Infrared Radiant | Infrared Radiant | Infrared Radiant | Infrared Radiant | Infrared Radiant | Infrared Radiant | Infrared Radiant | Infrared Radiant | Infrared Radiant | Infrared Radiant | Infrared Radiant | Infrared Radiant | Infrared Radiant | Infrared Radiant | Infrared Radiant | Infrared Radiant | Infrared Radiant | Infrared Radiant | Infrared Radiant | Infrared Radiant | Infrared Radiant | Infrared Radiant | Infrared Radiant | Infrared Radiant | 70302.0991 | 70302.0991 | 70302.0991 | 70302.0991 | 70302.0991 | 70302.0991 | 70302.0991 | 70302.0991 | 70302.0991 | 70302.0991 | 70302.0991 | 70302.0991 | 70302.0991 | 70302.0991 | 70302.0991 | 70302.0991 | 70302.0991 | 70302.0991 | 70302.0991 | 70302.0991 | 70302.0991 | 70302.0991 | 70302.0991 | 70302.0991 | 70302.0991 | 70302.0991 | 70302.0991 | 70302.0991 | 54366.9567 | 54366.9567 | 54366.9567 | 54366.9567 | 54366.9567 | 54366.9567 | 54366.9567 | 54366.9567 | 54366.9567 | 54366.9567 | 54366.9567 | 54366.9567 | 54366.9567 | 54366.9567 | 54366.9567 | 54366.9567 | 54366.9567 | 54366.9567 | 54366.9567 | 54366.9567 | 54366.9567 | 54366.9567 | 54366.9567 | 54366.9567 | 54366.9567 | 54366.9567 | 54366.9567 | 54366.9567 | 0 | 0 | 0 | 160.8139 | 354.8758 | 575.0611 | 815.6023 | 1071.8467 | 1317.721 | 1529.4442 | 1709.9598 | 1689.4738 | 1679.9768 | 1684.0422 | 1701.2822 | 1569.068 | 1412.6111 | 1236.6318 | 1360.12 | 1154.0883 | 951.177 | 746.7884 | 551.5049 | 551.8679 | 528.7633 | 491.4361 | 443.4071 | 388.4168 | 0 | 0 | 0 | 160.8139 | 515.6898 | 1090.7509 | 1906.3533 | 2978.1999 | 4295.921 | 5825.3652 | 7535.325 | 9224.7988 | 10904.7756 | 12565.8444 | 14196.7385 | 15784.1363 | 17312.9792 | 18766.9993 | 20447.899 | 22031.2083 | 23458.1499 | 24714.811 | 25798.208 | 26719.1165 | 27478.3578 | 28092.6453 | 28584.986 | 28975.5781 | 0 | 0 | 0 | 0.0029622 | 0.0065369 | 0.010592785613481788 | 0.015023621160323025 | 0.019743712531490185 | 0.024272786137742957 | 0.02817278610528393 | 0.03149793339374476 | 0.03112057537499452 | 0.030945638010590235 | 0.03102052400625839 | 0.03133808963659499 | 0.028902667447937628 | 0.026020686903161783 | 0.022779100710803944 | 0.025053788013912257 | 0.02125862583905839 | 0.01752094360116751 | 0.013756049870377046 | 0.010158872511647753 | 0.010165560129647696 | 0.0097399662319008 | 0.00905238972920616 | 0.008167682482054319 | 0.007154745981905779 | 0 | 0
Unit Heater_Education_New_Infrared Radiant | Unit Heater_Education_New | Unit Heater_Commercial_New_Standard (TE 80%)_Infrared Radiant | Commercial | Education | New | Space Heating | Natural Gas | Unit Heater | EQ | Standard (TE 80%) | 15 | 9 | 12 | 54294.6701 | 0 | 0 | 0.096322 | 1 | LO12Med | 0.9968897018745712 | n/a | A | WCE129 | 1 | 0.6 | 120 kBtu/hr | 0.0321 | 198.85411223372046 | 198.8541 | 198.85411223372046 | 198.8541 | IL TRM v13 - 4.4.5 - Condensing Unit Heaters - CI-HVC-CUHT-V03-230101 | IL TRM v13 - 4.4.5 - Condensing Unit Heaters - CI-HVC-CUHT-V03-230101 ¦ DOE Labor and Venting Costs ¦ Additional AEG Adjustment for Grainger Vendor Costs | IL TRM v13 - 4.4.5 - Condensing Unit Heaters - CI-HVC-CUHT-V03-230101 ¦ DOE Labor and Venting Costs | 0 | 0 | 70165.4199 | Standard (TE 80%) | Standard (TE 80%) | Standard (TE 80%) | Standard (TE 80%) | Standard (TE 80%) | Standard (TE 80%) | Standard (TE 80%) | Standard (TE 80%) | Standard (TE 80%) | Standard (TE 80%) | Standard (TE 80%) | Standard (TE 80%) | Standard (TE 80%) | Standard (TE 80%) | Standard (TE 80%) | Standard (TE 80%) | Standard (TE 80%) | Standard (TE 80%) | Standard (TE 80%) | Standard (TE 80%) | Standard (TE 80%) | Standard (TE 80%) | Standard (TE 80%) | Standard (TE 80%) | Standard (TE 80%) | Standard (TE 80%) | Standard (TE 80%) | Standard (TE 80%) | 0 | 0 | 0 | 0 | 0 | 0 | 0 | 0 | 0 | 0 | 0 | 0 | 0 | 0 | 0 | 0 | 0 | 0 | 0 | 0 | 0 | 0 | 0 | 0 | 0 | 0 | 0 | 0 | 0 | 0 | 0 | 0 | 0 | 0 | 0 | 0 | 0 | 0 | 0 | 0 | 0 | 0 | 0 | 0 | 0 | 0 | 0 | 0 | 0 | 0 | 0 | 0 | 0 | 0 | 0 | 0 | 0 | 0 | 0 | 0 | 0 | 0 | 0 | 0 | 0 | 0 | 0 | 0 | 0 | 0 | 0 | 0 | 0 | 0 | 0 | 0 | 0 | 0 | 0 | 0 | 0 | 0 | 0 | 0 | 0 | 0 | 0 | 0 | 0 | 0 | 0 | 0 | 0 | 0 | 0 | 0 | 0 | 0 | 0 | 0 | 0 | 0 | 0 | 0 | 0 | 0 | 0 | 0 | 0 | 0 | 0 | 0 | Infrared Radiant | Infrared Radiant | Infrared Radiant | Infrared Radiant | Infrared Radiant | Infrared Radiant | Infrared Radiant | Infrared Radiant | Infrared Radiant | Infrared Radiant | Infrared Radiant | Infrared Radiant | Infrared Radiant | Infrared Radiant | Infrared Radiant | Infrared Radiant | Infrared Radiant | Infrared Radiant | Infrared Radiant | Infrared Radiant | Infrared Radiant | Infrared Radiant | Infrared Radiant | Infrared Radiant | Infrared Radiant | Infrared Radiant | Infrared Radiant | Infrared Radiant | 70165.4199 | 70165.4199 | 70165.4199 | 70165.4199 | 70165.4199 | 70165.4199 | 70165.4199 | 70165.4199 | 70165.4199 | 70165.4199 | 70165.4199 | 70165.4199 | 70165.4199 | 70165.4199 | 70165.4199 | 70165.4199 | 70165.4199 | 70165.4199 | 70165.4199 | 70165.4199 | 70165.4199 | 70165.4199 | 70165.4199 | 70165.4199 | 70165.4199 | 70165.4199 | 70165.4199 | 70165.4199 | 54294.6701 | 54294.6701 | 54294.6701 | 54294.6701 | 54294.6701 | 54294.6701 | 54294.6701 | 54294.6701 | 54294.6701 | 54294.6701 | 54294.6701 | 54294.6701 | 54294.6701 | 54294.6701 | 54294.6701 | 54294.6701 | 54294.6701 | 54294.6701 | 54294.6701 | 54294.6701 | 54294.6701 | 54294.6701 | 54294.6701 | 54294.6701 | 54294.6701 | 54294.6701 | 54294.6701 | 54294.6701 | 0 | 0 | 0 | 0 | 0 | 0 | 0 | 0 | 0 | 0 | 0 | 0 | 0 | 0 | 0 | 0 | 0 | 0 | 0 | 0 | 0 | 0 | 0 | 0 | 0 | 0 | 0 | 0 | 0 | 0 | 0 | 0 | 0 | 0 | 0 | 0 | 0 | 0 | 0 | 0 | 0 | 0 | 0 | 0 | 0 | 0 | 0 | 0 | 0 | 0 | 0 | 0 | 0 | 0 | 0 | 0 | 0 | 0 | 0 | 0 | 0 | 0 | 0 | 0 | 0 | 0 | 0 | 0 | 0 | 0 | 0 | 0 | 0 | 0 | 0 | 0 | 0 | 0 | 0 | 0 | 0 | 0 | 0 | 0 | 0 | 0 | 0 | 0 | 0 | 0 | 0 | 0 | 0 | 0 | 0 | 0 | 0 | 0 | 0 | 0 | 0 | 0 | 0 | 0 | 0 | 0 | 0 | 0 | 0 | 0 | 0 | 0 | Infrared Radiant | Infrared Radiant | Infrared Radiant | Infrared Radiant | Infrared Radiant | Infrared Radiant | Infrared Radiant | Infrared Radiant | Infrared Radiant | Infrared Radiant | Infrared Radiant | Infrared Radiant | Infrared Radiant | Infrared Radiant | Infrared Radiant | Infrared Radiant | Infrared Radiant | Infrared Radiant | Infrared Radiant | Infrared Radiant | Infrared Radiant | Infrared Radiant | Infrared Radiant | Infrared Radiant | Infrared Radiant | Infrared Radiant | Infrared Radiant | Infrared Radiant | 70165.4199 | 70165.4199 | 70165.4199 | 70165.4199 | 70165.4199 | 70165.4199 | 70165.4199 | 70165.4199 | 70165.4199 | 70165.4199 | 70165.4199 | 70165.4199 | 70165.4199 | 70165.4199 | 70165.4199 | 70165.4199 | 70165.4199 | 70165.4199 | 70165.4199 | 70165.4199 | 70165.4199 | 70165.4199 | 70165.4199 | 70165.4199 | 70165.4199 | 70165.4199 | 70165.4199 | 70165.4199 | 54294.6701 | 54294.6701 | 54294.6701 | 54294.6701 | 54294.6701 | 54294.6701 | 54294.6701 | 54294.6701 | 54294.6701 | 54294.6701 | 54294.6701 | 54294.6701 | 54294.6701 | 54294.6701 | 54294.6701 | 54294.6701 | 54294.6701 | 54294.6701 | 54294.6701 | 54294.6701 | 54294.6701 | 54294.6701 | 54294.6701 | 54294.6701 | 54294.6701 | 54294.6701 | 54294.6701 | 54294.6701 | 0 | 0 | 0 | 0 | 0 | 0 | 0 | 0 | 0 | 0 | 0 | 0 | 0 | 0 | 0 | 0 | 0 | 0 | 0 | 0 | 0 | 0 | 0 | 0 | 0 | 0 | 0 | 0 | 0 | 0 | 0 | 0 | 0 | 0 | 0 | 0 | 0 | 0 | 0 | 0 | 0 | 0 | 0 | 0 | 0 | 0 | 0 | 0 | 0 | 0 | 0 | 0 | 0 | 0 | 0 | 0 | 0 | 0 | 0 | 0 | 0 | 0 | 0 | 0 | 0 | 0 | 0 | 0 | 0 | 0 | 0 | 0 | 0 | 0 | 0 | 0 | 0 | 0 | 0 | 0 | 0 | 0 | 0 | 0 | 0 | 0
Unit Heater_Education_Existing_Infrared Radiant | Unit Heater_Education_Existing | Unit Heater_Commercial_Existing_Standard (TE 80%)_Infrared Radiant | Commercial | Education | Existing | Space Heating | Natural Gas | Unit Heater | EQ | Standard (TE 80%) | 15 | 9 | 12 | 54294.6701 | 0 | 0 | 0.096322 | 1 | LO12Med | 0.9968897018745712 | n/a | A | WCE115 | 1 | 0.6 | 120 kBtu/hr | 0.0321 | 198.85411223372046 | 198.8541 | 198.85411223372046 | 198.8541 | IL TRM v13 - 4.4.5 - Condensing Unit Heaters - CI-HVC-CUHT-V03-230101 | IL TRM v13 - 4.4.5 - Condensing Unit Heaters - CI-HVC-CUHT-V03-230101 ¦ DOE Labor and Venting Costs ¦ Additional AEG Adjustment for Grainger Vendor Costs | IL TRM v13 - 4.4.5 - Condensing Unit Heaters - CI-HVC-CUHT-V03-230101 ¦ DOE Labor and Venting Costs | 0 | 0 | 70165.4199 | Standard (TE 80%) | Standard (TE 80%) | Standard (TE 80%) | Standard (TE 80%) | Standard (TE 80%) | Standard (TE 80%) | Standard (TE 80%) | Standard (TE 80%) | Standard (TE 80%) | Standard (TE 80%) | Standard (TE 80%) | Standard (TE 80%) | Standard (TE 80%) | Standard (TE 80%) | Standard (TE 80%) | Standard (TE 80%) | Standard (TE 80%) | Standard (TE 80%) | Standard (TE 80%) | Standard (TE 80%) | Standard (TE 80%) | Standard (TE 80%) | Standard (TE 80%) | Standard (TE 80%) | Standard (TE 80%) | Standard (TE 80%) | Standard (TE 80%) | Standard (TE 80%) | 0 | 0 | 0 | 3326.6887 | 3670.5819 | 3965.3474 | 4218.0036 | 4434.5661 | 4620.191 | 4779.2981 | 4915.6757 | 4564.4939 | 4330.349 | 4186.969 | 4113.1994 | 765.389 | 439.4853 | 191.0767 | 720.6549 | 617.7042 | 529.4607 | 386.9554 | 217.045 | 506.7326 | 667.1134 | 735.236 | 739.3429 | 700.7537 | 0 | 0 | 0 | 3326.6887 | 6997.2705 | 10962.618 | 15180.6216 | 19615.1876 | 24235.3787 | 29014.6768 | 33930.3525 | 38494.8464 | 42825.1954 | 46536.9232 | 49718.4041 | 52445.3878 | 54782.8023 | 56786.3005 | 59219.5667 | 61441.6009 | 62493.8422 | 63395.7633 | 64168.8385 | 64831.4744 | 65399.448 | 65886.2825 | 66303.5693 | 66661.2436 | 0 | 0 | 0 | 0.06127852731219427 | 0.06761313458639095 | 0.07304279796427383 | 0.0776967951453163 | 0.08168593558620982 | 0.08510519882126143 | 0.08803599587987707 | 0.0905481076444048 | 0.08407924195427989 | 0.07976622912637772 | 0.07712512886720867 | 0.07576627254137758 | 0.014098677432454201 | 0.008095440215495783 | 0.003519685521087633 | 0.013274663008944199 | 0.011378282579095018 | 0.00975281363922431 | 0.007127825355701667 | 0.003998028832535833 | 0.009334154512952216 | 0.012288414234112595 | 0.013543250059834292 | 0.013618900194117793 | 0.012908076969520389 | 0 | 0 | 0 | 0.06127852731219427 | 0.1288916618985852 | 0.20193445986285902 | 0.2796312550081754 | 0.36131719059438516 | 0.4464223894156466 | 0.5344583852955237 | 0.6250064929399285 | 0.7090857348942085 | 0.7888519640205861 | 0.8659770928877948 | 0.9417433654291724 | 0.9558420428616266 | 0.9639374830771223 | 0.96745716859821 | 0.9807318316071542 | 0.9921101141862492 | 1.0018629278254734 | 1.0089907531811753 | 1.0129887820137111 | 1.0223229365266633 | 1.0346113507607757 | 1.04815460082061 | 1.0617735010147278 | 1.0746815779842482 | Infrared Radiant | Infrared Radiant | Infrared Radiant | Infrared Radiant | Infrared Radiant | Infrared Radiant | Infrared Radiant | Infrared Radiant | Infrared Radiant | Infrared Radiant | Infrared Radiant | Infrared Radiant | Infrared Radiant | Infrared Radiant | Infrared Radiant | Infrared Radiant | Infrared Radiant | Infrared Radiant | Infrared Radiant | Infrared Radiant | Infrared Radiant | Infrared Radiant | Infrared Radiant | Infrared Radiant | Infrared Radiant | Infrared Radiant | Infrared Radiant | Infrared Radiant | 70165.4199 | 70165.4199 | 70165.4199 | 70165.4199 | 70165.4199 | 70165.4199 | 70165.4199 | 70165.4199 | 70165.4199 | 70165.4199 | 70165.4199 | 70165.4199 | 70165.4199 | 70165.4199 | 70165.4199 | 70165.4199 | 70165.4199 | 70165.4199 | 70165.4199 | 70165.4199 | 70165.4199 | 70165.4199 | 70165.4199 | 70165.4199 | 70165.4199 | 70165.4199 | 70165.4199 | 70165.4199 | 54294.6701 | 54294.6701 | 54294.6701 | 54294.6701 | 54294.6701 | 54294.6701 | 54294.6701 | 54294.6701 | 54294.6701 | 54294.6701 | 54294.6701 | 54294.6701 | 54294.6701 | 54294.6701 | 54294.6701 | 54294.6701 | 54294.6701 | 54294.6701 | 54294.6701 | 54294.6701 | 54294.6701 | 54294.6701 | 54294.6701 | 54294.6701 | 54294.6701 | 54294.6701 | 54294.6701 | 54294.6701 | 0 | 0 | 0 | 309.2769 | 682.4963 | 1105.9561 | 1568.5643 | 2061.3727 | 2534.2376 | 2941.4231 | 3288.5902 | 3249.1916 | 3230.9269 | 3238.7455 | 3271.9015 | 3017.6275 | 2716.7298 | 2378.2871 | 2615.7793 | 2219.5395 | 1829.3011 | 1436.2216 | 1060.6527 | 1061.3509 | 1016.9162 | 945.1287 | 852.7595 | 747.0023 | 0 | 0 | 0 | 309.2769 | 991.7732 | 2097.7293 | 3666.2936 | 5727.6663 | 8261.9039 | 11203.3269 | 14491.9171 | 17741.1087 | 20972.0356 | 24166.5987 | 27303.1301 | 30356.0092 | 33296.276 | 36092.6435 | 39325.3455 | 42370.3616 | 45114.6522 | 47531.4595 | 49615.0456 | 51386.1345 | 52846.3053 | 54027.7015 | 54974.5697 | 55725.7554 | 0 | 0 | 0 | 0.005696966974387922 | 0.012571770624026184 | 0.020372017375646857 | 0.02889338862231876 | 0.03797105590803017 | 0.046681358331665986 | 0.05418182799119039 | 0.06057674249327324 | 0.05985100854610116 | 0.05951456946790833 | 0.05965859001742296 | 0.060269331400774645 | 0.05558553386585448 | 0.05004291647730606 | 0.043808706455031786 | 0.048183379081664306 | 0.04088453318874653 | 0.0336962325591134 | 0.026455598858048927 | 0.019537516841733146 | 0.019550378451046124 | 0.018731877388508435 | 0.01740953207056353 | 0.015708065424396386 | 0.013759988616801139 | 0 | 0 | 0 | 0.005696966974387922 | 0.01826873759841411 | 0.03864075497406096 | 0.06753414359637973 | 0.10550519950440988 | 0.15218655783607588 | 0.20636838582726627 | 0.2669451283205395 | 0.3267961368666407 | 0.38631070633454906 | 0.445969296351972 | 0.5062386277527466 | 0.5618241616186012 | 0.6118670780959072 | 0.655675784550939 | 0.7038591636326034 | 0.7447436968213499 | 0.7784399293804632 | 0.8048955282385122 | 0.8244330450802453 | 0.8439834235312915 | 0.8627153009197999 | 0.8801248329903635 | 0.8958328984147599 | 0.909592887031561 | Infrared Radiant | Infrared Radiant | Infrared Radiant | Infrared Radiant | Infrared Radiant | Infrared Radiant | Infrared Radiant | Infrared Radiant | Infrared Radiant | Infrared Radiant | Infrared Radiant | Infrared Radiant | Infrared Radiant | Infrared Radiant | Infrared Radiant | Infrared Radiant | Infrared Radiant | Infrared Radiant | Infrared Radiant | Infrared Radiant | Infrared Radiant | Infrared Radiant | Infrared Radiant | Infrared Radiant | Infrared Radiant | Infrared Radiant | Infrared Radiant | Infrared Radiant | 70165.4199 | 70165.4199 | 70165.4199 | 70165.4199 | 70165.4199 | 70165.4199 | 70165.4199 | 70165.4199 | 70165.4199 | 70165.4199 | 70165.4199 | 70165.4199 | 70165.4199 | 70165.4199 | 70165.4199 | 70165.4199 | 70165.4199 | 70165.4199 | 70165.4199 | 70165.4199 | 70165.4199 | 70165.4199 | 70165.4199 | 70165.4199 | 70165.4199 | 70165.4199 | 70165.4199 | 70165.4199 | 54294.6701 | 54294.6701 | 54294.6701 | 54294.6701 | 54294.6701 | 54294.6701 | 54294.6701 | 54294.6701 | 54294.6701 | 54294.6701 | 54294.6701 | 54294.6701 | 54294.6701 | 54294.6701 | 54294.6701 | 54294.6701 | 54294.6701 | 54294.6701 | 54294.6701 | 54294.6701 | 54294.6701 | 54294.6701 | 54294.6701 | 54294.6701 | 54294.6701 | 54294.6701 | 54294.6701 | 54294.6701 | 0 | 0 | 0 | 309.2769 | 682.4963 | 1105.9561 | 1568.5643 | 2061.3727 | 2534.2376 | 2941.4231 | 3288.5902 | 3249.1916 | 3230.9269 | 3238.7455 | 3271.9015 | 3017.6275 | 2716.7298 | 2378.2871 | 2615.7793 | 2219.5395 | 1829.3011 | 1436.2216 | 1060.6527 | 1061.3509 | 1016.9162 | 945.1287 | 852.7595 | 747.0023 | 0 | 0 | 0 | 309.2769 | 991.7732 | 2097.7293 | 3666.2936 | 5727.6663 | 8261.9039 | 11203.3269 | 14491.9171 | 17741.1087 | 20972.0356 | 24166.5987 | 27303.1301 | 30356.0092 | 33296.276 | 36092.6435 | 39325.3455 | 42370.3616 | 45114.6522 | 47531.4595 | 49615.0456 | 51386.1345 | 52846.3053 | 54027.7015 | 54974.5697 | 55725.7554 | 0 | 0 | 0 | 0.005697 | 0.012572 | 0.020372017375646857 | 0.02889338862231876 | 0.03797105590803017 | 0.046681358331665986 | 0.05418182799119039 | 0.06057674249327324 | 0.05985100854610116 | 0.05951456946790833 | 0.05965859001742296 | 0.060269331400774645 | 0.055585533865854464 | 0.05004291647730606 | 0.043808706455031786 | 0.048183379081664306 | 0.040884533188746505 | 0.033696232559113415 | 0.026455598858048927 | 0.019537516841733146 | 0.019550378451046124 | 0.018731877388508435 | 0.017409532070563557 | 0.015708065424396386 | 0.013759988616801125 | 0 | 0
Gas Boiler - Insulate Steam Lines/Condensate Tank_Miscellaneous_Existing_Addition of 2" wrap insulation to hot water boiler pipe | Gas Boiler - Insulate Steam Lines/Condensate Tank_Miscellaneous_Existing | Gas Boiler - Insulate Steam Lines/Condensate Tank_Commercial_Existing_bare pipe_Addition of 2" wrap insulation to hot water boiler pipe | Commercial | Miscellaneous | Existing | Space Heating | Natural Gas | Gas Boiler - Insulate Steam Lines/Condensate Tank | NEQ | bare pipe | 15 | 15 | 15 | 0.36118 | 0 | 0 | 0.3 | 0.35 | Retro5Med | 8.35569166605469E-06 | TBD | A | WCM827 | 0.7 | 0.42 | boiler pipe | 0.0321 | 12189.809705733345 | 12189.8097 | 9614.497796071371 | 9614.4978 | IL TRM v12 - 4.4.14 - Pipe Insulation - CI-HVC-PINS-V08-230101 | IL TRM v12 - 4.4.14 - Pipe Insulation - CI-HVC-PINS-V08-230101 | IL TRM v12 - 4.4.14 - Pipe Insulation - CI-HVC-PINS-V08-230101 | 0 | 0 | 36.2322 | bare pipe | bare pipe | bare pipe | bare pipe | bare pipe | bare pipe | bare pipe | bare pipe | bare pipe | bare pipe | bare pipe | bare pipe | bare pipe | bare pipe | bare pipe | bare pipe | bare pipe | bare pipe | bare pipe | bare pipe | bare pipe | bare pipe | bare pipe | bare pipe | bare pipe | bare pipe | bare pipe | bare pipe | 0 | 0 | 0 | 390.3347 | 468.9625 | 559.6869 | 631.471 | 697.3865 | 785.7759 | 827.4355 | 809.0984 | 729.0155 | 599.4895 | 444.7493 | 283.122 | 158.667 | 73.9751 | 30.3912 | 10.7557 | 3.2784 | 0.69908 | 0.06314 | 0.041369 | 0 | 0 | 0 | 0 | 0 | 0 | 0 | 0 | 390.3347 | 850.9035 | 1389.5563 | 1982.0222 | 2616.4317 | 3307.3712 | 4002.157 | 4639.9288 | 5165.313 | 5540.9206 | 5756.8126 | 5820.4443 | 5776.3626 | 5667.3496 | 5533.6846 | 5396.3829 | 5269.3003 | 5155.9466 | 5058.9594 | 4971.9795 | 4898.2391 | 4830.0018 | 4766.824 | 4708.2987 | 4654.0525 | 0 | 0 | 0 | 55.19833387896796 | 67.77475087074835 | 82.93646129856235 | 96.27616374238596 | 109.81515648164415 | 128.38711802500995 | 140.8426622622082 | 143.88072819665658 | 135.5903190694623 | 116.55136413836925 | 90.19236639942046 | 59.69122152027931 | 34.65941894725893 | 16.687868382013566 | 7.060252007774969 | 2.5673643664636248 | 0.80192912189632 | 0.17478413643427027 | 0.016089078780439418 | 0.010726052520292947 | 0 | 0 | 0 | 0 | 0 | 0 | 0 | 0 | 55.19833387896796 | 122.97308474971629 | 205.90954604827866 | 302.18570979066465 | 412.00086627230877 | 540.3879842973187 | 681.2306465595269 | 825.1113747561836 | 960.701693825646 | 1077.2530579640152 | 1167.4454243634357 | 1227.136645883715 | 1261.796064830974 | 1278.4839332129875 | 1285.5441852207625 | 1288.1115495872261 | 1288.9134787091223 | 1289.0882628455568 | 1289.1043519243372 | 1289.1150779768573 | 1289.1150779768573 | 1289.1150779768573 | 1289.1150779768573 | 1289.1150779768573 | 1289.1150779768573 | Addition of 2" wrap insulation to hot water boiler pipe | Addition of 2" wrap insulation to hot water boiler pipe | Addition of 2" wrap insulation to hot water boiler pipe | Addition of 2" wrap insulation to hot water boiler pipe | Addition of 2" wrap insulation to hot water boiler pipe | Addition of 2" wrap insulation to hot water boiler pipe | Addition of 2" wrap insulation to hot water boiler pipe | Addition of 2" wrap insulation to hot water boiler pipe | Addition of 2" wrap insulation to hot water boiler pipe | Addition of 2" wrap insulation to hot water boiler pipe | Addition of 2" wrap insulation to hot water boiler pipe | Addition of 2" wrap insulation to hot water boiler pipe | Addition of 2" wrap insulation to hot water boiler pipe | Addition of 2" wrap insulation to hot water boiler pipe | Addition of 2" wrap insulation to hot water boiler pipe | Addition of 2" wrap insulation to hot water boiler pipe | Addition of 2" wrap insulation to hot water boiler pipe | Addition of 2" wrap insulation to hot water boiler pipe | Addition of 2" wrap insulation to hot water boiler pipe | Addition of 2" wrap insulation to hot water boiler pipe | Addition of 2" wrap insulation to hot water boiler pipe | Addition of 2" wrap insulation to hot water boiler pipe | Addition of 2" wrap insulation to hot water boiler pipe | Addition of 2" wrap insulation to hot water boiler pipe | Addition of 2" wrap insulation to hot water boiler pipe | Addition of 2" wrap insulation to hot water boiler pipe | Addition of 2" wrap insulation to hot water boiler pipe | Addition of 2" wrap insulation to hot water boiler pipe | 36.2322 | 36.2322 | 36.2322 | 36.2322 | 36.2322 | 36.2322 | 36.2322 | 36.2322 | 36.2322 | 36.2322 | 36.2322 | 36.2322 | 36.2322 | 36.2322 | 36.2322 | 36.2322 | 36.2322 | 36.2322 | 36.2322 | 36.2322 | 36.2322 | 36.2322 | 36.2322 | 36.2322 | 36.2322 | 36.2322 | 36.2322 | 36.2322 | 0.3612 | 0.3612 | 0.3612 | 0.3612 | 0.3612 | 0.3612 | 0.3612 | 0.3612 | 0.3612 | 0.3612 | 0.3612 | 0.3612 | 0.3612 | 0.3612 | 0.3612 | 0.3612 | 0.3612 | 0.3612 | 0.3612 | 0.3612 | 0.3612 | 0.3612 | 0.3612 | 0.3612 | 0.3612 | 0.3612 | 0.3612 | 0.3612 | 0 | 0 | 0 | 0 | 0 | 0 | 0 | 0 | 0 | 0 | 0 | 0 | 0 | 0 | 0 | 0 | 0 | 0 | 0 | 0 | 0 | 0 | 0 | 0 | 0 | 0 | 0 | 0 | 0 | 0 | 0 | 0 | 0 | 0 | 0 | 0 | 0 | 0 | 0 | 0 | 0 | 0 | 0 | 0 | 0 | 0 | 0 | 0 | 0 | 0 | 0 | 0 | 0 | 0 | 0 | 0 | 0 | 0 | 0 | 0 | 0 | 0 | 0 | 0 | 0 | 0 | 0 | 0 | 0 | 0 | 0 | 0 | 0 | 0 | 0 | 0 | 0 | 0 | 0 | 0 | 0 | 0 | 0 | 0 | 0 | 0 | 0 | 0 | 0 | 0 | 0 | 0 | 0 | 0 | 0 | 0 | 0 | 0 | 0 | 0 | 0 | 0 | 0 | 0 | 0 | 0 | 0 | 0 | 0 | 0 | 0 | 0 | Addition of 2" wrap insulation to hot water boiler pipe | Addition of 2" wrap insulation to hot water boiler pipe | Addition of 2" wrap insulation to hot water boiler pipe | Addition of 2" wrap insulation to hot water boiler pipe | Addition of 2" wrap insulation to hot water boiler pipe | Addition of 2" wrap insulation to hot water boiler pipe | Addition of 2" wrap insulation to hot water boiler pipe | Addition of 2" wrap insulation to hot water boiler pipe | Addition of 2" wrap insulation to hot water boiler pipe | Addition of 2" wrap insulation to hot water boiler pipe | Addition of 2" wrap insulation to hot water boiler pipe | Addition of 2" wrap insulation to hot water boiler pipe | Addition of 2" wrap insulation to hot water boiler pipe | Addition of 2" wrap insulation to hot water boiler pipe | Addition of 2" wrap insulation to hot water boiler pipe | Addition of 2" wrap insulation to hot water boiler pipe | Addition of 2" wrap insulation to hot water boiler pipe | Addition of 2" wrap insulation to hot water boiler pipe | Addition of 2" wrap insulation to hot water boiler pipe | Addition of 2" wrap insulation to hot water boiler pipe | Addition of 2" wrap insulation to hot water boiler pipe | Addition of 2" wrap insulation to hot water boiler pipe | Addition of 2" wrap insulation to hot water boiler pipe | Addition of 2" wrap insulation to hot water boiler pipe | Addition of 2" wrap insulation to hot water boiler pipe | Addition of 2" wrap insulation to hot water boiler pipe | Addition of 2" wrap insulation to hot water boiler pipe | Addition of 2" wrap insulation to hot water boiler pipe | 36.2322 | 36.2322 | 36.2322 | 36.2322 | 36.2322 | 36.2322 | 36.2322 | 36.2322 | 36.2322 | 36.2322 | 36.2322 | 36.2322 | 36.2322 | 36.2322 | 36.2322 | 36.2322 | 36.2322 | 36.2322 | 36.2322 | 36.2322 | 36.2322 | 36.2322 | 36.2322 | 36.2322 | 36.2322 | 36.2322 | 36.2322 | 36.2322 | 0.3612 | 0.3612 | 0.3612 | 0.3612 | 0.3612 | 0.3612 | 0.3612 | 0.3612 | 0.3612 | 0.3612 | 0.3612 | 0.3612 | 0.3612 | 0.3612 | 0.3612 | 0.3612 | 0.3612 | 0.3612 | 0.3612 | 0.3612 | 0.3612 | 0.3612 | 0.3612 | 0.3612 | 0.3612 | 0.3612 | 0.3612 | 0.3612 | 0 | 0 | 0 | 0 | 0 | 0 | 0 | 0 | 0 | 0 | 0 | 0 | 0 | 0 | 0 | 0 | 0 | 0 | 0 | 0 | 0 | 0 | 0 | 0 | 0 | 0 | 0 | 0 | 0 | 0 | 0 | 0 | 0 | 0 | 0 | 0 | 0 | 0 | 0 | 0 | 0 | 0 | 0 | 0 | 0 | 0 | 0 | 0 | 0 | 0 | 0 | 0 | 0 | 0 | 0 | 0 | 0 | 0 | 0 | 0 | 0 | 0 | 0 | 0 | 0 | 0 | 0 | 0 | 0 | 0 | 0 | 0 | 0 | 0 | 0 | 0 | 0 | 0 | 0 | 0 | 0 | 0 | 0 | 0 | 0 | 0
Commercial Laundry - Ozone Treatment_Lodging_New_Ozone laundry system(s) that transfer ozone into the water through Venturi Injection, Bubble Diffusion, or other methods | Commercial Laundry - Ozone Treatment_Lodging_New | Commercial Laundry - Ozone Treatment_Commercial_New_Conventional washing machine system with no ozone generator installed_Ozone laundry system(s) that transfer ozone into the water through Venturi Injection, Bubble Diffusion, or other methods | Commercial | Lodging | New | Water Heating | Natural Gas | Commercial Laundry - Ozone Treatment | NEQ | Conventional washing machine system with no ozone generator installed | 10 | 10 | 10 | 15.3613 | 0 | 0 | 0.15 | 0.45 | Retro5Med | 8.35569166605469E-06 | TBD | A | WCM687 | 0.7 | 0.42 | Capacity | 0.0321 | 0 | 0 | 0 | 0 | IL TRM v12 - 4.3.6 - Ozone Laundry - CI-HWE-OZLD-V07-230101 | IL TRM v12 - 4.3.6 - Ozone Laundry - CI-HWE-OZLD-V07-230101 | IL TRM v12 - 4.3.6 - Ozone Laundry - CI-HWE-OZLD-V07-230101 | 0 | 0 | 98.2254 | Conventional washing machine system with no ozone generator installed | Conventional washing machine system with no ozone generator installed | Conventional washing machine system with no ozone generator installed | Conventional washing machine system with no ozone generator installed | Conventional washing machine system with no ozone generator installed | Conventional washing machine system with no ozone generator installed | Conventional washing machine system with no ozone generator installed | Conventional washing machine system with no ozone generator installed | Conventional washing machine system with no ozone generator installed | Conventional washing machine system with no ozone generator installed | Conventional washing machine system with no ozone generator installed | Conventional washing machine system with no ozone generator installed | Conventional washing machine system with no ozone generator installed | Conventional washing machine system with no ozone generator installed | Conventional washing machine system with no ozone generator installed | Conventional washing machine system with no ozone generator installed | Conventional washing machine system with no ozone generator installed | Conventional washing machine system with no ozone generator installed | Conventional washing machine system with no ozone generator installed | Conventional washing machine system with no ozone generator installed | Conventional washing machine system with no ozone generator installed | Conventional washing machine system with no ozone generator installed | Conventional washing machine system with no ozone generator installed | Conventional washing machine system with no ozone generator installed | Conventional washing machine system with no ozone generator installed | Conventional washing machine system with no ozone generator installed | Conventional washing machine system with no ozone generator installed | Conventional washing machine system with no ozone generator installed | 0 | 0 | 0 | 0 | 0 | 0 | 0 | 0 | 0 | 0 | 0 | 0 | 0 | 0 | 0 | 0 | 0 | 0 | 0 | 0 | 0 | 0 | 0 | 0 | 0 | 0 | 0 | 0 | 0 | 0 | 0 | 0 | 0 | 0 | 0 | 0 | 0 | 0 | 0 | 0 | 0 | 0 | 0 | 0 | 0 | 0 | 0 | 0 | 0 | 0 | 0 | 0 | 0 | 0 | 0 | 0 | 0 | 0 | 0 | 0 | 0 | 0 | 0 | 0 | 0 | 0 | 0 | 0 | 0 | 0 | 0 | 0 | 0 | 0 | 0 | 0 | 0 | 0 | 0 | 0 | 0 | 0 | 0 | 0 | 0 | 0 | 0 | 0 | 0 | 0 | 0 | 0 | 0 | 0 | 0 | 0 | 0 | 0 | 0 | 0 | 0 | 0 | 0 | 0 | 0 | 0 | 0 | 0 | 0 | 0 | 0 | 0 | Ozone laundry system(s) that transfer ozone into the water through Venturi Injection, Bubble Diffusion, or other methods | Ozone laundry system(s) that transfer ozone into the water through Venturi Injection, Bubble Diffusion, or other methods | Ozone laundry system(s) that transfer ozone into the water through Venturi Injection, Bubble Diffusion, or other methods | Ozone laundry system(s) that transfer ozone into the water through Venturi Injection, Bubble Diffusion, or other methods | Ozone laundry system(s) that transfer ozone into the water through Venturi Injection, Bubble Diffusion, or other methods | Ozone laundry system(s) that transfer ozone into the water through Venturi Injection, Bubble Diffusion, or other methods | Ozone laundry system(s) that transfer ozone into the water through Venturi Injection, Bubble Diffusion, or other methods | Ozone laundry system(s) that transfer ozone into the water through Venturi Injection, Bubble Diffusion, or other methods | Ozone laundry system(s) that transfer ozone into the water through Venturi Injection, Bubble Diffusion, or other methods | Ozone laundry system(s) that transfer ozone into the water through Venturi Injection, Bubble Diffusion, or other methods | Ozone laundry system(s) that transfer ozone into the water through Venturi Injection, Bubble Diffusion, or other methods | Ozone laundry system(s) that transfer ozone into the water through Venturi Injection, Bubble Diffusion, or other methods | Ozone laundry system(s) that transfer ozone into the water through Venturi Injection, Bubble Diffusion, or other methods | Ozone laundry system(s) that transfer ozone into the water through Venturi Injection, Bubble Diffusion, or other methods | Ozone laundry system(s) that transfer ozone into the water through Venturi Injection, Bubble Diffusion, or other methods | Ozone laundry system(s) that transfer ozone into the water through Venturi Injection, Bubble Diffusion, or other methods | Ozone laundry system(s) that transfer ozone into the water through Venturi Injection, Bubble Diffusion, or other methods | Ozone laundry system(s) that transfer ozone into the water through Venturi Injection, Bubble Diffusion, or other methods | Ozone laundry system(s) that transfer ozone into the water through Venturi Injection, Bubble Diffusion, or other methods | Ozone laundry system(s) that transfer ozone into the water through Venturi Injection, Bubble Diffusion, or other methods | Ozone laundry system(s) that transfer ozone into the water through Venturi Injection, Bubble Diffusion, or other methods | Ozone laundry system(s) that transfer ozone into the water through Venturi Injection, Bubble Diffusion, or other methods | Ozone laundry system(s) that transfer ozone into the water through Venturi Injection, Bubble Diffusion, or other methods | Ozone laundry system(s) that transfer ozone into the water through Venturi Injection, Bubble Diffusion, or other methods | Ozone laundry system(s) that transfer ozone into the water through Venturi Injection, Bubble Diffusion, or other methods | Ozone laundry system(s) that transfer ozone into the water through Venturi Injection, Bubble Diffusion, or other methods | Ozone laundry system(s) that transfer ozone into the water through Venturi Injection, Bubble Diffusion, or other methods | Ozone laundry system(s) that transfer ozone into the water through Venturi Injection, Bubble Diffusion, or other methods | 98.2254 | 98.2254 | 98.2254 | 98.2254 | 98.2254 | 98.2254 | 98.2254 | 98.2254 | 98.2254 | 98.2254 | 98.2254 | 98.2254 | 98.2254 | 98.2254 | 98.2254 | 98.2254 | 98.2254 | 98.2254 | 98.2254 | 98.2254 | 98.2254 | 98.2254 | 98.2254 | 98.2254 | 98.2254 | 98.2254 | 98.2254 | 98.2254 | 15.3613 | 15.3613 | 15.3613 | 15.3613 | 15.3613 | 15.3613 | 15.3613 | 15.3613 | 15.3613 | 15.3613 | 15.3613 | 15.3613 | 15.3613 | 15.3613 | 15.3613 | 15.3613 | 15.3613 | 15.3613 | 15.3613 | 15.3613 | 15.3613 | 15.3613 | 15.3613 | 15.3613 | 15.3613 | 15.3613 | 15.3613 | 15.3613 | 0 | 0 | 0 | 0 | 0 | 0 | 0 | 0 | 0 | 0 | 0 | 0 | 0 | 0 | 0 | 0 | 0 | 0 | 0 | 0 | 0 | 0 | 0 | 0 | 0 | 0 | 0 | 0 | 0 | 0 | 0 | 0 | 0 | 0 | 0 | 0 | 0 | 0 | 0 | 0 | 0 | 0 | 0 | 0 | 0 | 0 | 0 | 0 | 0 | 0 | 0 | 0 | 0 | 0 | 0 | 0 | 0 | 0 | 0 | 0 | 0 | 0 | 0 | 0 | 0 | 0 | 0 | 0 | 0 | 0 | 0 | 0 | 0 | 0 | 0 | 0 | 0 | 0 | 0 | 0 | 0 | 0 | 0 | 0 | 0 | 0 | 0 | 0 | 0 | 0 | 0 | 0 | 0 | 0 | 0 | 0 | 0 | 0 | 0 | 0 | 0 | 0 | 0 | 0 | 0 | 0 | 0 | 0 | 0 | 0 | 0 | 0 | Ozone laundry system(s) that transfer ozone into the water through Venturi Injection, Bubble Diffusion, or other methods | Ozone laundry system(s) that transfer ozone into the water through Venturi Injection, Bubble Diffusion, or other methods | Ozone laundry system(s) that transfer ozone into the water through Venturi Injection, Bubble Diffusion, or other methods | Ozone laundry system(s) that transfer ozone into the water through Venturi Injection, Bubble Diffusion, or other methods | Ozone laundry system(s) that transfer ozone into the water through Venturi Injection, Bubble Diffusion, or other methods | Ozone laundry system(s) that transfer ozone into the water through Venturi Injection, Bubble Diffusion, or other methods | Ozone laundry system(s) that transfer ozone into the water through Venturi Injection, Bubble Diffusion, or other methods | Ozone laundry system(s) that transfer ozone into the water through Venturi Injection, Bubble Diffusion, or other methods | Ozone laundry system(s) that transfer ozone into the water through Venturi Injection, Bubble Diffusion, or other methods | Ozone laundry system(s) that transfer ozone into the water through Venturi Injection, Bubble Diffusion, or other methods | Ozone laundry system(s) that transfer ozone into the water through Venturi Injection, Bubble Diffusion, or other methods | Ozone laundry system(s) that transfer ozone into the water through Venturi Injection, Bubble Diffusion, or other methods | Ozone laundry system(s) that transfer ozone into the water through Venturi Injection, Bubble Diffusion, or other methods | Ozone laundry system(s) that transfer ozone into the water through Venturi Injection, Bubble Diffusion, or other methods | Ozone laundry system(s) that transfer ozone into the water through Venturi Injection, Bubble Diffusion, or other methods | Ozone laundry system(s) that transfer ozone into the water through Venturi Injection, Bubble Diffusion, or other methods | Ozone laundry system(s) that transfer ozone into the water through Venturi Injection, Bubble Diffusion, or other methods | Ozone laundry system(s) that transfer ozone into the water through Venturi Injection, Bubble Diffusion, or other methods | Ozone laundry system(s) that transfer ozone into the water through Venturi Injection, Bubble Diffusion, or other methods | Ozone laundry system(s) that transfer ozone into the water through Venturi Injection, Bubble Diffusion, or other methods | Ozone laundry system(s) that transfer ozone into the water through Venturi Injection, Bubble Diffusion, or other methods | Ozone laundry system(s) that transfer ozone into the water through Venturi Injection, Bubble Diffusion, or other methods | Ozone laundry system(s) that transfer ozone into the water through Venturi Injection, Bubble Diffusion, or other methods | Ozone laundry system(s) that transfer ozone into the water through Venturi Injection, Bubble Diffusion, or other methods | Ozone laundry system(s) that transfer ozone into the water through Venturi Injection, Bubble Diffusion, or other methods | Ozone laundry system(s) that transfer ozone into the water through Venturi Injection, Bubble Diffusion, or other methods | Ozone laundry system(s) that transfer ozone into the water through Venturi Injection, Bubble Diffusion, or other methods | Ozone laundry system(s) that transfer ozone into the water through Venturi Injection, Bubble Diffusion, or other methods | 98.2254 | 98.2254 | 98.2254 | 98.2254 | 98.2254 | 98.2254 | 98.2254 | 98.2254 | 98.2254 | 98.2254 | 98.2254 | 98.2254 | 98.2254 | 98.2254 | 98.2254 | 98.2254 | 98.2254 | 98.2254 | 98.2254 | 98.2254 | 98.2254 | 98.2254 | 98.2254 | 98.2254 | 98.2254 | 98.2254 | 98.2254 | 98.2254 | 15.3613 | 15.3613 | 15.3613 | 15.3613 | 15.3613 | 15.3613 | 15.3613 | 15.3613 | 15.3613 | 15.3613 | 15.3613 | 15.3613 | 15.3613 | 15.3613 | 15.3613 | 15.3613 | 15.3613 | 15.3613 | 15.3613 | 15.3613 | 15.3613 | 15.3613 | 15.3613 | 15.3613 | 15.3613 | 15.3613 | 15.3613 | 15.3613 | 0 | 0 | 0 | 0 | 0 | 0 | 0 | 0 | 0 | 0 | 0 | 0 | 0 | 0 | 0 | 0 | 0 | 0 | 0 | 0 | 0 | 0 | 0 | 0 | 0 | 0 | 0 | 0 | 0 | 0 | 0 | 0 | 0 | 0 | 0 | 0 | 0 | 0 | 0 | 0 | 0 | 0 | 0 | 0 | 0 | 0 | 0 | 0 | 0 | 0 | 0 | 0 | 0 | 0 | 0 | 0 | 0 | 0 | 0 | 0 | 0 | 0 | 0 | 0 | 0 | 0 | 0 | 0 | 0 | 0 | 0 | 0 | 0 | 0 | 0 | 0 | 0 | 0 | 0 | 0 | 0 | 0 | 0 | 0 | 0 | 0
Commercial Laundry - Ozone Treatment_Education_New_Ozone laundry system(s) that transfer ozone into the water through Venturi Injection, Bubble Diffusion, or other methods | Commercial Laundry - Ozone Treatment_Education_New | Commercial Laundry - Ozone Treatment_Commercial_New_Conventional washing machine system with no ozone generator installed_Ozone laundry system(s) that transfer ozone into the water through Venturi Injection, Bubble Diffusion, or other methods | Commercial | Education | New | Water Heating | Natural Gas | Commercial Laundry - Ozone Treatment | NEQ | Conventional washing machine system with no ozone generator installed | 10 | 10 | 10 | 8.563 | 0 | 0 | 0 | 0 | Retro5Med | 8.35569166605469E-06 | TBD | A | WCM487 | 0.7 | 0.42 | Capacity | 0.0321 | 0 | 0 | 0 | 0 | IL TRM v12 - 4.3.6 - Ozone Laundry - CI-HWE-OZLD-V07-230101 | IL TRM v12 - 4.3.6 - Ozone Laundry - CI-HWE-OZLD-V07-230101 | IL TRM v12 - 4.3.6 - Ozone Laundry - CI-HWE-OZLD-V07-230101 | 0 | 0 | 98.2254 | Conventional washing machine system with no ozone generator installed | Conventional washing machine system with no ozone generator installed | Conventional washing machine system with no ozone generator installed | Conventional washing machine system with no ozone generator installed | Conventional washing machine system with no ozone generator installed | Conventional washing machine system with no ozone generator installed | Conventional washing machine system with no ozone generator installed | Conventional washing machine system with no ozone generator installed | Conventional washing machine system with no ozone generator installed | Conventional washing machine system with no ozone generator installed | Conventional washing machine system with no ozone generator installed | Conventional washing machine system with no ozone generator installed | Conventional washing machine system with no ozone generator installed | Conventional washing machine system with no ozone generator installed | Conventional washing machine system with no ozone generator installed | Conventional washing machine system with no ozone generator installed | Conventional washing machine system with no ozone generator installed | Conventional washing machine system with no ozone generator installed | Conventional washing machine system with no ozone generator installed | Conventional washing machine system with no ozone generator installed | Conventional washing machine system with no ozone generator installed | Conventional washing machine system with no ozone generator installed | Conventional washing machine system with no ozone generator installed | Conventional washing machine system with no ozone generator installed | Conventional washing machine system with no ozone generator installed | Conventional washing machine system with no ozone generator installed | Conventional washing machine system with no ozone generator installed | Conventional washing machine system with no ozone generator installed | 0 | 0 | 0 | 0 | 0 | 0 | 0 | 0 | 0 | 0 | 0 | 0 | 0 | 0 | 0 | 0 | 0 | 0 | 0 | 0 | 0 | 0 | 0 | 0 | 0 | 0 | 0 | 0 | 0 | 0 | 0 | 0 | 0 | 0 | 0 | 0 | 0 | 0 | 0 | 0 | 0 | 0 | 0 | 0 | 0 | 0 | 0 | 0 | 0 | 0 | 0 | 0 | 0 | 0 | 0 | 0 | 0 | 0 | 0 | 0 | 0 | 0 | 0 | 0 | 0 | 0 | 0 | 0 | 0 | 0 | 0 | 0 | 0 | 0 | 0 | 0 | 0 | 0 | 0 | 0 | 0 | 0 | 0 | 0 | 0 | 0 | 0 | 0 | 0 | 0 | 0 | 0 | 0 | 0 | 0 | 0 | 0 | 0 | 0 | 0 | 0 | 0 | 0 | 0 | 0 | 0 | 0 | 0 | 0 | 0 | 0 | 0 | Ozone laundry system(s) that transfer ozone into the water through Venturi Injection, Bubble Diffusion, or other methods | Ozone laundry system(s) that transfer ozone into the water through Venturi Injection, Bubble Diffusion, or other methods | Ozone laundry system(s) that transfer ozone into the water through Venturi Injection, Bubble Diffusion, or other methods | Ozone laundry system(s) that transfer ozone into the water through Venturi Injection, Bubble Diffusion, or other methods | Ozone laundry system(s) that transfer ozone into the water through Venturi Injection, Bubble Diffusion, or other methods | Ozone laundry system(s) that transfer ozone into the water through Venturi Injection, Bubble Diffusion, or other methods | Ozone laundry system(s) that transfer ozone into the water through Venturi Injection, Bubble Diffusion, or other methods | Ozone laundry system(s) that transfer ozone into the water through Venturi Injection, Bubble Diffusion, or other methods | Ozone laundry system(s) that transfer ozone into the water through Venturi Injection, Bubble Diffusion, or other methods | Ozone laundry system(s) that transfer ozone into the water through Venturi Injection, Bubble Diffusion, or other methods | Ozone laundry system(s) that transfer ozone into the water through Venturi Injection, Bubble Diffusion, or other methods | Ozone laundry system(s) that transfer ozone into the water through Venturi Injection, Bubble Diffusion, or other methods | Ozone laundry system(s) that transfer ozone into the water through Venturi Injection, Bubble Diffusion, or other methods | Ozone laundry system(s) that transfer ozone into the water through Venturi Injection, Bubble Diffusion, or other methods | Ozone laundry system(s) that transfer ozone into the water through Venturi Injection, Bubble Diffusion, or other methods | Ozone laundry system(s) that transfer ozone into the water through Venturi Injection, Bubble Diffusion, or other methods | Ozone laundry system(s) that transfer ozone into the water through Venturi Injection, Bubble Diffusion, or other methods | Ozone laundry system(s) that transfer ozone into the water through Venturi Injection, Bubble Diffusion, or other methods | Ozone laundry system(s) that transfer ozone into the water through Venturi Injection, Bubble Diffusion, or other methods | Ozone laundry system(s) that transfer ozone into the water through Venturi Injection, Bubble Diffusion, or other methods | Ozone laundry system(s) that transfer ozone into the water through Venturi Injection, Bubble Diffusion, or other methods | Ozone laundry system(s) that transfer ozone into the water through Venturi Injection, Bubble Diffusion, or other methods | Ozone laundry system(s) that transfer ozone into the water through Venturi Injection, Bubble Diffusion, or other methods | Ozone laundry system(s) that transfer ozone into the water through Venturi Injection, Bubble Diffusion, or other methods | Ozone laundry system(s) that transfer ozone into the water through Venturi Injection, Bubble Diffusion, or other methods | Ozone laundry system(s) that transfer ozone into the water through Venturi Injection, Bubble Diffusion, or other methods | Ozone laundry system(s) that transfer ozone into the water through Venturi Injection, Bubble Diffusion, or other methods | Ozone laundry system(s) that transfer ozone into the water through Venturi Injection, Bubble Diffusion, or other methods | 98.2254 | 98.2254 | 98.2254 | 98.2254 | 98.2254 | 98.2254 | 98.2254 | 98.2254 | 98.2254 | 98.2254 | 98.2254 | 98.2254 | 98.2254 | 98.2254 | 98.2254 | 98.2254 | 98.2254 | 98.2254 | 98.2254 | 98.2254 | 98.2254 | 98.2254 | 98.2254 | 98.2254 | 98.2254 | 98.2254 | 98.2254 | 98.2254 | 8.563 | 8.563 | 8.563 | 8.563 | 8.563 | 8.563 | 8.563 | 8.563 | 8.563 | 8.563 | 8.563 | 8.563 | 8.563 | 8.563 | 8.563 | 8.563 | 8.563 | 8.563 | 8.563 | 8.563 | 8.563 | 8.563 | 8.563 | 8.563 | 8.563 | 8.563 | 8.563 | 8.563 | 0 | 0 | 0 | 0 | 0 | 0 | 0 | 0 | 0 | 0 | 0 | 0 | 0 | 0 | 0 | 0 | 0 | 0 | 0 | 0 | 0 | 0 | 0 | 0 | 0 | 0 | 0 | 0 | 0 | 0 | 0 | 0 | 0 | 0 | 0 | 0 | 0 | 0 | 0 | 0 | 0 | 0 | 0 | 0 | 0 | 0 | 0 | 0 | 0 | 0 | 0 | 0 | 0 | 0 | 0 | 0 | 0 | 0 | 0 | 0 | 0 | 0 | 0 | 0 | 0 | 0 | 0 | 0 | 0 | 0 | 0 | 0 | 0 | 0 | 0 | 0 | 0 | 0 | 0 | 0 | 0 | 0 | 0 | 0 | 0 | 0 | 0 | 0 | 0 | 0 | 0 | 0 | 0 | 0 | 0 | 0 | 0 | 0 | 0 | 0 | 0 | 0 | 0 | 0 | 0 | 0 | 0 | 0 | 0 | 0 | 0 | 0 | Ozone laundry system(s) that transfer ozone into the water through Venturi Injection, Bubble Diffusion, or other methods | Ozone laundry system(s) that transfer ozone into the water through Venturi Injection, Bubble Diffusion, or other methods | Ozone laundry system(s) that transfer ozone into the water through Venturi Injection, Bubble Diffusion, or other methods | Ozone laundry system(s) that transfer ozone into the water through Venturi Injection, Bubble Diffusion, or other methods | Ozone laundry system(s) that transfer ozone into the water through Venturi Injection, Bubble Diffusion, or other methods | Ozone laundry system(s) that transfer ozone into the water through Venturi Injection, Bubble Diffusion, or other methods | Ozone laundry system(s) that transfer ozone into the water through Venturi Injection, Bubble Diffusion, or other methods | Ozone laundry system(s) that transfer ozone into the water through Venturi Injection, Bubble Diffusion, or other methods | Ozone laundry system(s) that transfer ozone into the water through Venturi Injection, Bubble Diffusion, or other methods | Ozone laundry system(s) that transfer ozone into the water through Venturi Injection, Bubble Diffusion, or other methods | Ozone laundry system(s) that transfer ozone into the water through Venturi Injection, Bubble Diffusion, or other methods | Ozone laundry system(s) that transfer ozone into the water through Venturi Injection, Bubble Diffusion, or other methods | Ozone laundry system(s) that transfer ozone into the water through Venturi Injection, Bubble Diffusion, or other methods | Ozone laundry system(s) that transfer ozone into the water through Venturi Injection, Bubble Diffusion, or other methods | Ozone laundry system(s) that transfer ozone into the water through Venturi Injection, Bubble Diffusion, or other methods | Ozone laundry system(s) that transfer ozone into the water through Venturi Injection, Bubble Diffusion, or other methods | Ozone laundry system(s) that transfer ozone into the water through Venturi Injection, Bubble Diffusion, or other methods | Ozone laundry system(s) that transfer ozone into the water through Venturi Injection, Bubble Diffusion, or other methods | Ozone laundry system(s) that transfer ozone into the water through Venturi Injection, Bubble Diffusion, or other methods | Ozone laundry system(s) that transfer ozone into the water through Venturi Injection, Bubble Diffusion, or other methods | Ozone laundry system(s) that transfer ozone into the water through Venturi Injection, Bubble Diffusion, or other methods | Ozone laundry system(s) that transfer ozone into the water through Venturi Injection, Bubble Diffusion, or other methods | Ozone laundry system(s) that transfer ozone into the water through Venturi Injection, Bubble Diffusion, or other methods | Ozone laundry system(s) that transfer ozone into the water through Venturi Injection, Bubble Diffusion, or other methods | Ozone laundry system(s) that transfer ozone into the water through Venturi Injection, Bubble Diffusion, or other methods | Ozone laundry system(s) that transfer ozone into the water through Venturi Injection, Bubble Diffusion, or other methods | Ozone laundry system(s) that transfer ozone into the water through Venturi Injection, Bubble Diffusion, or other methods | Ozone laundry system(s) that transfer ozone into the water through Venturi Injection, Bubble Diffusion, or other methods | 98.2254 | 98.2254 | 98.2254 | 98.2254 | 98.2254 | 98.2254 | 98.2254 | 98.2254 | 98.2254 | 98.2254 | 98.2254 | 98.2254 | 98.2254 | 98.2254 | 98.2254 | 98.2254 | 98.2254 | 98.2254 | 98.2254 | 98.2254 | 98.2254 | 98.2254 | 98.2254 | 98.2254 | 98.2254 | 98.2254 | 98.2254 | 98.2254 | 8.563 | 8.563 | 8.563 | 8.563 | 8.563 | 8.563 | 8.563 | 8.563 | 8.563 | 8.563 | 8.563 | 8.563 | 8.563 | 8.563 | 8.563 | 8.563 | 8.563 | 8.563 | 8.563 | 8.563 | 8.563 | 8.563 | 8.563 | 8.563 | 8.563 | 8.563 | 8.563 | 8.563 | 0 | 0 | 0 | 0 | 0 | 0 | 0 | 0 | 0 | 0 | 0 | 0 | 0 | 0 | 0 | 0 | 0 | 0 | 0 | 0 | 0 | 0 | 0 | 0 | 0 | 0 | 0 | 0 | 0 | 0 | 0 | 0 | 0 | 0 | 0 | 0 | 0 | 0 | 0 | 0 | 0 | 0 | 0 | 0 | 0 | 0 | 0 | 0 | 0 | 0 | 0 | 0 | 0 | 0 | 0 | 0 | 0 | 0 | 0 | 0 | 0 | 0 | 0 | 0 | 0 | 0 | 0 | 0 | 0 | 0 | 0 | 0 | 0 | 0 | 0 | 0 | 0 | 0 | 0 | 0 | 0 | 0 | 0 | 0 | 0 | 0
Commercial Laundry - Ozone Treatment_Healthcare_New_Ozone laundry system(s) that transfer ozone into the water through Venturi Injection, Bubble Diffusion, or other methods | Commercial Laundry - Ozone Treatment_Healthcare_New | Commercial Laundry - Ozone Treatment_Commercial_New_Conventional washing machine system with no ozone generator installed_Ozone laundry system(s) that transfer ozone into the water through Venturi Injection, Bubble Diffusion, or other methods | Commercial | Healthcare | New | Water Heating | Natural Gas | Commercial Laundry - Ozone Treatment | NEQ | Conventional washing machine system with no ozone generator installed | 10 | 10 | 10 | 15.3613 | 0 | 0 | 0.1 | 0.2 | Retro5Med | 8.35569166605469E-06 | TBD | A | WCM587 | 0.7 | 0.42 | Capacity | 0.0321 | 0 | 0 | 0 | 0 | IL TRM v12 - 4.3.6 - Ozone Laundry - CI-HWE-OZLD-V07-230101 | IL TRM v12 - 4.3.6 - Ozone Laundry - CI-HWE-OZLD-V07-230101 | IL TRM v12 - 4.3.6 - Ozone Laundry - CI-HWE-OZLD-V07-230101 | 0 | 0 | 98.2254 | Conventional washing machine system with no ozone generator installed | Conventional washing machine system with no ozone generator installed | Conventional washing machine system with no ozone generator installed | Conventional washing machine system with no ozone generator installed | Conventional washing machine system with no ozone generator installed | Conventional washing machine system with no ozone generator installed | Conventional washing machine system with no ozone generator installed | Conventional washing machine system with no ozone generator installed | Conventional washing machine system with no ozone generator installed | Conventional washing machine system with no ozone generator installed | Conventional washing machine system with no ozone generator installed | Conventional washing machine system with no ozone generator installed | Conventional washing machine system with no ozone generator installed | Conventional washing machine system with no ozone generator installed | Conventional washing machine system with no ozone generator installed | Conventional washing machine system with no ozone generator installed | Conventional washing machine system with no ozone generator installed | Conventional washing machine system with no ozone generator installed | Conventional washing machine system with no ozone generator installed | Conventional washing machine system with no ozone generator installed | Conventional washing machine system with no ozone generator installed | Conventional washing machine system with no ozone generator installed | Conventional washing machine system with no ozone generator installed | Conventional washing machine system with no ozone generator installed | Conventional washing machine system with no ozone generator installed | Conventional washing machine system with no ozone generator installed | Conventional washing machine system with no ozone generator installed | Conventional washing machine system with no ozone generator installed | 0 | 0 | 0 | 0 | 0 | 0 | 0 | 0 | 0 | 0 | 0 | 0 | 0 | 0 | 0 | 0 | 0 | 0 | 0 | 0 | 0 | 0 | 0 | 0 | 0 | 0 | 0 | 0 | 0 | 0 | 0 | 0 | 0 | 0 | 0 | 0 | 0 | 0 | 0 | 0 | 0 | 0 | 0 | 0 | 0 | 0 | 0 | 0 | 0 | 0 | 0 | 0 | 0 | 0 | 0 | 0 | 0 | 0 | 0 | 0 | 0 | 0 | 0 | 0 | 0 | 0 | 0 | 0 | 0 | 0 | 0 | 0 | 0 | 0 | 0 | 0 | 0 | 0 | 0 | 0 | 0 | 0 | 0 | 0 | 0 | 0 | 0 | 0 | 0 | 0 | 0 | 0 | 0 | 0 | 0 | 0 | 0 | 0 | 0 | 0 | 0 | 0 | 0 | 0 | 0 | 0 | 0 | 0 | 0 | 0 | 0 | 0 | Ozone laundry system(s) that transfer ozone into the water through Venturi Injection, Bubble Diffusion, or other methods | Ozone laundry system(s) that transfer ozone into the water through Venturi Injection, Bubble Diffusion, or other methods | Ozone laundry system(s) that transfer ozone into the water through Venturi Injection, Bubble Diffusion, or other methods | Ozone laundry system(s) that transfer ozone into the water through Venturi Injection, Bubble Diffusion, or other methods | Ozone laundry system(s) that transfer ozone into the water through Venturi Injection, Bubble Diffusion, or other methods | Ozone laundry system(s) that transfer ozone into the water through Venturi Injection, Bubble Diffusion, or other methods | Ozone laundry system(s) that transfer ozone into the water through Venturi Injection, Bubble Diffusion, or other methods | Ozone laundry system(s) that transfer ozone into the water through Venturi Injection, Bubble Diffusion, or other methods | Ozone laundry system(s) that transfer ozone into the water through Venturi Injection, Bubble Diffusion, or other methods | Ozone laundry system(s) that transfer ozone into the water through Venturi Injection, Bubble Diffusion, or other methods | Ozone laundry system(s) that transfer ozone into the water through Venturi Injection, Bubble Diffusion, or other methods | Ozone laundry system(s) that transfer ozone into the water through Venturi Injection, Bubble Diffusion, or other methods | Ozone laundry system(s) that transfer ozone into the water through Venturi Injection, Bubble Diffusion, or other methods | Ozone laundry system(s) that transfer ozone into the water through Venturi Injection, Bubble Diffusion, or other methods | Ozone laundry system(s) that transfer ozone into the water through Venturi Injection, Bubble Diffusion, or other methods | Ozone laundry system(s) that transfer ozone into the water through Venturi Injection, Bubble Diffusion, or other methods | Ozone laundry system(s) that transfer ozone into the water through Venturi Injection, Bubble Diffusion, or other methods | Ozone laundry system(s) that transfer ozone into the water through Venturi Injection, Bubble Diffusion, or other methods | Ozone laundry system(s) that transfer ozone into the water through Venturi Injection, Bubble Diffusion, or other methods | Ozone laundry system(s) that transfer ozone into the water through Venturi Injection, Bubble Diffusion, or other methods | Ozone laundry system(s) that transfer ozone into the water through Venturi Injection, Bubble Diffusion, or other methods | Ozone laundry system(s) that transfer ozone into the water through Venturi Injection, Bubble Diffusion, or other methods | Ozone laundry system(s) that transfer ozone into the water through Venturi Injection, Bubble Diffusion, or other methods | Ozone laundry system(s) that transfer ozone into the water through Venturi Injection, Bubble Diffusion, or other methods | Ozone laundry system(s) that transfer ozone into the water through Venturi Injection, Bubble Diffusion, or other methods | Ozone laundry system(s) that transfer ozone into the water through Venturi Injection, Bubble Diffusion, or other methods | Ozone laundry system(s) that transfer ozone into the water through Venturi Injection, Bubble Diffusion, or other methods | Ozone laundry system(s) that transfer ozone into the water through Venturi Injection, Bubble Diffusion, or other methods | 98.2254 | 98.2254 | 98.2254 | 98.2254 | 98.2254 | 98.2254 | 98.2254 | 98.2254 | 98.2254 | 98.2254 | 98.2254 | 98.2254 | 98.2254 | 98.2254 | 98.2254 | 98.2254 | 98.2254 | 98.2254 | 98.2254 | 98.2254 | 98.2254 | 98.2254 | 98.2254 | 98.2254 | 98.2254 | 98.2254 | 98.2254 | 98.2254 | 15.3613 | 15.3613 | 15.3613 | 15.3613 | 15.3613 | 15.3613 | 15.3613 | 15.3613 | 15.3613 | 15.3613 | 15.3613 | 15.3613 | 15.3613 | 15.3613 | 15.3613 | 15.3613 | 15.3613 | 15.3613 | 15.3613 | 15.3613 | 15.3613 | 15.3613 | 15.3613 | 15.3613 | 15.3613 | 15.3613 | 15.3613 | 15.3613 | 0 | 0 | 0 | 0 | 0 | 0 | 0 | 0 | 0 | 0 | 0 | 0 | 0 | 0 | 0 | 0 | 0 | 0 | 0 | 0 | 0 | 0 | 0 | 0 | 0 | 0 | 0 | 0 | 0 | 0 | 0 | 0 | 0 | 0 | 0 | 0 | 0 | 0 | 0 | 0 | 0 | 0 | 0 | 0 | 0 | 0 | 0 | 0 | 0 | 0 | 0 | 0 | 0 | 0 | 0 | 0 | 0 | 0 | 0 | 0 | 0 | 0 | 0 | 0 | 0 | 0 | 0 | 0 | 0 | 0 | 0 | 0 | 0 | 0 | 0 | 0 | 0 | 0 | 0 | 0 | 0 | 0 | 0 | 0 | 0 | 0 | 0 | 0 | 0 | 0 | 0 | 0 | 0 | 0 | 0 | 0 | 0 | 0 | 0 | 0 | 0 | 0 | 0 | 0 | 0 | 0 | 0 | 0 | 0 | 0 | 0 | 0 | Ozone laundry system(s) that transfer ozone into the water through Venturi Injection, Bubble Diffusion, or other methods | Ozone laundry system(s) that transfer ozone into the water through Venturi Injection, Bubble Diffusion, or other methods | Ozone laundry system(s) that transfer ozone into the water through Venturi Injection, Bubble Diffusion, or other methods | Ozone laundry system(s) that transfer ozone into the water through Venturi Injection, Bubble Diffusion, or other methods | Ozone laundry system(s) that transfer ozone into the water through Venturi Injection, Bubble Diffusion, or other methods | Ozone laundry system(s) that transfer ozone into the water through Venturi Injection, Bubble Diffusion, or other methods | Ozone laundry system(s) that transfer ozone into the water through Venturi Injection, Bubble Diffusion, or other methods | Ozone laundry system(s) that transfer ozone into the water through Venturi Injection, Bubble Diffusion, or other methods | Ozone laundry system(s) that transfer ozone into the water through Venturi Injection, Bubble Diffusion, or other methods | Ozone laundry system(s) that transfer ozone into the water through Venturi Injection, Bubble Diffusion, or other methods | Ozone laundry system(s) that transfer ozone into the water through Venturi Injection, Bubble Diffusion, or other methods | Ozone laundry system(s) that transfer ozone into the water through Venturi Injection, Bubble Diffusion, or other methods | Ozone laundry system(s) that transfer ozone into the water through Venturi Injection, Bubble Diffusion, or other methods | Ozone laundry system(s) that transfer ozone into the water through Venturi Injection, Bubble Diffusion, or other methods | Ozone laundry system(s) that transfer ozone into the water through Venturi Injection, Bubble Diffusion, or other methods | Ozone laundry system(s) that transfer ozone into the water through Venturi Injection, Bubble Diffusion, or other methods | Ozone laundry system(s) that transfer ozone into the water through Venturi Injection, Bubble Diffusion, or other methods | Ozone laundry system(s) that transfer ozone into the water through Venturi Injection, Bubble Diffusion, or other methods | Ozone laundry system(s) that transfer ozone into the water through Venturi Injection, Bubble Diffusion, or other methods | Ozone laundry system(s) that transfer ozone into the water through Venturi Injection, Bubble Diffusion, or other methods | Ozone laundry system(s) that transfer ozone into the water through Venturi Injection, Bubble Diffusion, or other methods | Ozone laundry system(s) that transfer ozone into the water through Venturi Injection, Bubble Diffusion, or other methods | Ozone laundry system(s) that transfer ozone into the water through Venturi Injection, Bubble Diffusion, or other methods | Ozone laundry system(s) that transfer ozone into the water through Venturi Injection, Bubble Diffusion, or other methods | Ozone laundry system(s) that transfer ozone into the water through Venturi Injection, Bubble Diffusion, or other methods | Ozone laundry system(s) that transfer ozone into the water through Venturi Injection, Bubble Diffusion, or other methods | Ozone laundry system(s) that transfer ozone into the water through Venturi Injection, Bubble Diffusion, or other methods | Ozone laundry system(s) that transfer ozone into the water through Venturi Injection, Bubble Diffusion, or other methods | 98.2254 | 98.2254 | 98.2254 | 98.2254 | 98.2254 | 98.2254 | 98.2254 | 98.2254 | 98.2254 | 98.2254 | 98.2254 | 98.2254 | 98.2254 | 98.2254 | 98.2254 | 98.2254 | 98.2254 | 98.2254 | 98.2254 | 98.2254 | 98.2254 | 98.2254 | 98.2254 | 98.2254 | 98.2254 | 98.2254 | 98.2254 | 98.2254 | 15.3613 | 15.3613 | 15.3613 | 15.3613 | 15.3613 | 15.3613 | 15.3613 | 15.3613 | 15.3613 | 15.3613 | 15.3613 | 15.3613 | 15.3613 | 15.3613 | 15.3613 | 15.3613 | 15.3613 | 15.3613 | 15.3613 | 15.3613 | 15.3613 | 15.3613 | 15.3613 | 15.3613 | 15.3613 | 15.3613 | 15.3613 | 15.3613 | 0 | 0 | 0 | 0 | 0 | 0 | 0 | 0 | 0 | 0 | 0 | 0 | 0 | 0 | 0 | 0 | 0 | 0 | 0 | 0 | 0 | 0 | 0 | 0 | 0 | 0 | 0 | 0 | 0 | 0 | 0 | 0 | 0 | 0 | 0 | 0 | 0 | 0 | 0 | 0 | 0 | 0 | 0 | 0 | 0 | 0 | 0 | 0 | 0 | 0 | 0 | 0 | 0 | 0 | 0 | 0 | 0 | 0 | 0 | 0 | 0 | 0 | 0 | 0 | 0 | 0 | 0 | 0 | 0 | 0 | 0 | 0 | 0 | 0 | 0 | 0 | 0 | 0 | 0 | 0 | 0 | 0 | 0 | 0 | 0 | 0
Destratification Fans (HVLS)_Education_Existing_High Volume, Low Speed (HVLS) fans with a minimum diameter of 14 ft with Variable Speed Drive (VSD) installed | Destratification Fans (HVLS)_Education_Existing | Destratification Fans (HVLS)_Commercial_Existing_No destratification fans or other means to effectively mix indoor air_High Volume, Low Speed (HVLS) fans with a minimum diameter of 14 ft with Variable Speed Drive (VSD) installed | Commercial | Education | Existing | Space Heating | Natural Gas | Destratification Fans (HVLS) | NEQ | No destratification fans or other means to effectively mix indoor air | 10 | 10 | 10 | 0.050171 | 0 | 0 | 0.15 | 0.25 | Retro1Slow | 0.012666666666666666 | TBD | A | WCM413 | 0.7 | 0.42 | sqft roof | 0.0321 | 2414.789418006746 | 2414.7894 | 1904.6226395546164 | 1904.6226 | IL TRM v12 - 4.4.34 - Destratification Fan - CI-HVC-DSFN-V07-240101 | IL TRM v12 - 4.4.34 - Destratification Fan - CI-HVC-DSFN-V07-240101 | IL TRM v12 - 4.4.34 - Destratification Fan - CI-HVC-DSFN-V07-240101 | 0 | 0 | 0.71324 | No destratification fans or other means to effectively mix indoor air | No destratification fans or other means to effectively mix indoor air | No destratification fans or other means to effectively mix indoor air | No destratification fans or other means to effectively mix indoor air | No destratification fans or other means to effectively mix indoor air | No destratification fans or other means to effectively mix indoor air | No destratification fans or other means to effectively mix indoor air | No destratification fans or other means to effectively mix indoor air | No destratification fans or other means to effectively mix indoor air | No destratification fans or other means to effectively mix indoor air | No destratification fans or other means to effectively mix indoor air | No destratification fans or other means to effectively mix indoor air | No destratification fans or other means to effectively mix indoor air | No destratification fans or other means to effectively mix indoor air | No destratification fans or other means to effectively mix indoor air | No destratification fans or other means to effectively mix indoor air | No destratification fans or other means to effectively mix indoor air | No destratification fans or other means to effectively mix indoor air | No destratification fans or other means to effectively mix indoor air | No destratification fans or other means to effectively mix indoor air | No destratification fans or other means to effectively mix indoor air | No destratification fans or other means to effectively mix indoor air | No destratification fans or other means to effectively mix indoor air | No destratification fans or other means to effectively mix indoor air | No destratification fans or other means to effectively mix indoor air | No destratification fans or other means to effectively mix indoor air | No destratification fans or other means to effectively mix indoor air | No destratification fans or other means to effectively mix indoor air | 0 | 0 | 0 | 619.8288 | 1222.1735 | 2137.5371 | 3419.8362 | 5097.1456 | 7154.887 | 9522.2752 | 12060.6806 | 14561.9998 | 16758.8305 | 18355.671 | 19078.4817 | 18737.2373 | 17295.149 | 14907.6592 | 12099.7014 | 9094.5379 | 6197.8392 | 3225.7651 | 2123.4636 | 0 | 0 | 0 | 0 | 0 | 0 | 0 | 0 | 619.8288 | 1833.5861 | 3943.6726 | 7298.6759 | 12264.0896 | 19174.8528 | 28282.7313 | 39693.5778 | 53310.9788 | 68786.9397 | 85508.582 | 102623.1 | 119105.7591 | 133920.362 | 146197.8858 | 155584.728 | 162019.5481 | 165685.8075 | 166616.2051 | 166644.1753 | 164867.6863 | 163228.7037 | 161716.5285 | 160321.3018 | 159033.9377 | 0 | 0 | 0 | 6312.377305492428 | 12618.02819289858 | 22403.880455783597 | 36442.982263526355 | 55315.35700163202 | 79223.41088261265 | 107765.59527175089 | 139703.13365822894 | 172788.69877566156 | 203758.92206226243 | 228604.2687247095 | 243191.90074313345 | 244207.19479570774 | 230206.46579871842 | 202402.97060758635 | 167385.02030378967 | 128000.30964407451 | 88615.59898435927 | 46769.34390841183 | 31179.562605607895 | 0 | 0 | 0 | 0 | 0 | 0 | 0 | 0 | 6312.377305492428 | 18930.40549839101 | 41334.28595417461 | 77777.26821770097 | 133092.625219333 | 212316.03610194562 | 320081.6313736965 | 459784.7650319254 | 632573.4638075869 | 836332.3858698494 | 1064936.6545945588 | 1308128.5553376921 | 1552335.7501333999 | 1782542.2159321182 | 1984945.1865397047 | 2152330.2068434944 | 2280330.516487569 | 2368946.1154719284 | 2415715.4593803403 | 2446895.021985948 | 2446895.021985948 | 2446895.021985948 | 2446895.021985948 | 2446895.021985948 | 2446895.021985948 | High Volume, Low Speed (HVLS) fans with a minimum diameter of 14 ft with Variable Speed Drive (VSD) installed | High Volume, Low Speed (HVLS) fans with a minimum diameter of 14 ft with Variable Speed Drive (VSD) installed | High Volume, Low Speed (HVLS) fans with a minimum diameter of 14 ft with Variable Speed Drive (VSD) installed | High Volume, Low Speed (HVLS) fans with a minimum diameter of 14 ft with Variable Speed Drive (VSD) installed | High Volume, Low Speed (HVLS) fans with a minimum diameter of 14 ft with Variable Speed Drive (VSD) installed | High Volume, Low Speed (HVLS) fans with a minimum diameter of 14 ft with Variable Speed Drive (VSD) installed | High Volume, Low Speed (HVLS) fans with a minimum diameter of 14 ft with Variable Speed Drive (VSD) installed | High Volume, Low Speed (HVLS) fans with a minimum diameter of 14 ft with Variable Speed Drive (VSD) installed | High Volume, Low Speed (HVLS) fans with a minimum diameter of 14 ft with Variable Speed Drive (VSD) installed | High Volume, Low Speed (HVLS) fans with a minimum diameter of 14 ft with Variable Speed Drive (VSD) installed | High Volume, Low Speed (HVLS) fans with a minimum diameter of 14 ft with Variable Speed Drive (VSD) installed | High Volume, Low Speed (HVLS) fans with a minimum diameter of 14 ft with Variable Speed Drive (VSD) installed | High Volume, Low Speed (HVLS) fans with a minimum diameter of 14 ft with Variable Speed Drive (VSD) installed | High Volume, Low Speed (HVLS) fans with a minimum diameter of 14 ft with Variable Speed Drive (VSD) installed | High Volume, Low Speed (HVLS) fans with a minimum diameter of 14 ft with Variable Speed Drive (VSD) installed | High Volume, Low Speed (HVLS) fans with a minimum diameter of 14 ft with Variable Speed Drive (VSD) installed | High Volume, Low Speed (HVLS) fans with a minimum diameter of 14 ft with Variable Speed Drive (VSD) installed | High Volume, Low Speed (HVLS) fans with a minimum diameter of 14 ft with Variable Speed Drive (VSD) installed | High Volume, Low Speed (HVLS) fans with a minimum diameter of 14 ft with Variable Speed Drive (VSD) installed | High Volume, Low Speed (HVLS) fans with a minimum diameter of 14 ft with Variable Speed Drive (VSD) installed | High Volume, Low Speed (HVLS) fans with a minimum diameter of 14 ft with Variable Speed Drive (VSD) installed | High Volume, Low Speed (HVLS) fans with a minimum diameter of 14 ft with Variable Speed Drive (VSD) installed | High Volume, Low Speed (HVLS) fans with a minimum diameter of 14 ft with Variable Speed Drive (VSD) installed | High Volume, Low Speed (HVLS) fans with a minimum diameter of 14 ft with Variable Speed Drive (VSD) installed | High Volume, Low Speed (HVLS) fans with a minimum diameter of 14 ft with Variable Speed Drive (VSD) installed | High Volume, Low Speed (HVLS) fans with a minimum diameter of 14 ft with Variable Speed Drive (VSD) installed | High Volume, Low Speed (HVLS) fans with a minimum diameter of 14 ft with Variable Speed Drive (VSD) installed | High Volume, Low Speed (HVLS) fans with a minimum diameter of 14 ft with Variable Speed Drive (VSD) installed | 0.7132 | 0.7132 | 0.7132 | 0.7132 | 0.7132 | 0.7132 | 0.7132 | 0.7132 | 0.7132 | 0.7132 | 0.7132 | 0.7132 | 0.7132 | 0.7132 | 0.7132 | 0.7132 | 0.7132 | 0.7132 | 0.7132 | 0.7132 | 0.7132 | 0.7132 | 0.7132 | 0.7132 | 0.7132 | 0.7132 | 0.7132 | 0.7132 | 0.0502 | 0.0502 | 0.0502 | 0.0502 | 0.0502 | 0.0502 | 0.0502 | 0.0502 | 0.0502 | 0.0502 | 0.0502 | 0.0502 | 0.0502 | 0.0502 | 0.0502 | 0.0502 | 0.0502 | 0.0502 | 0.0502 | 0.0502 | 0.0502 | 0.0502 | 0.0502 | 0.0502 | 0.0502 | 0.0502 | 0.0502 | 0.0502 | 0 | 0 | 0 | 0 | 0 | 0 | 0 | 0 | 0 | 0 | 0 | 0 | 0 | 0 | 0 | 0 | 0 | 0 | 0 | 0 | 0 | 0 | 0 | 0 | 0 | 0 | 0 | 0 | 0 | 0 | 0 | 0 | 0 | 0 | 0 | 0 | 0 | 0 | 0 | 0 | 0 | 0 | 0 | 0 | 0 | 0 | 0 | 0 | 0 | 0 | 0 | 0 | 0 | 0 | 0 | 0 | 0 | 0 | 0 | 0 | 0 | 0 | 0 | 0 | 0 | 0 | 0 | 0 | 0 | 0 | 0 | 0 | 0 | 0 | 0 | 0 | 0 | 0 | 0 | 0 | 0 | 0 | 0 | 0 | 0 | 0 | 0 | 0 | 0 | 0 | 0 | 0 | 0 | 0 | 0 | 0 | 0 | 0 | 0 | 0 | 0 | 0 | 0 | 0 | 0 | 0 | 0 | 0 | 0 | 0 | 0 | 0 | High Volume, Low Speed (HVLS) fans with a minimum diameter of 14 ft with Variable Speed Drive (VSD) installed | High Volume, Low Speed (HVLS) fans with a minimum diameter of 14 ft with Variable Speed Drive (VSD) installed | High Volume, Low Speed (HVLS) fans with a minimum diameter of 14 ft with Variable Speed Drive (VSD) installed | High Volume, Low Speed (HVLS) fans with a minimum diameter of 14 ft with Variable Speed Drive (VSD) installed | High Volume, Low Speed (HVLS) fans with a minimum diameter of 14 ft with Variable Speed Drive (VSD) installed | High Volume, Low Speed (HVLS) fans with a minimum diameter of 14 ft with Variable Speed Drive (VSD) installed | High Volume, Low Speed (HVLS) fans with a minimum diameter of 14 ft with Variable Speed Drive (VSD) installed | High Volume, Low Speed (HVLS) fans with a minimum diameter of 14 ft with Variable Speed Drive (VSD) installed | High Volume, Low Speed (HVLS) fans with a minimum diameter of 14 ft with Variable Speed Drive (VSD) installed | High Volume, Low Speed (HVLS) fans with a minimum diameter of 14 ft with Variable Speed Drive (VSD) installed | High Volume, Low Speed (HVLS) fans with a minimum diameter of 14 ft with Variable Speed Drive (VSD) installed | High Volume, Low Speed (HVLS) fans with a minimum diameter of 14 ft with Variable Speed Drive (VSD) installed | High Volume, Low Speed (HVLS) fans with a minimum diameter of 14 ft with Variable Speed Drive (VSD) installed | High Volume, Low Speed (HVLS) fans with a minimum diameter of 14 ft with Variable Speed Drive (VSD) installed | High Volume, Low Speed (HVLS) fans with a minimum diameter of 14 ft with Variable Speed Drive (VSD) installed | High Volume, Low Speed (HVLS) fans with a minimum diameter of 14 ft with Variable Speed Drive (VSD) installed | High Volume, Low Speed (HVLS) fans with a minimum diameter of 14 ft with Variable Speed Drive (VSD) installed | High Volume, Low Speed (HVLS) fans with a minimum diameter of 14 ft with Variable Speed Drive (VSD) installed | High Volume, Low Speed (HVLS) fans with a minimum diameter of 14 ft with Variable Speed Drive (VSD) installed | High Volume, Low Speed (HVLS) fans with a minimum diameter of 14 ft with Variable Speed Drive (VSD) installed | High Volume, Low Speed (HVLS) fans with a minimum diameter of 14 ft with Variable Speed Drive (VSD) installed | High Volume, Low Speed (HVLS) fans with a minimum diameter of 14 ft with Variable Speed Drive (VSD) installed | High Volume, Low Speed (HVLS) fans with a minimum diameter of 14 ft with Variable Speed Drive (VSD) installed | High Volume, Low Speed (HVLS) fans with a minimum diameter of 14 ft with Variable Speed Drive (VSD) installed | High Volume, Low Speed (HVLS) fans with a minimum diameter of 14 ft with Variable Speed Drive (VSD) installed | High Volume, Low Speed (HVLS) fans with a minimum diameter of 14 ft with Variable Speed Drive (VSD) installed | High Volume, Low Speed (HVLS) fans with a minimum diameter of 14 ft with Variable Speed Drive (VSD) installed | High Volume, Low Speed (HVLS) fans with a minimum diameter of 14 ft with Variable Speed Drive (VSD) installed | 0.7132 | 0.7132 | 0.7132 | 0.7132 | 0.7132 | 0.7132 | 0.7132 | 0.7132 | 0.7132 | 0.7132 | 0.7132 | 0.7132 | 0.7132 | 0.7132 | 0.7132 | 0.7132 | 0.7132 | 0.7132 | 0.7132 | 0.7132 | 0.7132 | 0.7132 | 0.7132 | 0.7132 | 0.7132 | 0.7132 | 0.7132 | 0.7132 | 0.0502 | 0.0502 | 0.0502 | 0.0502 | 0.0502 | 0.0502 | 0.0502 | 0.0502 | 0.0502 | 0.0502 | 0.0502 | 0.0502 | 0.0502 | 0.0502 | 0.0502 | 0.0502 | 0.0502 | 0.0502 | 0.0502 | 0.0502 | 0.0502 | 0.0502 | 0.0502 | 0.0502 | 0.0502 | 0.0502 | 0.0502 | 0.0502 | 0 | 0 | 0 | 0 | 0 | 0 | 0 | 0 | 0 | 0 | 0 | 0 | 0 | 0 | 0 | 0 | 0 | 0 | 0 | 0 | 0 | 0 | 0 | 0 | 0 | 0 | 0 | 0 | 0 | 0 | 0 | 0 | 0 | 0 | 0 | 0 | 0 | 0 | 0 | 0 | 0 | 0 | 0 | 0 | 0 | 0 | 0 | 0 | 0 | 0 | 0 | 0 | 0 | 0 | 0 | 0 | 0 | 0 | 0 | 0 | 0 | 0 | 0 | 0 | 0 | 0 | 0 | 0 | 0 | 0 | 0 | 0 | 0 | 0 | 0 | 0 | 0 | 0 | 0 | 0 | 0 | 0 | 0 | 0 | 0 | 0
HVAC - Energy Recovery Ventilator_Warehouse_Existing_unitary equipment that incorporates energy recovery not required by the IECC 2012/2015/2018/2021 | HVAC - Energy Recovery Ventilator_Warehouse_Existing | HVAC - Energy Recovery Ventilator_Commercial_Existing_unitary equipment not required by IECC 2012/2015/2018/2021 to incorporate energy recovery_unitary equipment that incorporates energy recovery not required by the IECC 2012/2015/2018/2021 | Commercial | Warehouse | Existing | Space Heating | Natural Gas | HVAC - Energy Recovery Ventilator | NEQ | unitary equipment not required by IECC 2012/2015/2018/2021 to incorporate energy recovery | 15 | 15 | 15 | 0.032215 | 0 | 0 | 0 | 0.05 | Retro1Slow | 0.012666666666666666 | TBD | A | WCM707 | 0.7 | 0.42 | CFM | 0.0321 | 2290.5146797864672 | 2290.5147 | 1806.6031277189031 | 1806.6031 | IL TRM v13 - 4.4.27 - Energy Recovery Ventilator - CI-HVC-ERVE-V07-250101 | IL TRM v13 - 4.4.27 - Energy Recovery Ventilator - CI-HVC-ERVE-V07-250101 | IL TRM v13 - 4.4.27 - Energy Recovery Ventilator - CI-HVC-ERVE-V07-250101 | 0 | 0 | 0.61453 | unitary equipment not required by IECC 2012/2015/2018/2021 to incorporate energy recovery | unitary equipment not required by IECC 2012/2015/2018/2021 to incorporate energy recovery | unitary equipment not required by IECC 2012/2015/2018/2021 to incorporate energy recovery | unitary equipment not required by IECC 2012/2015/2018/2021 to incorporate energy recovery | unitary equipment not required by IECC 2012/2015/2018/2021 to incorporate energy recovery | unitary equipment not required by IECC 2012/2015/2018/2021 to incorporate energy recovery | unitary equipment not required by IECC 2012/2015/2018/2021 to incorporate energy recovery | unitary equipment not required by IECC 2012/2015/2018/2021 to incorporate energy recovery | unitary equipment not required by IECC 2012/2015/2018/2021 to incorporate energy recovery | unitary equipment not required by IECC 2012/2015/2018/2021 to incorporate energy recovery | unitary equipment not required by IECC 2012/2015/2018/2021 to incorporate energy recovery | unitary equipment not required by IECC 2012/2015/2018/2021 to incorporate energy recovery | unitary equipment not required by IECC 2012/2015/2018/2021 to incorporate energy recovery | unitary equipment not required by IECC 2012/2015/2018/2021 to incorporate energy recovery | unitary equipment not required by IECC 2012/2015/2018/2021 to incorporate energy recovery | unitary equipment not required by IECC 2012/2015/2018/2021 to incorporate energy recovery | unitary equipment not required by IECC 2012/2015/2018/2021 to incorporate energy recovery | unitary equipment not required by IECC 2012/2015/2018/2021 to incorporate energy recovery | unitary equipment not required by IECC 2012/2015/2018/2021 to incorporate energy recovery | unitary equipment not required by IECC 2012/2015/2018/2021 to incorporate energy recovery | unitary equipment not required by IECC 2012/2015/2018/2021 to incorporate energy recovery | unitary equipment not required by IECC 2012/2015/2018/2021 to incorporate energy recovery | unitary equipment not required by IECC 2012/2015/2018/2021 to incorporate energy recovery | unitary equipment not required by IECC 2012/2015/2018/2021 to incorporate energy recovery | unitary equipment not required by IECC 2012/2015/2018/2021 to incorporate energy recovery | unitary equipment not required by IECC 2012/2015/2018/2021 to incorporate energy recovery | unitary equipment not required by IECC 2012/2015/2018/2021 to incorporate energy recovery | unitary equipment not required by IECC 2012/2015/2018/2021 to incorporate energy recovery | 0 | 0 | 0 | 193.9605 | 382.5835 | 669.2955 | 1070.8245 | 1595.5376 | 2238.3518 | 2976.2927 | 3765.1811 | 4540.038 | 5217.6487 | 5707.4945 | 5925.5239 | 5814.1828 | 5362.8574 | 4619.9551 | 3747.1644 | 2814.6254 | 1917.2818 | 997.3729 | 656.1375 | 1.9735e-14 | 1.952e-14 | 1.9323e-14 | 1.9141e-14 | 1.8973e-14 | 0 | 0 | 0 | 193.9605 | 573.9772 | 1234.8241 | 2285.3728 | 3838.9753 | 5998.7063 | 8840.0813 | 12391.7972 | 16620.9225 | 21415.9386 | 26587.9555 | 31873.3767 | 36958.6322 | 41525.8524 | 45307.4262 | 48183.1352 | 50142.6609 | 51254.3769 | 51515.9896 | 51492.0492 | 50892.0946 | 50339.231 | 49829.7017 | 49360.0581 | 48927.1333 | 0 | 0 | 0 | 6780.785064455138 | 13554.344579313138 | 24066.35260034806 | 39147.221067047074 | 59420.013798178734 | 85102.15648874396 | 115762.3037274704 | 150069.75602409747 | 185610.42397532097 | 218878.78189206016 | 245567.76884842347 | 261237.87101900033 | 262328.50461305614 | 247288.85639816488 | 217422.21253205155 | 179805.76742487928 | 137498.52803078998 | 95191.28863670076 | 50239.84678048096 | 33493.23118698731 | 1.0192613037110402E-12 | 1.0192613037110402E-12 | 1.0192613037110402E-12 | 1.0192613037110402E-12 | 1.0192613037110402E-12 | 0 | 0 | 0 | 6780.785064455138 | 20335.129643768272 | 44401.482244116334 | 83548.70331116342 | 142968.71710934216 | 228070.8735980861 | 343833.1773255565 | 493902.93334965396 | 679513.357324975 | 898392.1392170351 | 1143959.9080654585 | 1405197.779084459 | 1667526.2836975153 | 1914815.1400956803 | 2132237.3526277314 | 2312043.120052611 | 2449541.648083401 | 2544732.936720102 | 2594972.783500583 | 2628466.0146875703 | 2628466.0146875703 | 2628466.0146875703 | 2628466.0146875703 | 2628466.0146875703 | 2628466.0146875703 | unitary equipment that incorporates energy recovery not required by the IECC 2012/2015/2018/2021 | unitary equipment that incorporates energy recovery not required by the IECC 2012/2015/2018/2021 | unitary equipment that incorporates energy recovery not required by the IECC 2012/2015/2018/2021 | unitary equipment that incorporates energy recovery not required by the IECC 2012/2015/2018/2021 | unitary equipment that incorporates energy recovery not required by the IECC 2012/2015/2018/2021 | unitary equipment that incorporates energy recovery not required by the IECC 2012/2015/2018/2021 | unitary equipment that incorporates energy recovery not required by the IECC 2012/2015/2018/2021 | unitary equipment that incorporates energy recovery not required by the IECC 2012/2015/2018/2021 | unitary equipment that incorporates energy recovery not required by the IECC 2012/2015/2018/2021 | unitary equipment that incorporates energy recovery not required by the IECC 2012/2015/2018/2021 | unitary equipment that incorporates energy recovery not required by the IECC 2012/2015/2018/2021 | unitary equipment that incorporates energy recovery not required by the IECC 2012/2015/2018/2021 | unitary equipment that incorporates energy recovery not required by the IECC 2012/2015/2018/2021 | unitary equipment that incorporates energy recovery not required by the IECC 2012/2015/2018/2021 | unitary equipment that incorporates energy recovery not required by the IECC 2012/2015/2018/2021 | unitary equipment that incorporates energy recovery not required by the IECC 2012/2015/2018/2021 | unitary equipment that incorporates energy recovery not required by the IECC 2012/2015/2018/2021 | unitary equipment that incorporates energy recovery not required by the IECC 2012/2015/2018/2021 | unitary equipment that incorporates energy recovery not required by the IECC 2012/2015/2018/2021 | unitary equipment that incorporates energy recovery not required by the IECC 2012/2015/2018/2021 | unitary equipment that incorporates energy recovery not required by the IECC 2012/2015/2018/2021 | unitary equipment that incorporates energy recovery not required by the IECC 2012/2015/2018/2021 | unitary equipment that incorporates energy recovery not required by the IECC 2012/2015/2018/2021 | unitary equipment that incorporates energy recovery not required by the IECC 2012/2015/2018/2021 | unitary equipment that incorporates energy recovery not required by the IECC 2012/2015/2018/2021 | unitary equipment that incorporates energy recovery not required by the IECC 2012/2015/2018/2021 | unitary equipment that incorporates energy recovery not required by the IECC 2012/2015/2018/2021 | unitary equipment that incorporates energy recovery not required by the IECC 2012/2015/2018/2021 | 0.6145 | 0.6145 | 0.6145 | 0.6145 | 0.6145 | 0.6145 | 0.6145 | 0.6145 | 0.6145 | 0.6145 | 0.6145 | 0.6145 | 0.6145 | 0.6145 | 0.6145 | 0.6145 | 0.6145 | 0.6145 | 0.6145 | 0.6145 | 0.6145 | 0.6145 | 0.6145 | 0.6145 | 0.6145 | 0.6145 | 0.6145 | 0.6145 | 0.0322 | 0.0322 | 0.0322 | 0.0322 | 0.0322 | 0.0322 | 0.0322 | 0.0322 | 0.0322 | 0.0322 | 0.0322 | 0.0322 | 0.0322 | 0.0322 | 0.0322 | 0.0322 | 0.0322 | 0.0322 | 0.0322 | 0.0322 | 0.0322 | 0.0322 | 0.0322 | 0.0322 | 0.0322 | 0.0322 | 0.0322 | 0.0322 | 0 | 0 | 0 | 0 | 0 | 0 | 0 | 0 | 0 | 0 | 0 | 0 | 0 | 0 | 0 | 0 | 0 | 0 | 0 | 0 | 0 | 0 | 0 | 0 | 0 | 0 | 0 | 0 | 0 | 0 | 0 | 0 | 0 | 0 | 0 | 0 | 0 | 0 | 0 | 0 | 0 | 0 | 0 | 0 | 0 | 0 | 0 | 0 | 0 | 0 | 0 | 0 | 0 | 0 | 0 | 0 | 0 | 0 | 0 | 0 | 0 | 0 | 0 | 0 | 0 | 0 | 0 | 0 | 0 | 0 | 0 | 0 | 0 | 0 | 0 | 0 | 0 | 0 | 0 | 0 | 0 | 0 | 0 | 0 | 0 | 0 | 0 | 0 | 0 | 0 | 0 | 0 | 0 | 0 | 0 | 0 | 0 | 0 | 0 | 0 | 0 | 0 | 0 | 0 | 0 | 0 | 0 | 0 | 0 | 0 | 0 | 0 | unitary equipment that incorporates energy recovery not required by the IECC 2012/2015/2018/2021 | unitary equipment that incorporates energy recovery not required by the IECC 2012/2015/2018/2021 | unitary equipment that incorporates energy recovery not required by the IECC 2012/2015/2018/2021 | unitary equipment that incorporates energy recovery not required by the IECC 2012/2015/2018/2021 | unitary equipment that incorporates energy recovery not required by the IECC 2012/2015/2018/2021 | unitary equipment that incorporates energy recovery not required by the IECC 2012/2015/2018/2021 | unitary equipment that incorporates energy recovery not required by the IECC 2012/2015/2018/2021 | unitary equipment that incorporates energy recovery not required by the IECC 2012/2015/2018/2021 | unitary equipment that incorporates energy recovery not required by the IECC 2012/2015/2018/2021 | unitary equipment that incorporates energy recovery not required by the IECC 2012/2015/2018/2021 | unitary equipment that incorporates energy recovery not required by the IECC 2012/2015/2018/2021 | unitary equipment that incorporates energy recovery not required by the IECC 2012/2015/2018/2021 | unitary equipment that incorporates energy recovery not required by the IECC 2012/2015/2018/2021 | unitary equipment that incorporates energy recovery not required by the IECC 2012/2015/2018/2021 | unitary equipment that incorporates energy recovery not required by the IECC 2012/2015/2018/2021 | unitary equipment that incorporates energy recovery not required by the IECC 2012/2015/2018/2021 | unitary equipment that incorporates energy recovery not required by the IECC 2012/2015/2018/2021 | unitary equipment that incorporates energy recovery not required by the IECC 2012/2015/2018/2021 | unitary equipment that incorporates energy recovery not required by the IECC 2012/2015/2018/2021 | unitary equipment that incorporates energy recovery not required by the IECC 2012/2015/2018/2021 | unitary equipment that incorporates energy recovery not required by the IECC 2012/2015/2018/2021 | unitary equipment that incorporates energy recovery not required by the IECC 2012/2015/2018/2021 | unitary equipment that incorporates energy recovery not required by the IECC 2012/2015/2018/2021 | unitary equipment that incorporates energy recovery not required by the IECC 2012/2015/2018/2021 | unitary equipment that incorporates energy recovery not required by the IECC 2012/2015/2018/2021 | unitary equipment that incorporates energy recovery not required by the IECC 2012/2015/2018/2021 | unitary equipment that incorporates energy recovery not required by the IECC 2012/2015/2018/2021 | unitary equipment that incorporates energy recovery not required by the IECC 2012/2015/2018/2021 | 0.6145 | 0.6145 | 0.6145 | 0.6145 | 0.6145 | 0.6145 | 0.6145 | 0.6145 | 0.6145 | 0.6145 | 0.6145 | 0.6145 | 0.6145 | 0.6145 | 0.6145 | 0.6145 | 0.6145 | 0.6145 | 0.6145 | 0.6145 | 0.6145 | 0.6145 | 0.6145 | 0.6145 | 0.6145 | 0.6145 | 0.6145 | 0.6145 | 0.0322 | 0.0322 | 0.0322 | 0.0322 | 0.0322 | 0.0322 | 0.0322 | 0.0322 | 0.0322 | 0.0322 | 0.0322 | 0.0322 | 0.0322 | 0.0322 | 0.0322 | 0.0322 | 0.0322 | 0.0322 | 0.0322 | 0.0322 | 0.0322 | 0.0322 | 0.0322 | 0.0322 | 0.0322 | 0.0322 | 0.0322 | 0.0322 | 0 | 0 | 0 | 0 | 0 | 0 | 0 | 0 | 0 | 0 | 0 | 0 | 0 | 0 | 0 | 0 | 0 | 0 | 0 | 0 | 0 | 0 | 0 | 0 | 0 | 0 | 0 | 0 | 0 | 0 | 0 | 0 | 0 | 0 | 0 | 0 | 0 | 0 | 0 | 0 | 0 | 0 | 0 | 0 | 0 | 0 | 0 | 0 | 0 | 0 | 0 | 0 | 0 | 0 | 0 | 0 | 0 | 0 | 0 | 0 | 0 | 0 | 0 | 0 | 0 | 0 | 0 | 0 | 0 | 0 | 0 | 0 | 0 | 0 | 0 | 0 | 0 | 0 | 0 | 0 | 0 | 0 | 0 | 0 | 0 | 0
Gas Boiler - Insulate Steam Lines/Condensate Tank_Grocery_Existing_Addition of 2" wrap insulation to hot water boiler pipe | Gas Boiler - Insulate Steam Lines/Condensate Tank_Grocery_Existing | Gas Boiler - Insulate Steam Lines/Condensate Tank_Commercial_Existing_bare pipe_Addition of 2" wrap insulation to hot water boiler pipe | Commercial | Grocery | Existing | Space Heating | Natural Gas | Gas Boiler - Insulate Steam Lines/Condensate Tank | NEQ | bare pipe | 15 | 15 | 15 | 0.28171 | 0 | 0 | 0.3 | 0.35 | Retro5Med | 8.35569166605469E-06 | TBD | A | WCM327 | 0.7 | 0.42 | boiler pipe | 0.0321 | 15628.312972667807 | 15628.313 | 12326.55671083658 | 12326.5567 | IL TRM v12 - 4.4.14 - Pipe Insulation - CI-HVC-PINS-V08-230101 | IL TRM v12 - 4.4.14 - Pipe Insulation - CI-HVC-PINS-V08-230101 | IL TRM v12 - 4.4.14 - Pipe Insulation - CI-HVC-PINS-V08-230101 | 0 | 0 | 36.2322 | bare pipe | bare pipe | bare pipe | bare pipe | bare pipe | bare pipe | bare pipe | bare pipe | bare pipe | bare pipe | bare pipe | bare pipe | bare pipe | bare pipe | bare pipe | bare pipe | bare pipe | bare pipe | bare pipe | bare pipe | bare pipe | bare pipe | bare pipe | bare pipe | bare pipe | bare pipe | bare pipe | bare pipe | 0 | 0 | 0 | 13.4458 | 16.1917 | 19.4001 | 22.0003 | 24.4653 | 27.8188 | 29.6131 | 29.2985 | 26.7086 | 22.1947 | 16.6046 | 10.6281 | 5.9714 | 2.7837 | 1.1409 | 0.40186 | 0.12175 | 0.025784 | 0.0023109 | 0.0015026 | 0 | 0 | 0 | 0 | 0 | 0 | 0 | 0 | 13.4458 | 29.3789 | 48.1655 | 69.0531 | 91.788 | 117.0906 | 143.2334 | 168.0177 | 189.2391 | 205.1392 | 214.9287 | 218.4934 | 217.3933 | 213.2607 | 207.7288 | 201.6255 | 195.6819 | 190.1641 | 185.1559 | 180.5955 | 176.5206 | 172.7574 | 169.2771 | 166.0561 | 163.0732 | 0 | 0 | 0 | 1.3878619373063716 | 1.7040731202173778 | 2.085286815061199 | 2.42068942553437 | 2.761102828835359 | 3.2280610994178027 | 3.54123315626189 | 3.617619811023848 | 3.4091725180754957 | 2.930472546208708 | 2.2677233815754856 | 1.5008274438313092 | 0.8714481931923733 | 0.419586167092624 | 0.1775172245391871 | 0.06455171801424989 | 0.020163052514190025 | 0.004394629930931954 | 0.00040453068918088527 | 0.00026968712612059016 | 0 | 0 | 0 | 0 | 0 | 0 | 0 | 0 | 1.3878619373063716 | 3.0919350575237496 | 5.177221872584948 | 7.597911298119318 | 10.359014126954678 | 13.58707522637248 | 17.12830838263437 | 20.745928193658216 | 24.155100711733713 | 27.08557325794242 | 29.353296639517904 | 30.854124083349213 | 31.725572276541584 | 32.14515844363421 | 32.322675668173396 | 32.38722738618765 | 32.40739043870183 | 32.41178506863277 | 32.41218959932194 | 32.41245928644807 | 32.41245928644807 | 32.41245928644807 | 32.41245928644807 | 32.41245928644807 | 32.41245928644807 | Addition of 2" wrap insulation to hot water boiler pipe | Addition of 2" wrap insulation to hot water boiler pipe | Addition of 2" wrap insulation to hot water boiler pipe | Addition of 2" wrap insulation to hot water boiler pipe | Addition of 2" wrap insulation to hot water boiler pipe | Addition of 2" wrap insulation to hot water boiler pipe | Addition of 2" wrap insulation to hot water boiler pipe | Addition of 2" wrap insulation to hot water boiler pipe | Addition of 2" wrap insulation to hot water boiler pipe | Addition of 2" wrap insulation to hot water boiler pipe | Addition of 2" wrap insulation to hot water boiler pipe | Addition of 2" wrap insulation to hot water boiler pipe | Addition of 2" wrap insulation to hot water boiler pipe | Addition of 2" wrap insulation to hot water boiler pipe | Addition of 2" wrap insulation to hot water boiler pipe | Addition of 2" wrap insulation to hot water boiler pipe | Addition of 2" wrap insulation to hot water boiler pipe | Addition of 2" wrap insulation to hot water boiler pipe | Addition of 2" wrap insulation to hot water boiler pipe | Addition of 2" wrap insulation to hot water boiler pipe | Addition of 2" wrap insulation to hot water boiler pipe | Addition of 2" wrap insulation to hot water boiler pipe | Addition of 2" wrap insulation to hot water boiler pipe | Addition of 2" wrap insulation to hot water boiler pipe | Addition of 2" wrap insulation to hot water boiler pipe | Addition of 2" wrap insulation to hot water boiler pipe | Addition of 2" wrap insulation to hot water boiler pipe | Addition of 2" wrap insulation to hot water boiler pipe | 36.2322 | 36.2322 | 36.2322 | 36.2322 | 36.2322 | 36.2322 | 36.2322 | 36.2322 | 36.2322 | 36.2322 | 36.2322 | 36.2322 | 36.2322 | 36.2322 | 36.2322 | 36.2322 | 36.2322 | 36.2322 | 36.2322 | 36.2322 | 36.2322 | 36.2322 | 36.2322 | 36.2322 | 36.2322 | 36.2322 | 36.2322 | 36.2322 | 0.2817 | 0.2817 | 0.2817 | 0.2817 | 0.2817 | 0.2817 | 0.2817 | 0.2817 | 0.2817 | 0.2817 | 0.2817 | 0.2817 | 0.2817 | 0.2817 | 0.2817 | 0.2817 | 0.2817 | 0.2817 | 0.2817 | 0.2817 | 0.2817 | 0.2817 | 0.2817 | 0.2817 | 0.2817 | 0.2817 | 0.2817 | 0.2817 | 0 | 0 | 0 | 0 | 0 | 0 | 0 | 0 | 0 | 0 | 0 | 0 | 0 | 0 | 0 | 0 | 0 | 0 | 0 | 0 | 0 | 0 | 0 | 0 | 0 | 0 | 0 | 0 | 0 | 0 | 0 | 0 | 0 | 0 | 0 | 0 | 0 | 0 | 0 | 0 | 0 | 0 | 0 | 0 | 0 | 0 | 0 | 0 | 0 | 0 | 0 | 0 | 0 | 0 | 0 | 0 | 0 | 0 | 0 | 0 | 0 | 0 | 0 | 0 | 0 | 0 | 0 | 0 | 0 | 0 | 0 | 0 | 0 | 0 | 0 | 0 | 0 | 0 | 0 | 0 | 0 | 0 | 0 | 0 | 0 | 0 | 0 | 0 | 0 | 0 | 0 | 0 | 0 | 0 | 0 | 0 | 0 | 0 | 0 | 0 | 0 | 0 | 0 | 0 | 0 | 0 | 0 | 0 | 0 | 0 | 0 | 0 | Addition of 2" wrap insulation to hot water boiler pipe | Addition of 2" wrap insulation to hot water boiler pipe | Addition of 2" wrap insulation to hot water boiler pipe | Addition of 2" wrap insulation to hot water boiler pipe | Addition of 2" wrap insulation to hot water boiler pipe | Addition of 2" wrap insulation to hot water boiler pipe | Addition of 2" wrap insulation to hot water boiler pipe | Addition of 2" wrap insulation to hot water boiler pipe | Addition of 2" wrap insulation to hot water boiler pipe | Addition of 2" wrap insulation to hot water boiler pipe | Addition of 2" wrap insulation to hot water boiler pipe | Addition of 2" wrap insulation to hot water boiler pipe | Addition of 2" wrap insulation to hot water boiler pipe | Addition of 2" wrap insulation to hot water boiler pipe | Addition of 2" wrap insulation to hot water boiler pipe | Addition of 2" wrap insulation to hot water boiler pipe | Addition of 2" wrap insulation to hot water boiler pipe | Addition of 2" wrap insulation to hot water boiler pipe | Addition of 2" wrap insulation to hot water boiler pipe | Addition of 2" wrap insulation to hot water boiler pipe | Addition of 2" wrap insulation to hot water boiler pipe | Addition of 2" wrap insulation to hot water boiler pipe | Addition of 2" wrap insulation to hot water boiler pipe | Addition of 2" wrap insulation to hot water boiler pipe | Addition of 2" wrap insulation to hot water boiler pipe | Addition of 2" wrap insulation to hot water boiler pipe | Addition of 2" wrap insulation to hot water boiler pipe | Addition of 2" wrap insulation to hot water boiler pipe | 36.2322 | 36.2322 | 36.2322 | 36.2322 | 36.2322 | 36.2322 | 36.2322 | 36.2322 | 36.2322 | 36.2322 | 36.2322 | 36.2322 | 36.2322 | 36.2322 | 36.2322 | 36.2322 | 36.2322 | 36.2322 | 36.2322 | 36.2322 | 36.2322 | 36.2322 | 36.2322 | 36.2322 | 36.2322 | 36.2322 | 36.2322 | 36.2322 | 0.2817 | 0.2817 | 0.2817 | 0.2817 | 0.2817 | 0.2817 | 0.2817 | 0.2817 | 0.2817 | 0.2817 | 0.2817 | 0.2817 | 0.2817 | 0.2817 | 0.2817 | 0.2817 | 0.2817 | 0.2817 | 0.2817 | 0.2817 | 0.2817 | 0.2817 | 0.2817 | 0.2817 | 0.2817 | 0.2817 | 0.2817 | 0.2817 | 0 | 0 | 0 | 0 | 0 | 0 | 0 | 0 | 0 | 0 | 0 | 0 | 0 | 0 | 0 | 0 | 0 | 0 | 0 | 0 | 0 | 0 | 0 | 0 | 0 | 0 | 0 | 0 | 0 | 0 | 0 | 0 | 0 | 0 | 0 | 0 | 0 | 0 | 0 | 0 | 0 | 0 | 0 | 0 | 0 | 0 | 0 | 0 | 0 | 0 | 0 | 0 | 0 | 0 | 0 | 0 | 0 | 0 | 0 | 0 | 0 | 0 | 0 | 0 | 0 | 0 | 0 | 0 | 0 | 0 | 0 | 0 | 0 | 0 | 0 | 0 | 0 | 0 | 0 | 0 | 0 | 0 | 0 | 0 | 0 | 0
Water Heater - Solar System_Retail_Existing_Solar water heating system | Water Heater - Solar System_Retail_Existing | Water Heater - Solar System_Commercial_Existing_Central storage gas water heater_Solar water heating system | Commercial | Retail | Existing | Water Heating | Natural Gas | Water Heater - Solar System | NEQ | Central storage gas water heater | 15 | 15 | 15 | 0.039128 | 0 | 0 | 0 | 0.1 | Retro1Slow | 0.012666666666666666 | TBD | A | WCM235 | 0.7 | 0.42 | sqft cond | 0.0321 | 2314.684253554292 | 2314.6843 | 1825.6664535076102 | 1825.6665 | CA eTRM - Solar Thermal Water Heating System, Multifamily - SWWH034-03 | CA eTRM - Solar Thermal Water Heating System, Multifamily - SWWH034-03 and Applied Energy Group Research - AEG Measure Research v1.3 SEP23 | CA eTRM - Solar Thermal Water Heating System, Multifamily - SWWH034-03 | 0 | 0 | 0.80583 | Central storage gas water heater | Central storage gas water heater | Central storage gas water heater | Central storage gas water heater | Central storage gas water heater | Central storage gas water heater | Central storage gas water heater | Central storage gas water heater | Central storage gas water heater | Central storage gas water heater | Central storage gas water heater | Central storage gas water heater | Central storage gas water heater | Central storage gas water heater | Central storage gas water heater | Central storage gas water heater | Central storage gas water heater | Central storage gas water heater | Central storage gas water heater | Central storage gas water heater | Central storage gas water heater | Central storage gas water heater | Central storage gas water heater | Central storage gas water heater | Central storage gas water heater | Central storage gas water heater | Central storage gas water heater | Central storage gas water heater | 0 | 0 | 0 | 195.2344 | 385.848 | 676.4126 | 1084.9756 | 1622.0185 | 2285.4098 | 3055.1605 | 3897.6402 | 4747.7177 | 5528.9399 | 6140.221 | 6478.8521 | 6450.4065 | 6035.4289 | 5289.1697 | 4362.661 | 3329.1458 | 2300.8696 | 1212.6669 | 807.5713 | 1.8467e-14 | 1.8456e-14 | 1.8447e-14 | 1.844e-14 | 1.8434e-14 | 0 | 0 | 0 | 195.2344 | 578.8749 | 1247.9549 | 2315.5744 | 3902.6902 | 6124.8202 | 9074.3316 | 12827.7409 | 17381.2307 | 22693.6394 | 28603.7807 | 34849.7275 | 41002.8733 | 46733.7298 | 51870.3453 | 56097.5347 | 59308.8616 | 61508.7646 | 62636.2894 | 63376.2019 | 63328.5809 | 63290.4842 | 63260.0068 | 63235.6249 | 63216.1194 | 0 | 0 | 0 | 5028.725241750905 | 10052.091914648901 | 17847.94439697706 | 29032.127821925133 | 44066.71505021355 | 63112.9520246444 | 85850.94694257829 | 111293.83441125468 | 137651.29189385165 | 162323.5724066912 | 182116.4992003396 | 193737.66659864993 | 194546.49575807567 | 183392.88184960198 | 161243.3601543619 | 133346.4772392898 | 101970.83553592743 | 70595.19383256517 | 37258.57452274273 | 24839.04968182848 | 5.684341886080801E-13 | 5.684341886080801E-13 | 5.684341886080801E-13 | 5.684341886080801E-13 | 5.684341886080801E-13 | 0 | 0 | 0 | 5028.725241750905 | 15080.817156399808 | 32928.76155337687 | 61960.889375302 | 106027.60442551554 | 169140.55645015993 | 254991.50339273823 | 366285.3378039929 | 503936.62969784456 | 666260.2021045358 | 848376.7013048753 | 1042114.3679035252 | 1236660.863661601 | 1420053.745511203 | 1581297.105665565 | 1714643.5829048548 | 1816614.4184407822 | 1887209.6122733473 | 1924468.18679609 | 1949307.2364779187 | 1949307.2364779187 | 1949307.2364779187 | 1949307.2364779187 | 1949307.2364779187 | 1949307.2364779187 | Solar water heating system | Solar water heating system | Solar water heating system | Solar water heating system | Solar water heating system | Solar water heating system | Solar water heating system | Solar water heating system | Solar water heating system | Solar water heating system | Solar water heating system | Solar water heating system | Solar water heating system | Solar water heating system | Solar water heating system | Solar water heating system | Solar water heating system | Solar water heating system | Solar water heating system | Solar water heating system | Solar water heating system | Solar water heating system | Solar water heating system | Solar water heating system | Solar water heating system | Solar water heating system | Solar water heating system | Solar water heating system | 0.8058 | 0.8058 | 0.8058 | 0.8058 | 0.8058 | 0.8058 | 0.8058 | 0.8058 | 0.8058 | 0.8058 | 0.8058 | 0.8058 | 0.8058 | 0.8058 | 0.8058 | 0.8058 | 0.8058 | 0.8058 | 0.8058 | 0.8058 | 0.8058 | 0.8058 | 0.8058 | 0.8058 | 0.8058 | 0.8058 | 0.8058 | 0.8058 | 0.0391 | 0.0391 | 0.0391 | 0.0391 | 0.0391 | 0.0391 | 0.0391 | 0.0391 | 0.0391 | 0.0391 | 0.0391 | 0.0391 | 0.0391 | 0.0391 | 0.0391 | 0.0391 | 0.0391 | 0.0391 | 0.0391 | 0.0391 | 0.0391 | 0.0391 | 0.0391 | 0.0391 | 0.0391 | 0.0391 | 0.0391 | 0.0391 | 0 | 0 | 0 | 0 | 0 | 0 | 0 | 0 | 0 | 0 | 0 | 0 | 0 | 0 | 0 | 0 | 0 | 0 | 0 | 0 | 0 | 0 | 0 | 0 | 0 | 0 | 0 | 0 | 0 | 0 | 0 | 0 | 0 | 0 | 0 | 0 | 0 | 0 | 0 | 0 | 0 | 0 | 0 | 0 | 0 | 0 | 0 | 0 | 0 | 0 | 0 | 0 | 0 | 0 | 0 | 0 | 0 | 0 | 0 | 0 | 0 | 0 | 0 | 0 | 0 | 0 | 0 | 0 | 0 | 0 | 0 | 0 | 0 | 0 | 0 | 0 | 0 | 0 | 0 | 0 | 0 | 0 | 0 | 0 | 0 | 0 | 0 | 0 | 0 | 0 | 0 | 0 | 0 | 0 | 0 | 0 | 0 | 0 | 0 | 0 | 0 | 0 | 0 | 0 | 0 | 0 | 0 | 0 | 0 | 0 | 0 | 0 | Solar water heating system | Solar water heating system | Solar water heating system | Solar water heating system | Solar water heating system | Solar water heating system | Solar water heating system | Solar water heating system | Solar water heating system | Solar water heating system | Solar water heating system | Solar water heating system | Solar water heating system | Solar water heating system | Solar water heating system | Solar water heating system | Solar water heating system | Solar water heating system | Solar water heating system | Solar water heating system | Solar water heating system | Solar water heating system | Solar water heating system | Solar water heating system | Solar water heating system | Solar water heating system | Solar water heating system | Solar water heating system | 0.8058 | 0.8058 | 0.8058 | 0.8058 | 0.8058 | 0.8058 | 0.8058 | 0.8058 | 0.8058 | 0.8058 | 0.8058 | 0.8058 | 0.8058 | 0.8058 | 0.8058 | 0.8058 | 0.8058 | 0.8058 | 0.8058 | 0.8058 | 0.8058 | 0.8058 | 0.8058 | 0.8058 | 0.8058 | 0.8058 | 0.8058 | 0.8058 | 0.0391 | 0.0391 | 0.0391 | 0.0391 | 0.0391 | 0.0391 | 0.0391 | 0.0391 | 0.0391 | 0.0391 | 0.0391 | 0.0391 | 0.0391 | 0.0391 | 0.0391 | 0.0391 | 0.0391 | 0.0391 | 0.0391 | 0.0391 | 0.0391 | 0.0391 | 0.0391 | 0.0391 | 0.0391 | 0.0391 | 0.0391 | 0.0391 | 0 | 0 | 0 | 0 | 0 | 0 | 0 | 0 | 0 | 0 | 0 | 0 | 0 | 0 | 0 | 0 | 0 | 0 | 0 | 0 | 0 | 0 | 0 | 0 | 0 | 0 | 0 | 0 | 0 | 0 | 0 | 0 | 0 | 0 | 0 | 0 | 0 | 0 | 0 | 0 | 0 | 0 | 0 | 0 | 0 | 0 | 0 | 0 | 0 | 0 | 0 | 0 | 0 | 0 | 0 | 0 | 0 | 0 | 0 | 0 | 0 | 0 | 0 | 0 | 0 | 0 | 0 | 0 | 0 | 0 | 0 | 0 | 0 | 0 | 0 | 0 | 0 | 0 | 0 | 0 | 0 | 0 | 0 | 0 | 0 | 0
Water Heater - Pipe Insulation_Education_Existing_Insulated DHW pipe | Water Heater - Pipe Insulation_Education_Existing | Water Heater - Pipe Insulation_Commercial_Existing_Bare DHW pipe_Insulated DHW pipe | Commercial | Education | Existing | Water Heating | Natural Gas | Water Heater - Pipe Insulation | NEQ | Bare DHW pipe | 15 | 15 | 15 | 1.6496 | 0 | 0 | 0.02 | 0.1 | Retro3Slow | 0.004128203794943829 | TBD | A | WCM434 | 0.7 | 0.42 | PipeFeet | 0.0321 | 372.8420814014603 | 372.8421 | 294.0726275842505 | 294.0726 | IL TRM v13 - 4.4.24 - Small Pipe Insulation - CI-HVC-SPIN-V04-240101 | IL TRM v13 - 4.4.24 - Small Pipe Insulation - CI-HVC-SPIN-V04-240101 | IL TRM v13 - 4.4.24 - Small Pipe Insulation - CI-HVC-SPIN-V04-240101 | 0 | 0 | 5.4747 | Bare DHW pipe | Bare DHW pipe | Bare DHW pipe | Bare DHW pipe | Bare DHW pipe | Bare DHW pipe | Bare DHW pipe | Bare DHW pipe | Bare DHW pipe | Bare DHW pipe | Bare DHW pipe | Bare DHW pipe | Bare DHW pipe | Bare DHW pipe | Bare DHW pipe | Bare DHW pipe | Bare DHW pipe | Bare DHW pipe | Bare DHW pipe | Bare DHW pipe | Bare DHW pipe | Bare DHW pipe | Bare DHW pipe | Bare DHW pipe | Bare DHW pipe | Bare DHW pipe | Bare DHW pipe | Bare DHW pipe | 0 | 0 | 0 | 231.3539 | 359.218 | 708.152 | 1218.6157 | 1859.073 | 2545.2835 | 3159.4169 | 3595.0391 | 3775.8565 | 3691.9573 | 3378.8176 | 2907.715 | 2357.2738 | 1809.4475 | 1323.163 | 920.8575 | 611.2239 | 387.6761 | 197.3996 | 131.3675 | 0 | 0 | 0 | 0 | 0 | 0 | 0 | 0 | 231.3539 | 587.7417 | 1287.4805 | 2484.6425 | 4295.8066 | 6746.3194 | 9739.0598 | 13093.7993 | 16545.9142 | 19870.2226 | 22862.6344 | 25393.358 | 27354.9249 | 28806.4761 | 29911.1154 | 30658.9876 | 31136.3135 | 31421.1581 | 31542.8546 | 31618.5598 | 31594.7482 | 31575.6988 | 31560.4593 | 31548.2678 | 31538.5145 | 0 | 0 | 0 | 0.4714478110855391 | 0.7410721998056321 | 1.4821443996112642 | 2.593752699319713 | 4.034726421163998 | 5.648616989629592 | 7.1891488958922105 | 8.387340378540914 | 9.032520407659444 | 9.032520407659444 | 8.430352380482153 | 7.376558332921878 | 6.074812744759188 | 4.72485435703493 | 3.481471631499432 | 2.437030142049594 | 1.6246867613663956 | 1.0338915754149802 | 0.5277156070155204 | 0.3518104046770137 | 0 | 0 | 0 | 0 | 0 | 0 | 0 | 0 | 0.4714478110855391 | 1.2125200108911711 | 2.694664410502435 | 5.288417109822149 | 9.323143530986146 | 14.971760520615735 | 22.160909416507945 | 30.548249795048857 | 39.5807702027083 | 48.61329061036775 | 57.043642990849904 | 64.42020132377178 | 70.49501406853096 | 75.21986842556589 | 78.70134005706532 | 81.13837019911492 | 82.76305696048131 | 83.79694853589628 | 84.3246641429118 | 84.67647454758882 | 84.67647454758882 | 84.67647454758882 | 84.67647454758882 | 84.67647454758882 | 84.67647454758882 | Insulated DHW pipe | Insulated DHW pipe | Insulated DHW pipe | Insulated DHW pipe | Insulated DHW pipe | Insulated DHW pipe | Insulated DHW pipe | Insulated DHW pipe | Insulated DHW pipe | Insulated DHW pipe | Insulated DHW pipe | Insulated DHW pipe | Insulated DHW pipe | Insulated DHW pipe | Insulated DHW pipe | Insulated DHW pipe | Insulated DHW pipe | Insulated DHW pipe | Insulated DHW pipe | Insulated DHW pipe | Insulated DHW pipe | Insulated DHW pipe | Insulated DHW pipe | Insulated DHW pipe | Insulated DHW pipe | Insulated DHW pipe | Insulated DHW pipe | Insulated DHW pipe | 5.4747 | 5.4747 | 5.4747 | 5.4747 | 5.4747 | 5.4747 | 5.4747 | 5.4747 | 5.4747 | 5.4747 | 5.4747 | 5.4747 | 5.4747 | 5.4747 | 5.4747 | 5.4747 | 5.4747 | 5.4747 | 5.4747 | 5.4747 | 5.4747 | 5.4747 | 5.4747 | 5.4747 | 5.4747 | 5.4747 | 5.4747 | 5.4747 | 1.6496 | 1.6496 | 1.6496 | 1.6496 | 1.6496 | 1.6496 | 1.6496 | 1.6496 | 1.6496 | 1.6496 | 1.6496 | 1.6496 | 1.6496 | 1.6496 | 1.6496 | 1.6496 | 1.6496 | 1.6496 | 1.6496 | 1.6496 | 1.6496 | 1.6496 | 1.6496 | 1.6496 | 1.6496 | 1.6496 | 1.6496 | 1.6496 | 0 | 0 | 0 | 198.7504 | 312.3168 | 623.8138 | 1088.5505 | 1684.8448 | 2340.7988 | 2947.9934 | 3396.1172 | 3605.539 | 3550.7774 | 3262.2479 | 2809.9528 | 2275.8772 | 1741.4362 | 1263.0292 | 870.8382 | 572.4459 | 359.6448 | 181.4924 | 119.7985 | 0 | 0 | 0 | 0 | 0 | 0 | 0 | 0 | 198.7504 | 511.0033 | 1134.1464 | 2219.4518 | 3893.2132 | 6204.3291 | 9087.3365 | 12369.2889 | 15799.5779 | 19110.3886 | 22073.8701 | 24539.5911 | 26410.361 | 27723.7336 | 28551.744 | 28993.6468 | 29160.9257 | 29149.2199 | 29001.0026 | 28834.0409 | 28602.429 | 28414.4367 | 28260.4289 | 28133.9213 | 28030.2182 | 0 | 0 | 0 | 0.40073063942270826 | 0.6299113698347872 | 1.2598227396695745 | 2.204689794421756 | 3.4295174579893972 | 4.8013244411851534 | 6.110776561508379 | 7.129239321759777 | 7.677642346510527 | 7.677642346510527 | 7.16579952340983 | 6.2700745829835975 | 5.16359083304531 | 4.016126203479692 | 2.9592508867745173 | 2.0714756207421545 | 1.3809837471614363 | 0.8788078391027335 | 0.4485582659631924 | 0.2990388439754617 | 0 | 0 | 0 | 0 | 0 | 0 | 0 | 0 | 0.40073063942270826 | 1.0306420092574955 | 2.29046474892707 | 4.495154543348827 | 7.924672001338224 | 12.725996442523378 | 18.83677300403176 | 25.96601232579153 | 33.64365467230206 | 41.32129701881259 | 48.48709654222242 | 54.75717112520601 | 59.92076195825132 | 63.936888161731005 | 66.89613904850553 | 68.96761466924768 | 70.34859841640912 | 71.22740625551185 | 71.67596452147505 | 71.9750033654505 | 71.9750033654505 | 71.9750033654505 | 71.9750033654505 | 71.9750033654505 | 71.9750033654505 | Insulated DHW pipe | Insulated DHW pipe | Insulated DHW pipe | Insulated DHW pipe | Insulated DHW pipe | Insulated DHW pipe | Insulated DHW pipe | Insulated DHW pipe | Insulated DHW pipe | Insulated DHW pipe | Insulated DHW pipe | Insulated DHW pipe | Insulated DHW pipe | Insulated DHW pipe | Insulated DHW pipe | Insulated DHW pipe | Insulated DHW pipe | Insulated DHW pipe | Insulated DHW pipe | Insulated DHW pipe | Insulated DHW pipe | Insulated DHW pipe | Insulated DHW pipe | Insulated DHW pipe | Insulated DHW pipe | Insulated DHW pipe | Insulated DHW pipe | Insulated DHW pipe | 5.4747 | 5.4747 | 5.4747 | 5.4747 | 5.4747 | 5.4747 | 5.4747 | 5.4747 | 5.4747 | 5.4747 | 5.4747 | 5.4747 | 5.4747 | 5.4747 | 5.4747 | 5.4747 | 5.4747 | 5.4747 | 5.4747 | 5.4747 | 5.4747 | 5.4747 | 5.4747 | 5.4747 | 5.4747 | 5.4747 | 5.4747 | 5.4747 | 1.6496 | 1.6496 | 1.6496 | 1.6496 | 1.6496 | 1.6496 | 1.6496 | 1.6496 | 1.6496 | 1.6496 | 1.6496 | 1.6496 | 1.6496 | 1.6496 | 1.6496 | 1.6496 | 1.6496 | 1.6496 | 1.6496 | 1.6496 | 1.6496 | 1.6496 | 1.6496 | 1.6496 | 1.6496 | 1.6496 | 1.6496 | 1.6496 | 0 | 0 | 0 | 198.7504 | 312.3168 | 623.8138 | 1088.5505 | 1684.8448 | 2340.7988 | 2947.9934 | 3396.1172 | 3605.539 | 3550.7774 | 3262.2479 | 2809.9528 | 2275.8772 | 1741.4362 | 1263.0292 | 870.8382 | 572.4459 | 359.6448 | 181.4924 | 119.7985 | 0 | 0 | 0 | 0 | 0 | 0 | 0 | 0 | 198.7504 | 511.0033 | 1134.1464 | 2219.4518 | 3893.2132 | 6204.3291 | 9087.3365 | 12369.2889 | 15799.5779 | 19110.3886 | 22073.8701 | 24539.5911 | 26410.361 | 27723.7336 | 28551.744 | 28993.6468 | 29160.9257 | 29149.2199 | 29001.0026 | 28834.0409 | 28602.429 | 28414.4367 | 28260.4289 | 28133.9213 | 28030.2182 | 0 | 0 | 0 | 0.40073 | 0.62991 | 1.2598227396695745 | 2.204689794421756 | 3.4295174579893972 | 4.8013244411851534 | 6.110776561508379 | 7.129239321759777 | 7.677642346510527 | 7.677642346510527 | 7.16579952340983 | 6.2700745829835975 | 5.16359083304531 | 4.016126203479692 | 2.9592508867745173 | 2.0714756207421545 | 1.3809837471614363 | 0.8788078391027335 | 0.4485582659631924 | 0.2990388439754617 | 0 | 0 | 0 | 0 | 0 | 0 | 0
Gas Boiler - Maintenance_Restaurant_Existing_Boiler with a tune-up performed adhering to program requirements | Gas Boiler - Maintenance_Restaurant_Existing | Gas Boiler - Maintenance_Commercial_Existing_The baseline condition of this measure is a boiler that has not had a tune-up within the past 36 months_Boiler with a tune-up performed adhering to program requirements | Commercial | Restaurant | Existing | Space Heating | Natural Gas | Gas Boiler - Maintenance | NEQ | The baseline condition of this measure is a boiler that has not had a tune-up within the past 36 months | 3 | 3 | 3 | 0.25267 | 0 | 0 | 0.2 | 0.3 | Retro5Med | 8.35569166605469E-06 | TBD | A | WCM116 | 0.7 | 0.42 | kBtuh heat | 0.0321 | 2502.3941214165598 | 2502.3941 | 1973.7193070327803 | 1973.7193 | IL TRM v13 - 4.4.2 - Space Heating Boiler Tune-up - CI-HVC-BLRT-V07-250101 | IL TRM v13 - 4.4.2 - Space Heating Boiler Tune-up - CI-HVC-BLRT-V07-250101 | IL TRM v13 - 4.4.2 - Space Heating Boiler Tune-up - CI-HVC-BLRT-V07-250101 | 0 | 0 | 1.2191 | The baseline condition of this measure is a boiler that has not had a tune-up within the past 36 months | The baseline condition of this measure is a boiler that has not had a tune-up within the past 36 months | The baseline condition of this measure is a boiler that has not had a tune-up within the past 36 months | The baseline condition of this measure is a boiler that has not had a tune-up within the past 36 months | The baseline condition of this measure is a boiler that has not had a tune-up within the past 36 months | The baseline condition of this measure is a boiler that has not had a tune-up within the past 36 months | The baseline condition of this measure is a boiler that has not had a tune-up within the past 36 months | The baseline condition of this measure is a boiler that has not had a tune-up within the past 36 months | The baseline condition of this measure is a boiler that has not had a tune-up within the past 36 months | The baseline condition of this measure is a boiler that has not had a tune-up within the past 36 months | The baseline condition of this measure is a boiler that has not had a tune-up within the past 36 months | The baseline condition of this measure is a boiler that has not had a tune-up within the past 36 months | The baseline condition of this measure is a boiler that has not had a tune-up within the past 36 months | The baseline condition of this measure is a boiler that has not had a tune-up within the past 36 months | The baseline condition of this measure is a boiler that has not had a tune-up within the past 36 months | The baseline condition of this measure is a boiler that has not had a tune-up within the past 36 months | The baseline condition of this measure is a boiler that has not had a tune-up within the past 36 months | The baseline condition of this measure is a boiler that has not had a tune-up within the past 36 months | The baseline condition of this measure is a boiler that has not had a tune-up within the past 36 months | The baseline condition of this measure is a boiler that has not had a tune-up within the past 36 months | The baseline condition of this measure is a boiler that has not had a tune-up within the past 36 months | The baseline condition of this measure is a boiler that has not had a tune-up within the past 36 months | The baseline condition of this measure is a boiler that has not had a tune-up within the past 36 months | The baseline condition of this measure is a boiler that has not had a tune-up within the past 36 months | The baseline condition of this measure is a boiler that has not had a tune-up within the past 36 months | The baseline condition of this measure is a boiler that has not had a tune-up within the past 36 months | The baseline condition of this measure is a boiler that has not had a tune-up within the past 36 months | The baseline condition of this measure is a boiler that has not had a tune-up within the past 36 months | 0 | 0 | 0 | 30.1507 | 36.3072 | 43.4915 | 49.3144 | 54.8114 | 62.283 | 66.2431 | 65.4664 | 59.5874 | 49.4196 | 36.8838 | 23.5445 | 13.1905 | 6.1306 | 2.5048 | 0.87974 | 0.26577 | 0.056098 | 0.0050122 | 0.0032491 | 0 | 0 | 0 | 0 | 0 | 0 | 0 | 0 | 30.1507 | 65.8772 | 107.978 | 154.7849 | 205.6395 | 262.1522 | 320.4062 | 375.4296 | 422.1963 | 456.7725 | 477.4223 | 484.0291 | 480.2067 | 469.6725 | 456.0776 | 441.3888 | 427.1658 | 413.7436 | 401.5962 | 390.4922 | 380.46 | 371.2175 | 362.7013 | 354.8533 | 347.6204 | 0 | 0 | 0 | 11.357622182464732 | 13.945348705424088 | 17.06502581482069 | 19.80980613220593 | 22.595592467728252 | 26.416963650041875 | 28.979819366543403 | 29.604932528917857 | 27.899095993866084 | 23.9816361420802 | 18.558002557706875 | 12.28207980196768 | 7.131530207594134 | 3.4336997295823624 | 1.4527191163617683 | 0.5282614968588247 | 0.1650051250384662 | 0.03596362508806084 | 0.0033104926401006426 | 0.0022069950934004282 | 0 | 0 | 0 | 0 | 0 | 0 | 0 | 0 | 11.357622182464732 | 25.30297088788882 | 42.36799670270951 | 62.17780283491544 | 84.77339530264369 | 111.19035895268557 | 140.17017831922897 | 169.77511084814682 | 197.67420684201292 | 221.6558429840931 | 240.2138455418 | 252.49592534376768 | 259.62745555136183 | 263.0611552809442 | 264.513874397306 | 265.0421358941648 | 265.2071410192033 | 265.24310464429135 | 265.2464151369315 | 265.2486221320249 | 265.2486221320249 | 265.2486221320249 | 265.2486221320249 | 265.2486221320249 | 265.2486221320249 | Boiler with a tune-up performed adhering to program requirements | Boiler with a tune-up performed adhering to program requirements | Boiler with a tune-up performed adhering to program requirements | Boiler with a tune-up performed adhering to program requirements | Boiler with a tune-up performed adhering to program requirements | Boiler with a tune-up performed adhering to program requirements | Boiler with a tune-up performed adhering to program requirements | Boiler with a tune-up performed adhering to program requirements | Boiler with a tune-up performed adhering to program requirements | Boiler with a tune-up performed adhering to program requirements | Boiler with a tune-up performed adhering to program requirements | Boiler with a tune-up performed adhering to program requirements | Boiler with a tune-up performed adhering to program requirements | Boiler with a tune-up performed adhering to program requirements | Boiler with a tune-up performed adhering to program requirements | Boiler with a tune-up performed adhering to program requirements | Boiler with a tune-up performed adhering to program requirements | Boiler with a tune-up performed adhering to program requirements | Boiler with a tune-up performed adhering to program requirements | Boiler with a tune-up performed adhering to program requirements | Boiler with a tune-up performed adhering to program requirements | Boiler with a tune-up performed adhering to program requirements | Boiler with a tune-up performed adhering to program requirements | Boiler with a tune-up performed adhering to program requirements | Boiler with a tune-up performed adhering to program requirements | Boiler with a tune-up performed adhering to program requirements | Boiler with a tune-up performed adhering to program requirements | Boiler with a tune-up performed adhering to program requirements | 1.2191 | 1.2191 | 1.2191 | 1.2191 | 1.2191 | 1.2191 | 1.2191 | 1.2191 | 1.2191 | 1.2191 | 1.2191 | 1.2191 | 1.2191 | 1.2191 | 1.2191 | 1.2191 | 1.2191 | 1.2191 | 1.2191 | 1.2191 | 1.2191 | 1.2191 | 1.2191 | 1.2191 | 1.2191 | 1.2191 | 1.2191 | 1.2191 | 0.2527 | 0.2527 | 0.2527 | 0.2527 | 0.2527 | 0.2527 | 0.2527 | 0.2527 | 0.2527 | 0.2527 | 0.2527 | 0.2527 | 0.2527 | 0.2527 | 0.2527 | 0.2527 | 0.2527 | 0.2527 | 0.2527 | 0.2527 | 0.2527 | 0.2527 | 0.2527 | 0.2527 | 0.2527 | 0.2527 | 0.2527 | 0.2527 | 0 | 0 | 0 | 0 | 0 | 0 | 0 | 0 | 0 | 0 | 0 | 0 | 0 | 0 | 0 | 0 | 0 | 0 | 0 | 0 | 0 | 0 | 0 | 0 | 0 | 0 | 0 | 0 | 0 | 0 | 0 | 0 | 0 | 0 | 0 | 0 | 0 | 0 | 0 | 0 | 0 | 0 | 0 | 0 | 0 | 0 | 0 | 0 | 0 | 0 | 0 | 0 | 0 | 0 | 0 | 0 | 0 | 0 | 0 | 0 | 0 | 0 | 0 | 0 | 0 | 0 | 0 | 0 | 0 | 0 | 0 | 0 | 0 | 0 | 0 | 0 | 0 | 0 | 0 | 0 | 0 | 0 | 0 | 0 | 0 | 0 | 0 | 0 | 0 | 0 | 0 | 0 | 0 | 0 | 0 | 0 | 0 | 0 | 0 | 0 | 0 | 0 | 0 | 0 | 0 | 0 | 0 | 0 | 0 | 0 | 0 | 0 | Boiler with a tune-up performed adhering to program requirements | Boiler with a tune-up performed adhering to program requirements | Boiler with a tune-up performed adhering to program requirements | Boiler with a tune-up performed adhering to program requirements | Boiler with a tune-up performed adhering to program requirements | Boiler with a tune-up performed adhering to program requirements | Boiler with a tune-up performed adhering to program requirements | Boiler with a tune-up performed adhering to program requirements | Boiler with a tune-up performed adhering to program requirements | Boiler with a tune-up performed adhering to program requirements | Boiler with a tune-up performed adhering to program requirements | Boiler with a tune-up performed adhering to program requirements | Boiler with a tune-up performed adhering to program requirements | Boiler with a tune-up performed adhering to program requirements | Boiler with a tune-up performed adhering to program requirements | Boiler with a tune-up performed adhering to program requirements | Boiler with a tune-up performed adhering to program requirements | Boiler with a tune-up performed adhering to program requirements | Boiler with a tune-up performed adhering to program requirements | Boiler with a tune-up performed adhering to program requirements | Boiler with a tune-up performed adhering to program requirements | Boiler with a tune-up performed adhering to program requirements | Boiler with a tune-up performed adhering to program requirements | Boiler with a tune-up performed adhering to program requirements | Boiler with a tune-up performed adhering to program requirements | Boiler with a tune-up performed adhering to program requirements | Boiler with a tune-up performed adhering to program requirements | Boiler with a tune-up performed adhering to program requirements | 1.2191 | 1.2191 | 1.2191 | 1.2191 | 1.2191 | 1.2191 | 1.2191 | 1.2191 | 1.2191 | 1.2191 | 1.2191 | 1.2191 | 1.2191 | 1.2191 | 1.2191 | 1.2191 | 1.2191 | 1.2191 | 1.2191 | 1.2191 | 1.2191 | 1.2191 | 1.2191 | 1.2191 | 1.2191 | 1.2191 | 1.2191 | 1.2191 | 0.2527 | 0.2527 | 0.2527 | 0.2527 | 0.2527 | 0.2527 | 0.2527 | 0.2527 | 0.2527 | 0.2527 | 0.2527 | 0.2527 | 0.2527 | 0.2527 | 0.2527 | 0.2527 | 0.2527 | 0.2527 | 0.2527 | 0.2527 | 0.2527 | 0.2527 | 0.2527 | 0.2527 | 0.2527 | 0.2527 | 0.2527 | 0.2527 | 0 | 0 | 0 | 0 | 0 | 0 | 0 | 0 | 0 | 0 | 0 | 0 | 0 | 0 | 0 | 0 | 0 | 0 | 0 | 0 | 0 | 0 | 0 | 0 | 0 | 0 | 0 | 0 | 0 | 0 | 0 | 0 | 0 | 0 | 0 | 0 | 0 | 0 | 0 | 0 | 0 | 0 | 0 | 0 | 0 | 0 | 0 | 0 | 0 | 0 | 0 | 0 | 0 | 0 | 0 | 0 | 0 | 0 | 0 | 0 | 0 | 0 | 0 | 0 | 0 | 0 | 0 | 0 | 0 | 0 | 0 | 0 | 0 | 0 | 0 | 0 | 0 | 0 | 0 | 0 | 0 | 0 | 0 | 0 | 0 | 0
Infiltration Control - Loading Dock Sealing_Retail_Existing_Dock doors with compression seals or shelters to form tight seal | Infiltration Control - Loading Dock Sealing_Retail_Existing | Infiltration Control - Loading Dock Sealing_Commercial_Existing_Dock doors with no seals or shelters installed_Dock doors with compression seals or shelters to form tight seal | Commercial | Retail | Existing | Space Heating | Natural Gas | Infiltration Control - Loading Dock Sealing | NEQ | Dock doors with no seals or shelters installed | 15 | 15 | 15 | 239.83 | 0 | 0 | 0 | 0.1 | RetroEven20 | 0.03333333333333333 | TBD | A | WCM210 | 0.7 | 0.42 | perbldg | 0.0321 | 2390.9090623461148 | 2390.9091 | 1885.7874294560897 | 1885.7874 | IL TRM v13 - 4.8.6 - Dock Door Seals and Shelter - CI-MSC-DDSS-V01-230101 | IL TRM v13 - 4.8.6 - Dock Door Seals and Shelter - CI-MSC-DDSS-V01-230101 | IL TRM v13 - 4.8.6 - Dock Door Seals and Shelter - CI-MSC-DDSS-V01-230101 | 0 | 0 | 4809.9603 | Dock doors with no seals or shelters installed | Dock doors with no seals or shelters installed | Dock doors with no seals or shelters installed | Dock doors with no seals or shelters installed | Dock doors with no seals or shelters installed | Dock doors with no seals or shelters installed | Dock doors with no seals or shelters installed | Dock doors with no seals or shelters installed | Dock doors with no seals or shelters installed | Dock doors with no seals or shelters installed | Dock doors with no seals or shelters installed | Dock doors with no seals or shelters installed | Dock doors with no seals or shelters installed | Dock doors with no seals or shelters installed | Dock doors with no seals or shelters installed | Dock doors with no seals or shelters installed | Dock doors with no seals or shelters installed | Dock doors with no seals or shelters installed | Dock doors with no seals or shelters installed | Dock doors with no seals or shelters installed | Dock doors with no seals or shelters installed | Dock doors with no seals or shelters installed | Dock doors with no seals or shelters installed | Dock doors with no seals or shelters installed | Dock doors with no seals or shelters installed | Dock doors with no seals or shelters installed | Dock doors with no seals or shelters installed | Dock doors with no seals or shelters installed | 0 | 0 | 0 | 333.8744 | 326.3444 | 318.0283 | 308.9686 | 299.1646 | 288.5286 | 277.315 | 265.8874 | 254.7149 | 244.1452 | 234.4681 | 225.7999 | 218.0239 | 210.9809 | 204.4815 | 198.3035 | 192.6284 | 187.472 | 182.8638 | 119.1142 | 0 | 0 | 0 | 0 | 0 | 0 | 0 | 0 | 333.8744 | 652.6887 | 954.0849 | 1235.8745 | 1495.8231 | 1731.1717 | 1941.205 | 2127.099 | 2292.4341 | 2441.4519 | 2579.1492 | 2709.5989 | 2834.3101 | 2953.7323 | 3067.2226 | 3172.8565 | 3274.6822 | 3374.496 | 3474.4131 | 3513.8691 | 3440.3598 | 3372.6042 | 3310.1453 | 3252.5637 | 3199.4738 | 0 | 0 | 0 | 9.541191156079644E-06 | 9.541191156079642E-06 | 9.541191156079642E-06 | 9.541191156079642E-06 | 9.541191156079642E-06 | 9.541191156079642E-06 | 9.541191156079642E-06 | 9.541191156079642E-06 | 9.541191156079644E-06 | 9.541191156079639E-06 | 9.541191156079644E-06 | 9.541191156079642E-06 | 9.541191156079644E-06 | 9.541191156079644E-06 | 9.541191156079642E-06 | 9.541191156079644E-06 | 9.541191156079642E-06 | 9.541191156079642E-06 | 9.541191156079644E-06 | 6.3607941040530945E-06 | 0 | 0 | 0 | 0 | 0 | 0 | 0 | 0 | 9.541191156079644E-06 | 1.9082382312159284E-05 | 2.8623573468238927E-05 | 3.816476462431857E-05 | 4.7705955780398204E-05 | 5.7247146936477846E-05 | 6.678833809255749E-05 | 7.632952924863712E-05 | 8.587072040471676E-05 | 9.54119115607964E-05 | 0.00010495310271687604 | 0.00011449429387295569 | 0.00012403548502903531 | 0.00013357667618511498 | 0.0001431178673411946 | 0.00015265905849727425 | 0.00016220024965335388 | 0.00017174144080943352 | 0.00018128263196551315 | 0.00018764342606956624 | 0.00018764342606956624 | 0.00018764342606956624 | 0.00018764342606956624 | 0.00018764342606956624 | 0.00018764342606956624 | Dock doors with compression seals or shelters to form tight seal | Dock doors with compression seals or shelters to form tight seal | Dock doors with compression seals or shelters to form tight seal | Dock doors with compression seals or shelters to form tight seal | Dock doors with compression seals or shelters to form tight seal | Dock doors with compression seals or shelters to form tight seal | Dock doors with compression seals or shelters to form tight seal | Dock doors with compression seals or shelters to form tight seal | Dock doors with compression seals or shelters to form tight seal | Dock doors with compression seals or shelters to form tight seal | Dock doors with compression seals or shelters to form tight seal | Dock doors with compression seals or shelters to form tight seal | Dock doors with compression seals or shelters to form tight seal | Dock doors with compression seals or shelters to form tight seal | Dock doors with compression seals or shelters to form tight seal | Dock doors with compression seals or shelters to form tight seal | Dock doors with compression seals or shelters to form tight seal | Dock doors with compression seals or shelters to form tight seal | Dock doors with compression seals or shelters to form tight seal | Dock doors with compression seals or shelters to form tight seal | Dock doors with compression seals or shelters to form tight seal | Dock doors with compression seals or shelters to form tight seal | Dock doors with compression seals or shelters to form tight seal | Dock doors with compression seals or shelters to form tight seal | Dock doors with compression seals or shelters to form tight seal | Dock doors with compression seals or shelters to form tight seal | Dock doors with compression seals or shelters to form tight seal | Dock doors with compression seals or shelters to form tight seal | 4809.9603 | 4809.9603 | 4809.9603 | 4809.9603 | 4809.9603 | 4809.9603 | 4809.9603 | 4809.9603 | 4809.9603 | 4809.9603 | 4809.9603 | 4809.9603 | 4809.9603 | 4809.9603 | 4809.9603 | 4809.9603 | 4809.9603 | 4809.9603 | 4809.9603 | 4809.9603 | 4809.9603 | 4809.9603 | 4809.9603 | 4809.9603 | 4809.9603 | 4809.9603 | 4809.9603 | 4809.9603 | 239.83 | 239.83 | 239.83 | 239.83 | 239.83 | 239.83 | 239.83 | 239.83 | 239.83 | 239.83 | 239.83 | 239.83 | 239.83 | 239.83 | 239.83 | 239.83 | 239.83 | 239.83 | 239.83 | 239.83 | 239.83 | 239.83 | 239.83 | 239.83 | 239.83 | 239.83 | 239.83 | 239.83 | 0 | 0 | 0 | 0 | 0 | 0 | 0 | 0 | 0 | 0 | 0 | 0 | 0 | 0 | 0 | 0 | 0 | 0 | 0 | 0 | 0 | 0 | 0 | 0 | 0 | 0 | 0 | 0 | 0 | 0 | 0 | 0 | 0 | 0 | 0 | 0 | 0 | 0 | 0 | 0 | 0 | 0 | 0 | 0 | 0 | 0 | 0 | 0 | 0 | 0 | 0 | 0 | 0 | 0 | 0 | 0 | 0 | 0 | 0 | 0 | 0 | 0 | 0 | 0 | 0 | 0 | 0 | 0 | 0 | 0 | 0 | 0 | 0 | 0 | 0 | 0 | 0 | 0 | 0 | 0 | 0 | 0 | 0 | 0 | 0 | 0 | 0 | 0 | 0 | 0 | 0 | 0 | 0 | 0 | 0 | 0 | 0 | 0 | 0 | 0 | 0 | 0 | 0 | 0 | 0 | 0 | 0 | 0 | 0 | 0 | 0 | 0 | Dock doors with compression seals or shelters to form tight seal | Dock doors with compression seals or shelters to form tight seal | Dock doors with compression seals or shelters to form tight seal | Dock doors with compression seals or shelters to form tight seal | Dock doors with compression seals or shelters to form tight seal | Dock doors with compression seals or shelters to form tight seal | Dock doors with compression seals or shelters to form tight seal | Dock doors with compression seals or shelters to form tight seal | Dock doors with compression seals or shelters to form tight seal | Dock doors with compression seals or shelters to form tight seal | Dock doors with compression seals or shelters to form tight seal | Dock doors with compression seals or shelters to form tight seal | Dock doors with compression seals or shelters to form tight seal | Dock doors with compression seals or shelters to form tight seal | Dock doors with compression seals or shelters to form tight seal | Dock doors with compression seals or shelters to form tight seal | Dock doors with compression seals or shelters to form tight seal | Dock doors with compression seals or shelters to form tight seal | Dock doors with compression seals or shelters to form tight seal | Dock doors with compression seals or shelters to form tight seal | Dock doors with compression seals or shelters to form tight seal | Dock doors with compression seals or shelters to form tight seal | Dock doors with compression seals or shelters to form tight seal | Dock doors with compression seals or shelters to form tight seal | Dock doors with compression seals or shelters to form tight seal | Dock doors with compression seals or shelters to form tight seal | Dock doors with compression seals or shelters to form tight seal | Dock doors with compression seals or shelters to form tight seal | 4809.9603 | 4809.9603 | 4809.9603 | 4809.9603 | 4809.9603 | 4809.9603 | 4809.9603 | 4809.9603 | 4809.9603 | 4809.9603 | 4809.9603 | 4809.9603 | 4809.9603 | 4809.9603 | 4809.9603 | 4809.9603 | 4809.9603 | 4809.9603 | 4809.9603 | 4809.9603 | 4809.9603 | 4809.9603 | 4809.9603 | 4809.9603 | 4809.9603 | 4809.9603 | 4809.9603 | 4809.9603 | 239.83 | 239.83 | 239.83 | 239.83 | 239.83 | 239.83 | 239.83 | 239.83 | 239.83 | 239.83 | 239.83 | 239.83 | 239.83 | 239.83 | 239.83 | 239.83 | 239.83 | 239.83 | 239.83 | 239.83 | 239.83 | 239.83 | 239.83 | 239.83 | 239.83 | 239.83 | 239.83 | 239.83 | 0 | 0 | 0 | 0 | 0 | 0 | 0 | 0 | 0 | 0 | 0 | 0 | 0 | 0 | 0 | 0 | 0 | 0 | 0 | 0 | 0 | 0 | 0 | 0 | 0 | 0 | 0 | 0 | 0 | 0 | 0 | 0 | 0 | 0 | 0 | 0 | 0 | 0 | 0 | 0 | 0 | 0 | 0 | 0 | 0 | 0 | 0 | 0 | 0 | 0 | 0 | 0 | 0 | 0 | 0 | 0 | 0 | 0 | 0 | 0 | 0 | 0 | 0 | 0 | 0 | 0 | 0 | 0 | 0 | 0 | 0 | 0 | 0 | 0 | 0 | 0 | 0 | 0 | 0 | 0 | 0 | 0 | 0 | 0 | 0 | 0
Infiltration Control - Loading Dock Sealing_Warehouse_Existing_Dock doors with compression seals or shelters to form tight seal | Infiltration Control - Loading Dock Sealing_Warehouse_Existing | Infiltration Control - Loading Dock Sealing_Commercial_Existing_Dock doors with no seals or shelters installed_Dock doors with compression seals or shelters to form tight seal | Commercial | Warehouse | Existing | Space Heating | Natural Gas | Infiltration Control - Loading Dock Sealing | NEQ | Dock doors with no seals or shelters installed | 15 | 15 | 15 | 239.83 | 0 | 0 | 0.15 | 0.3 | RetroEven20 | 0.03333333333333333 | TBD | A | WCM710 | 0.7 | 0.42 | perbldg | 0.0321 | 2408.190633858114 | 2408.1906 | 1899.4179647331591 | 1899.418 | IL TRM v13 - 4.8.6 - Dock Door Seals and Shelter - CI-MSC-DDSS-V01-230101 | IL TRM v13 - 4.8.6 - Dock Door Seals and Shelter - CI-MSC-DDSS-V01-230101 | IL TRM v13 - 4.8.6 - Dock Door Seals and Shelter - CI-MSC-DDSS-V01-230101 | 0 | 0 | 4809.9603 | Dock doors with no seals or shelters installed | Dock doors with no seals or shelters installed | Dock doors with no seals or shelters installed | Dock doors with no seals or shelters installed | Dock doors with no seals or shelters installed | Dock doors with no seals or shelters installed | Dock doors with no seals or shelters installed | Dock doors with no seals or shelters installed | Dock doors with no seals or shelters installed | Dock doors with no seals or shelters installed | Dock doors with no seals or shelters installed | Dock doors with no seals or shelters installed | Dock doors with no seals or shelters installed | Dock doors with no seals or shelters installed | Dock doors with no seals or shelters installed | Dock doors with no seals or shelters installed | Dock doors with no seals or shelters installed | Dock doors with no seals or shelters installed | Dock doors with no seals or shelters installed | Dock doors with no seals or shelters installed | Dock doors with no seals or shelters installed | Dock doors with no seals or shelters installed | Dock doors with no seals or shelters installed | Dock doors with no seals or shelters installed | Dock doors with no seals or shelters installed | Dock doors with no seals or shelters installed | Dock doors with no seals or shelters installed | Dock doors with no seals or shelters installed | 0 | 0 | 0 | 1391.5356 | 1372.8944 | 1352.3683 | 1329.733 | 1304.766 | 1277.3061 | 1247.6607 | 1216.4449 | 1184.6896 | 1153.2238 | 1122.9911 | 1094.5648 | 1068.2099 | 1044.0192 | 1021.9241 | 1001.4485 | 983.0624 | 966.852 | 952.7566 | 626.6914 | 0 | 0 | 0 | 0 | 0 | 0 | 0 | 0 | 1391.5356 | 2745.7887 | 4057.105 | 5318.9318 | 6523.8301 | 7663.8365 | 8733.6247 | 9731.5596 | 10662.2063 | 11532.2375 | 12352.9019 | 13134.778 | 13886.7286 | 14616.2686 | 15328.8614 | 16023.1763 | 16712.0604 | 17403.3362 | 18102.3752 | 18487.3964 | 18272.0159 | 18073.5405 | 17890.6215 | 17722.0211 | 17566.6025 | 0 | 0 | 0 | 0.00010768535014132629 | 0.0001076853501413263 | 0.00010768535014132629 | 0.0001076853501413263 | 0.00010768535014132629 | 0.00010768535014132629 | 0.00010768535014132628 | 0.00010768535014132628 | 0.0001076853501413263 | 0.0001076853501413263 | 0.00010768535014132629 | 0.00010768535014132629 | 0.00010768535014132629 | 0.00010768535014132628 | 0.00010768535014132628 | 0.00010768535014132629 | 0.00010768535014132628 | 0.00010768535014132628 | 0.00010768535014132629 | 7.179023342755084E-05 | 0 | 0 | 0 | 0 | 0 | 0 | 0 | 0 | 0.00010768535014132629 | 0.00021537070028265258 | 0.00032305605042397885 | 0.00043074140056530516 | 0.0005384267507066315 | 0.0006461121008479577 | 0.0007537974509892841 | 0.0008614828011306103 | 0.0009691681512719367 | 0.001076853501413263 | 0.0011845388515545892 | 0.0012922242016959154 | 0.0013999095518372419 | 0.0015075949019785681 | 0.0016152802521198944 | 0.0017229656022612206 | 0.0018306509524025469 | 0.0019383363025438733 | 0.0020460216526851996 | 0.0021178118861127503 | 0.0021178118861127503 | 0.0021178118861127503 | 0.0021178118861127503 | 0.0021178118861127503 | 0.0021178118861127503 | Dock doors with compression seals or shelters to form tight seal | Dock doors with compression seals or shelters to form tight seal | Dock doors with compression seals or shelters to form tight seal | Dock doors with compression seals or shelters to form tight seal | Dock doors with compression seals or shelters to form tight seal | Dock doors with compression seals or shelters to form tight seal | Dock doors with compression seals or shelters to form tight seal | Dock doors with compression seals or shelters to form tight seal | Dock doors with compression seals or shelters to form tight seal | Dock doors with compression seals or shelters to form tight seal | Dock doors with compression seals or shelters to form tight seal | Dock doors with compression seals or shelters to form tight seal | Dock doors with compression seals or shelters to form tight seal | Dock doors with compression seals or shelters to form tight seal | Dock doors with compression seals or shelters to form tight seal | Dock doors with compression seals or shelters to form tight seal | Dock doors with compression seals or shelters to form tight seal | Dock doors with compression seals or shelters to form tight seal | Dock doors with compression seals or shelters to form tight seal | Dock doors with compression seals or shelters to form tight seal | Dock doors with compression seals or shelters to form tight seal | Dock doors with compression seals or shelters to form tight seal | Dock doors with compression seals or shelters to form tight seal | Dock doors with compression seals or shelters to form tight seal | Dock doors with compression seals or shelters to form tight seal | Dock doors with compression seals or shelters to form tight seal | Dock doors with compression seals or shelters to form tight seal | Dock doors with compression seals or shelters to form tight seal | 4809.9603 | 4809.9603 | 4809.9603 | 4809.9603 | 4809.9603 | 4809.9603 | 4809.9603 | 4809.9603 | 4809.9603 | 4809.9603 | 4809.9603 | 4809.9603 | 4809.9603 | 4809.9603 | 4809.9603 | 4809.9603 | 4809.9603 | 4809.9603 | 4809.9603 | 4809.9603 | 4809.9603 | 4809.9603 | 4809.9603 | 4809.9603 | 4809.9603 | 4809.9603 | 4809.9603 | 4809.9603 | 239.83 | 239.83 | 239.83 | 239.83 | 239.83 | 239.83 | 239.83 | 239.83 | 239.83 | 239.83 | 239.83 | 239.83 | 239.83 | 239.83 | 239.83 | 239.83 | 239.83 | 239.83 | 239.83 | 239.83 | 239.83 | 239.83 | 239.83 | 239.83 | 239.83 | 239.83 | 239.83 | 239.83 | 0 | 0 | 0 | 0 | 0 | 0 | 0 | 0 | 0 | 0 | 0 | 0 | 0 | 0 | 0 | 0 | 0 | 0 | 0 | 0 | 0 | 0 | 0 | 0 | 0 | 0 | 0 | 0 | 0 | 0 | 0 | 0 | 0 | 0 | 0 | 0 | 0 | 0 | 0 | 0 | 0 | 0 | 0 | 0 | 0 | 0 | 0 | 0 | 0 | 0 | 0 | 0 | 0 | 0 | 0 | 0 | 0 | 0 | 0 | 0 | 0 | 0 | 0 | 0 | 0 | 0 | 0 | 0 | 0 | 0 | 0 | 0 | 0 | 0 | 0 | 0 | 0 | 0 | 0 | 0 | 0 | 0 | 0 | 0 | 0 | 0 | 0 | 0 | 0 | 0 | 0 | 0 | 0 | 0 | 0 | 0 | 0 | 0 | 0 | 0 | 0 | 0 | 0 | 0 | 0 | 0 | 0 | 0 | 0 | 0 | 0 | 0 | Dock doors with compression seals or shelters to form tight seal | Dock doors with compression seals or shelters to form tight seal | Dock doors with compression seals or shelters to form tight seal | Dock doors with compression seals or shelters to form tight seal | Dock doors with compression seals or shelters to form tight seal | Dock doors with compression seals or shelters to form tight seal | Dock doors with compression seals or shelters to form tight seal | Dock doors with compression seals or shelters to form tight seal | Dock doors with compression seals or shelters to form tight seal | Dock doors with compression seals or shelters to form tight seal | Dock doors with compression seals or shelters to form tight seal | Dock doors with compression seals or shelters to form tight seal | Dock doors with compression seals or shelters to form tight seal | Dock doors with compression seals or shelters to form tight seal | Dock doors with compression seals or shelters to form tight seal | Dock doors with compression seals or shelters to form tight seal | Dock doors with compression seals or shelters to form tight seal | Dock doors with compression seals or shelters to form tight seal | Dock doors with compression seals or shelters to form tight seal | Dock doors with compression seals or shelters to form tight seal | Dock doors with compression seals or shelters to form tight seal | Dock doors with compression seals or shelters to form tight seal | Dock doors with compression seals or shelters to form tight seal | Dock doors with compression seals or shelters to form tight seal | Dock doors with compression seals or shelters to form tight seal | Dock doors with compression seals or shelters to form tight seal | Dock doors with compression seals or shelters to form tight seal | Dock doors with compression seals or shelters to form tight seal | 4809.9603 | 4809.9603 | 4809.9603 | 4809.9603 | 4809.9603 | 4809.9603 | 4809.9603 | 4809.9603 | 4809.9603 | 4809.9603 | 4809.9603 | 4809.9603 | 4809.9603 | 4809.9603 | 4809.9603 | 4809.9603 | 4809.9603 | 4809.9603 | 4809.9603 | 4809.9603 | 4809.9603 | 4809.9603 | 4809.9603 | 4809.9603 | 4809.9603 | 4809.9603 | 4809.9603 | 4809.9603 | 239.83 | 239.83 | 239.83 | 239.83 | 239.83 | 239.83 | 239.83 | 239.83 | 239.83 | 239.83 | 239.83 | 239.83 | 239.83 | 239.83 | 239.83 | 239.83 | 239.83 | 239.83 | 239.83 | 239.83 | 239.83 | 239.83 | 239.83 | 239.83 | 239.83 | 239.83 | 239.83 | 239.83 | 0 | 0 | 0 | 0 | 0 | 0 | 0 | 0 | 0 | 0 | 0 | 0 | 0 | 0 | 0 | 0 | 0 | 0 | 0 | 0 | 0 | 0 | 0 | 0 | 0 | 0 | 0 | 0 | 0 | 0 | 0 | 0 | 0 | 0 | 0 | 0 | 0 | 0 | 0 | 0 | 0 | 0 | 0 | 0 | 0 | 0 | 0 | 0 | 0 | 0 | 0 | 0 | 0 | 0 | 0 | 0 | 0 | 0 | 0 | 0 | 0 | 0 | 0 | 0 | 0 | 0 | 0 | 0 | 0 | 0 | 0 | 0 | 0 | 0 | 0 | 0 | 0 | 0 | 0 | 0 | 0 | 0 | 0 | 0 | 0 | 0
Infiltration Control - Loading Dock Sealing_Lodging_Existing_Dock doors with compression seals or shelters to form tight seal | Infiltration Control - Loading Dock Sealing_Lodging_Existing | Infiltration Control - Loading Dock Sealing_Commercial_Existing_Dock doors with no seals or shelters installed_Dock doors with compression seals or shelters to form tight seal | Commercial | Lodging | Existing | Space Heating | Natural Gas | Infiltration Control - Loading Dock Sealing | NEQ | Dock doors with no seals or shelters installed | 15 | 15 | 15 | 239.83 | 0 | 0 | 0 | 0 | RetroEven20 | 0.03333333333333333 | TBD | A | WCM610 | 0.7 | 0.42 | perbldg | 0.0321 | 2428.885572642302 | 2428.8856 | 1915.7407333516742 | 1915.7407 | IL TRM v13 - 4.8.6 - Dock Door Seals and Shelter - CI-MSC-DDSS-V01-230101 | IL TRM v13 - 4.8.6 - Dock Door Seals and Shelter - CI-MSC-DDSS-V01-230101 | IL TRM v13 - 4.8.6 - Dock Door Seals and Shelter - CI-MSC-DDSS-V01-230101 | 0 | 0 | 4809.9603 | Dock doors with no seals or shelters installed | Dock doors with no seals or shelters installed | Dock doors with no seals or shelters installed | Dock doors with no seals or shelters installed | Dock doors with no seals or shelters installed | Dock doors with no seals or shelters installed | Dock doors with no seals or shelters installed | Dock doors with no seals or shelters installed | Dock doors with no seals or shelters installed | Dock doors with no seals or shelters installed | Dock doors with no seals or shelters installed | Dock doors with no seals or shelters installed | Dock doors with no seals or shelters installed | Dock doors with no seals or shelters installed | Dock doors with no seals or shelters installed | Dock doors with no seals or shelters installed | Dock doors with no seals or shelters installed | Dock doors with no seals or shelters installed | Dock doors with no seals or shelters installed | Dock doors with no seals or shelters installed | Dock doors with no seals or shelters installed | Dock doors with no seals or shelters installed | Dock doors with no seals or shelters installed | Dock doors with no seals or shelters installed | Dock doors with no seals or shelters installed | Dock doors with no seals or shelters installed | Dock doors with no seals or shelters installed | Dock doors with no seals or shelters installed | 0 | 0 | 0 | 0 | 0 | 0 | 0 | 0 | 0 | 0 | 0 | 0 | 0 | 0 | 0 | 0 | 0 | 0 | 0 | 0 | 0 | 0 | 0 | 0 | 0 | 0 | 0 | 0 | 0 | 0 | 0 | 0 | 0 | 0 | 0 | 0 | 0 | 0 | 0 | 0 | 0 | 0 | 0 | 0 | 0 | 0 | 0 | 0 | 0 | 0 | 0 | 0 | 0 | 0 | 0 | 0 | 0 | 0 | 0 | 0 | 0 | 0 | 0 | 0 | 0 | 0 | 0 | 0 | 0 | 0 | 0 | 0 | 0 | 0 | 0 | 0 | 0 | 0 | 0 | 0 | 0 | 0 | 0 | 0 | 0 | 0 | 0 | 0 | 0 | 0 | 0 | 0 | 0 | 0 | 0 | 0 | 0 | 0 | 0 | 0 | 0 | 0 | 0 | 0 | 0 | 0 | 0 | 0 | 0 | 0 | 0 | 0 | Dock doors with compression seals or shelters to form tight seal | Dock doors with compression seals or shelters to form tight seal | Dock doors with compression seals or shelters to form tight seal | Dock doors with compression seals or shelters to form tight seal | Dock doors with compression seals or shelters to form tight seal | Dock doors with compression seals or shelters to form tight seal | Dock doors with compression seals or shelters to form tight seal | Dock doors with compression seals or shelters to form tight seal | Dock doors with compression seals or shelters to form tight seal | Dock doors with compression seals or shelters to form tight seal | Dock doors with compression seals or shelters to form tight seal | Dock doors with compression seals or shelters to form tight seal | Dock doors with compression seals or shelters to form tight seal | Dock doors with compression seals or shelters to form tight seal | Dock doors with compression seals or shelters to form tight seal | Dock doors with compression seals or shelters to form tight seal | Dock doors with compression seals or shelters to form tight seal | Dock doors with compression seals or shelters to form tight seal | Dock doors with compression seals or shelters to form tight seal | Dock doors with compression seals or shelters to form tight seal | Dock doors with compression seals or shelters to form tight seal | Dock doors with compression seals or shelters to form tight seal | Dock doors with compression seals or shelters to form tight seal | Dock doors with compression seals or shelters to form tight seal | Dock doors with compression seals or shelters to form tight seal | Dock doors with compression seals or shelters to form tight seal | Dock doors with compression seals or shelters to form tight seal | Dock doors with compression seals or shelters to form tight seal | 4809.9603 | 4809.9603 | 4809.9603 | 4809.9603 | 4809.9603 | 4809.9603 | 4809.9603 | 4809.9603 | 4809.9603 | 4809.9603 | 4809.9603 | 4809.9603 | 4809.9603 | 4809.9603 | 4809.9603 | 4809.9603 | 4809.9603 | 4809.9603 | 4809.9603 | 4809.9603 | 4809.9603 | 4809.9603 | 4809.9603 | 4809.9603 | 4809.9603 | 4809.9603 | 4809.9603 | 4809.9603 | 239.83 | 239.83 | 239.83 | 239.83 | 239.83 | 239.83 | 239.83 | 239.83 | 239.83 | 239.83 | 239.83 | 239.83 | 239.83 | 239.83 | 239.83 | 239.83 | 239.83 | 239.83 | 239.83 | 239.83 | 239.83 | 239.83 | 239.83 | 239.83 | 239.83 | 239.83 | 239.83 | 239.83 | 0 | 0 | 0 | 0 | 0 | 0 | 0 | 0 | 0 | 0 | 0 | 0 | 0 | 0 | 0 | 0 | 0 | 0 | 0 | 0 | 0 | 0 | 0 | 0 | 0 | 0 | 0 | 0 | 0 | 0 | 0 | 0 | 0 | 0 | 0 | 0 | 0 | 0 | 0 | 0 | 0 | 0 | 0 | 0 | 0 | 0 | 0 | 0 | 0 | 0 | 0 | 0 | 0 | 0 | 0 | 0 | 0 | 0 | 0 | 0 | 0 | 0 | 0 | 0 | 0 | 0 | 0 | 0 | 0 | 0 | 0 | 0 | 0 | 0 | 0 | 0 | 0 | 0 | 0 | 0 | 0 | 0 | 0 | 0 | 0 | 0 | 0 | 0 | 0 | 0 | 0 | 0 | 0 | 0 | 0 | 0 | 0 | 0 | 0 | 0 | 0 | 0 | 0 | 0 | 0 | 0 | 0 | 0 | 0 | 0 | 0 | 0 | Dock doors with compression seals or shelters to form tight seal | Dock doors with compression seals or shelters to form tight seal | Dock doors with compression seals or shelters to form tight seal | Dock doors with compression seals or shelters to form tight seal | Dock doors with compression seals or shelters to form tight seal | Dock doors with compression seals or shelters to form tight seal | Dock doors with compression seals or shelters to form tight seal | Dock doors with compression seals or shelters to form tight seal | Dock doors with compression seals or shelters to form tight seal | Dock doors with compression seals or shelters to form tight seal | Dock doors with compression seals or shelters to form tight seal | Dock doors with compression seals or shelters to form tight seal | Dock doors with compression seals or shelters to form tight seal | Dock doors with compression seals or shelters to form tight seal | Dock doors with compression seals or shelters to form tight seal | Dock doors with compression seals or shelters to form tight seal | Dock doors with compression seals or shelters to form tight seal | Dock doors with compression seals or shelters to form tight seal | Dock doors with compression seals or shelters to form tight seal | Dock doors with compression seals or shelters to form tight seal | Dock doors with compression seals or shelters to form tight seal | Dock doors with compression seals or shelters to form tight seal | Dock doors with compression seals or shelters to form tight seal | Dock doors with compression seals or shelters to form tight seal | Dock doors with compression seals or shelters to form tight seal | Dock doors with compression seals or shelters to form tight seal | Dock doors with compression seals or shelters to form tight seal | Dock doors with compression seals or shelters to form tight seal | 4809.9603 | 4809.9603 | 4809.9603 | 4809.9603 | 4809.9603 | 4809.9603 | 4809.9603 | 4809.9603 | 4809.9603 | 4809.9603 | 4809.9603 | 4809.9603 | 4809.9603 | 4809.9603 | 4809.9603 | 4809.9603 | 4809.9603 | 4809.9603 | 4809.9603 | 4809.9603 | 4809.9603 | 4809.9603 | 4809.9603 | 4809.9603 | 4809.9603 | 4809.9603 | 4809.9603 | 4809.9603 | 239.83 | 239.83 | 239.83 | 239.83 | 239.83 | 239.83 | 239.83 | 239.83 | 239.83 | 239.83 | 239.83 | 239.83 | 239.83 | 239.83 | 239.83 | 239.83 | 239.83 | 239.83 | 239.83 | 239.83 | 239.83 | 239.83 | 239.83 | 239.83 | 239.83 | 239.83 | 239.83 | 239.83 | 0 | 0 | 0 | 0 | 0 | 0 | 0 | 0 | 0 | 0 | 0 | 0 | 0 | 0 | 0 | 0 | 0 | 0 | 0 | 0 | 0 | 0 | 0 | 0 | 0 | 0 | 0 | 0 | 0 | 0 | 0 | 0 | 0 | 0 | 0 | 0 | 0 | 0 | 0 | 0 | 0 | 0 | 0 | 0 | 0 | 0 | 0 | 0 | 0 | 0 | 0 | 0 | 0 | 0 | 0 | 0 | 0 | 0 | 0 | 0 | 0 | 0 | 0 | 0 | 0 | 0 | 0 | 0 | 0 | 0 | 0 | 0 | 0 | 0 | 0 | 0 | 0 | 0 | 0 | 0 | 0 | 0 | 0 | 0 | 0 | 0
Infiltration Control - Loading Dock Sealing_Office_Existing_Dock doors with compression seals or shelters to form tight seal | Infiltration Control - Loading Dock Sealing_Office_Existing | Infiltration Control - Loading Dock Sealing_Commercial_Existing_Dock doors with no seals or shelters installed_Dock doors with compression seals or shelters to form tight seal | Commercial | Office | Existing | Space Heating | Natural Gas | Infiltration Control - Loading Dock Sealing | NEQ | Dock doors with no seals or shelters installed | 15 | 15 | 15 | 239.83 | 0 | 0 | 0 | 0.05 | RetroEven20 | 0.03333333333333333 | TBD | A | WCM10 | 0.7 | 0.42 | perbldg | 0.0321 | 2419.2267363239184 | 2419.2267 | 1908.1224962554838 | 1908.1225 | IL TRM v13 - 4.8.6 - Dock Door Seals and Shelter - CI-MSC-DDSS-V01-230101 | IL TRM v13 - 4.8.6 - Dock Door Seals and Shelter - CI-MSC-DDSS-V01-230101 | IL TRM v13 - 4.8.6 - Dock Door Seals and Shelter - CI-MSC-DDSS-V01-230101 | 0 | 0 | 4809.9603 | Dock doors with no seals or shelters installed | Dock doors with no seals or shelters installed | Dock doors with no seals or shelters installed | Dock doors with no seals or shelters installed | Dock doors with no seals or shelters installed | Dock doors with no seals or shelters installed | Dock doors with no seals or shelters installed | Dock doors with no seals or shelters installed | Dock doors with no seals or shelters installed | Dock doors with no seals or shelters installed | Dock doors with no seals or shelters installed | Dock doors with no seals or shelters installed | Dock doors with no seals or shelters installed | Dock doors with no seals or shelters installed | Dock doors with no seals or shelters installed | Dock doors with no seals or shelters installed | Dock doors with no seals or shelters installed | Dock doors with no seals or shelters installed | Dock doors with no seals or shelters installed | Dock doors with no seals or shelters installed | Dock doors with no seals or shelters installed | Dock doors with no seals or shelters installed | Dock doors with no seals or shelters installed | Dock doors with no seals or shelters installed | Dock doors with no seals or shelters installed | Dock doors with no seals or shelters installed | Dock doors with no seals or shelters installed | Dock doors with no seals or shelters installed | 0 | 0 | 0 | 4920.9239 | 4847.4768 | 4766.9231 | 4678.7098 | 4582.1944 | 4476.7 | 4363.8408 | 4246.4264 | 4128.2275 | 4012.7474 | 3903.0538 | 3801.1174 | 3707.2889 | 3621.249 | 3542.1218 | 3468.601 | 3401.7263 | 3340.8301 | 3286.8147 | 2158.7288 | 0 | 0 | 0 | 0 | 0 | 0 | 0 | 0 | 4920.9239 | 9694.9535 | 14300.7694 | 18714.8391 | 22910.9721 | 26860.1997 | 30546.8855 | 33971.4116 | 37154.0475 | 40127.4735 | 42933.5919 | 45613.4087 | 48194.7557 | 50697.4864 | 53131.8268 | 55497.6154 | 57829.3464 | 60134.9409 | 62449.4789 | 63682.4985 | 62859.1313 | 62099.4646 | 61398.5463 | 60751.8127 | 60155.0575 | 0 | 0 | 0 | 0.002623566168111493 | 0.0026235661681114934 | 0.0026235661681114934 | 0.002623566168111493 | 0.002623566168111492 | 0.0026235661681114917 | 0.0026235661681114934 | 0.002623566168111493 | 0.002623566168111493 | 0.002623566168111492 | 0.002623566168111492 | 0.002623566168111493 | 0.002623566168111493 | 0.002623566168111493 | 0.0026235661681114917 | 0.0026235661681114934 | 0.002623566168111492 | 0.002623566168111493 | 0.0026235661681114934 | 0.0017490441120743287 | 0 | 0 | 0 | 0 | 0 | 0 | 0 | 0 | 0.002623566168111493 | 0.005247132336222986 | 0.00787069850433448 | 0.010494264672445972 | 0.013117830840557464 | 0.015741397008668955 | 0.01836496317678045 | 0.020988529344891944 | 0.023612095513003438 | 0.026235661681114932 | 0.028859227849226423 | 0.03148279401733792 | 0.034106360185449415 | 0.036729926353560906 | 0.039353492521672404 | 0.041977058689783894 | 0.04460062485789539 | 0.04722419102600688 | 0.04984775719411838 | 0.05159680130619271 | 0.05159680130619271 | 0.05159680130619271 | 0.05159680130619271 | 0.05159680130619271 | 0.05159680130619271 | Dock doors with compression seals or shelters to form tight seal | Dock doors with compression seals or shelters to form tight seal | Dock doors with compression seals or shelters to form tight seal | Dock doors with compression seals or shelters to form tight seal | Dock doors with compression seals or shelters to form tight seal | Dock doors with compression seals or shelters to form tight seal | Dock doors with compression seals or shelters to form tight seal | Dock doors with compression seals or shelters to form tight seal | Dock doors with compression seals or shelters to form tight seal | Dock doors with compression seals or shelters to form tight seal | Dock doors with compression seals or shelters to form tight seal | Dock doors with compression seals or shelters to form tight seal | Dock doors with compression seals or shelters to form tight seal | Dock doors with compression seals or shelters to form tight seal | Dock doors with compression seals or shelters to form tight seal | Dock doors with compression seals or shelters to form tight seal | Dock doors with compression seals or shelters to form tight seal | Dock doors with compression seals or shelters to form tight seal | Dock doors with compression seals or shelters to form tight seal | Dock doors with compression seals or shelters to form tight seal | Dock doors with compression seals or shelters to form tight seal | Dock doors with compression seals or shelters to form tight seal | Dock doors with compression seals or shelters to form tight seal | Dock doors with compression seals or shelters to form tight seal | Dock doors with compression seals or shelters to form tight seal | Dock doors with compression seals or shelters to form tight seal | Dock doors with compression seals or shelters to form tight seal | Dock doors with compression seals or shelters to form tight seal | 4809.9603 | 4809.9603 | 4809.9603 | 4809.9603 | 4809.9603 | 4809.9603 | 4809.9603 | 4809.9603 | 4809.9603 | 4809.9603 | 4809.9603 | 4809.9603 | 4809.9603 | 4809.9603 | 4809.9603 | 4809.9603 | 4809.9603 | 4809.9603 | 4809.9603 | 4809.9603 | 4809.9603 | 4809.9603 | 4809.9603 | 4809.9603 | 4809.9603 | 4809.9603 | 4809.9603 | 4809.9603 | 239.83 | 239.83 | 239.83 | 239.83 | 239.83 | 239.83 | 239.83 | 239.83 | 239.83 | 239.83 | 239.83 | 239.83 | 239.83 | 239.83 | 239.83 | 239.83 | 239.83 | 239.83 | 239.83 | 239.83 | 239.83 | 239.83 | 239.83 | 239.83 | 239.83 | 239.83 | 239.83 | 239.83 | 0 | 0 | 0 | 0 | 0 | 0 | 0 | 0 | 0 | 0 | 0 | 0 | 0 | 0 | 0 | 0 | 0 | 0 | 0 | 0 | 0 | 0 | 0 | 0 | 0 | 0 | 0 | 0 | 0 | 0 | 0 | 0 | 0 | 0 | 0 | 0 | 0 | 0 | 0 | 0 | 0 | 0 | 0 | 0 | 0 | 0 | 0 | 0 | 0 | 0 | 0 | 0 | 0 | 0 | 0 | 0 | 0 | 0 | 0 | 0 | 0 | 0 | 0 | 0 | 0 | 0 | 0 | 0 | 0 | 0 | 0 | 0 | 0 | 0 | 0 | 0 | 0 | 0 | 0 | 0 | 0 | 0 | 0 | 0 | 0 | 0 | 0 | 0 | 0 | 0 | 0 | 0 | 0 | 0 | 0 | 0 | 0 | 0 | 0 | 0 | 0 | 0 | 0 | 0 | 0 | 0 | 0 | 0 | 0 | 0 | 0 | 0 | Dock doors with compression seals or shelters to form tight seal | Dock doors with compression seals or shelters to form tight seal | Dock doors with compression seals or shelters to form tight seal | Dock doors with compression seals or shelters to form tight seal | Dock doors with compression seals or shelters to form tight seal | Dock doors with compression seals or shelters to form tight seal | Dock doors with compression seals or shelters to form tight seal | Dock doors with compression seals or shelters to form tight seal | Dock doors with compression seals or shelters to form tight seal | Dock doors with compression seals or shelters to form tight seal | Dock doors with compression seals or shelters to form tight seal | Dock doors with compression seals or shelters to form tight seal | Dock doors with compression seals or shelters to form tight seal | Dock doors with compression seals or shelters to form tight seal | Dock doors with compression seals or shelters to form tight seal | Dock doors with compression seals or shelters to form tight seal | Dock doors with compression seals or shelters to form tight seal | Dock doors with compression seals or shelters to form tight seal | Dock doors with compression seals or shelters to form tight seal | Dock doors with compression seals or shelters to form tight seal | Dock doors with compression seals or shelters to form tight seal | Dock doors with compression seals or shelters to form tight seal | Dock doors with compression seals or shelters to form tight seal | Dock doors with compression seals or shelters to form tight seal | Dock doors with compression seals or shelters to form tight seal | Dock doors with compression seals or shelters to form tight seal | Dock doors with compression seals or shelters to form tight seal | Dock doors with compression seals or shelters to form tight seal | 4809.9603 | 4809.9603 | 4809.9603 | 4809.9603 | 4809.9603 | 4809.9603 | 4809.9603 | 4809.9603 | 4809.9603 | 4809.9603 | 4809.9603 | 4809.9603 | 4809.9603 | 4809.9603 | 4809.9603 | 4809.9603 | 4809.9603 | 4809.9603 | 4809.9603 | 4809.9603 | 4809.9603 | 4809.9603 | 4809.9603 | 4809.9603 | 4809.9603 | 4809.9603 | 4809.9603 | 4809.9603 | 239.83 | 239.83 | 239.83 | 239.83 | 239.83 | 239.83 | 239.83 | 239.83 | 239.83 | 239.83 | 239.83 | 239.83 | 239.83 | 239.83 | 239.83 | 239.83 | 239.83 | 239.83 | 239.83 | 239.83 | 239.83 | 239.83 | 239.83 | 239.83 | 239.83 | 239.83 | 239.83 | 239.83 | 0 | 0 | 0 | 0 | 0 | 0 | 0 | 0 | 0 | 0 | 0 | 0 | 0 | 0 | 0 | 0 | 0 | 0 | 0 | 0 | 0 | 0 | 0 | 0 | 0 | 0 | 0 | 0 | 0 | 0 | 0 | 0 | 0 | 0 | 0 | 0 | 0 | 0 | 0 | 0 | 0 | 0 | 0 | 0 | 0 | 0 | 0 | 0 | 0 | 0 | 0 | 0 | 0 | 0 | 0 | 0 | 0 | 0 | 0 | 0 | 0 | 0 | 0 | 0 | 0 | 0 | 0 | 0 | 0 | 0 | 0 | 0 | 0 | 0 | 0 | 0 | 0 | 0 | 0 | 0 | 0 | 0 | 0 | 0 | 0 | 0
Infiltration Control - Loading Dock Sealing_Education_Existing_Dock doors with compression seals or shelters to form tight seal | Infiltration Control - Loading Dock Sealing_Education_Existing | Infiltration Control - Loading Dock Sealing_Commercial_Existing_Dock doors with no seals or shelters installed_Dock doors with compression seals or shelters to form tight seal | Commercial | Education | Existing | Space Heating | Natural Gas | Infiltration Control - Loading Dock Sealing | NEQ | Dock doors with no seals or shelters installed | 15 | 15 | 15 | 239.83 | 0 | 0 | 0 | 0 | RetroEven20 | 0.03333333333333333 | TBD | A | WCM410 | 0.7 | 0.42 | perbldg | 0.0321 | 2423.289290921985 | 2423.2893 | 1911.3267646708603 | 1911.3268 | IL TRM v13 - 4.8.6 - Dock Door Seals and Shelter - CI-MSC-DDSS-V01-230101 | IL TRM v13 - 4.8.6 - Dock Door Seals and Shelter - CI-MSC-DDSS-V01-230101 | IL TRM v13 - 4.8.6 - Dock Door Seals and Shelter - CI-MSC-DDSS-V01-230101 | 0 | 0 | 4809.9603 | Dock doors with no seals or shelters installed | Dock doors with no seals or shelters installed | Dock doors with no seals or shelters installed | Dock doors with no seals or shelters installed | Dock doors with no seals or shelters installed | Dock doors with no seals or shelters installed | Dock doors with no seals or shelters installed | Dock doors with no seals or shelters installed | Dock doors with no seals or shelters installed | Dock doors with no seals or shelters installed | Dock doors with no seals or shelters installed | Dock doors with no seals or shelters installed | Dock doors with no seals or shelters installed | Dock doors with no seals or shelters installed | Dock doors with no seals or shelters installed | Dock doors with no seals or shelters installed | Dock doors with no seals or shelters installed | Dock doors with no seals or shelters installed | Dock doors with no seals or shelters installed | Dock doors with no seals or shelters installed | Dock doors with no seals or shelters installed | Dock doors with no seals or shelters installed | Dock doors with no seals or shelters installed | Dock doors with no seals or shelters installed | Dock doors with no seals or shelters installed | Dock doors with no seals or shelters installed | Dock doors with no seals or shelters installed | Dock doors with no seals or shelters installed | 0 | 0 | 0 | 0 | 0 | 0 | 0 | 0 | 0 | 0 | 0 | 0 | 0 | 0 | 0 | 0 | 0 | 0 | 0 | 0 | 0 | 0 | 0 | 0 | 0 | 0 | 0 | 0 | 0 | 0 | 0 | 0 | 0 | 0 | 0 | 0 | 0 | 0 | 0 | 0 | 0 | 0 | 0 | 0 | 0 | 0 | 0 | 0 | 0 | 0 | 0 | 0 | 0 | 0 | 0 | 0 | 0 | 0 | 0 | 0 | 0 | 0 | 0 | 0 | 0 | 0 | 0 | 0 | 0 | 0 | 0 | 0 | 0 | 0 | 0 | 0 | 0 | 0 | 0 | 0 | 0 | 0 | 0 | 0 | 0 | 0 | 0 | 0 | 0 | 0 | 0 | 0 | 0 | 0 | 0 | 0 | 0 | 0 | 0 | 0 | 0 | 0 | 0 | 0 | 0 | 0 | 0 | 0 | 0 | 0 | 0 | 0 | Dock doors with compression seals or shelters to form tight seal | Dock doors with compression seals or shelters to form tight seal | Dock doors with compression seals or shelters to form tight seal | Dock doors with compression seals or shelters to form tight seal | Dock doors with compression seals or shelters to form tight seal | Dock doors with compression seals or shelters to form tight seal | Dock doors with compression seals or shelters to form tight seal | Dock doors with compression seals or shelters to form tight seal | Dock doors with compression seals or shelters to form tight seal | Dock doors with compression seals or shelters to form tight seal | Dock doors with compression seals or shelters to form tight seal | Dock doors with compression seals or shelters to form tight seal | Dock doors with compression seals or shelters to form tight seal | Dock doors with compression seals or shelters to form tight seal | Dock doors with compression seals or shelters to form tight seal | Dock doors with compression seals or shelters to form tight seal | Dock doors with compression seals or shelters to form tight seal | Dock doors with compression seals or shelters to form tight seal | Dock doors with compression seals or shelters to form tight seal | Dock doors with compression seals or shelters to form tight seal | Dock doors with compression seals or shelters to form tight seal | Dock doors with compression seals or shelters to form tight seal | Dock doors with compression seals or shelters to form tight seal | Dock doors with compression seals or shelters to form tight seal | Dock doors with compression seals or shelters to form tight seal | Dock doors with compression seals or shelters to form tight seal | Dock doors with compression seals or shelters to form tight seal | Dock doors with compression seals or shelters to form tight seal | 4809.9603 | 4809.9603 | 4809.9603 | 4809.9603 | 4809.9603 | 4809.9603 | 4809.9603 | 4809.9603 | 4809.9603 | 4809.9603 | 4809.9603 | 4809.9603 | 4809.9603 | 4809.9603 | 4809.9603 | 4809.9603 | 4809.9603 | 4809.9603 | 4809.9603 | 4809.9603 | 4809.9603 | 4809.9603 | 4809.9603 | 4809.9603 | 4809.9603 | 4809.9603 | 4809.9603 | 4809.9603 | 239.83 | 239.83 | 239.83 | 239.83 | 239.83 | 239.83 | 239.83 | 239.83 | 239.83 | 239.83 | 239.83 | 239.83 | 239.83 | 239.83 | 239.83 | 239.83 | 239.83 | 239.83 | 239.83 | 239.83 | 239.83 | 239.83 | 239.83 | 239.83 | 239.83 | 239.83 | 239.83 | 239.83 | 0 | 0 | 0 | 0 | 0 | 0 | 0 | 0 | 0 | 0 | 0 | 0 | 0 | 0 | 0 | 0 | 0 | 0 | 0 | 0 | 0 | 0 | 0 | 0 | 0 | 0 | 0 | 0 | 0 | 0 | 0 | 0 | 0 | 0 | 0 | 0 | 0 | 0 | 0 | 0 | 0 | 0 | 0 | 0 | 0 | 0 | 0 | 0 | 0 | 0 | 0 | 0 | 0 | 0 | 0 | 0 | 0 | 0 | 0 | 0 | 0 | 0 | 0 | 0 | 0 | 0 | 0 | 0 | 0 | 0 | 0 | 0 | 0 | 0 | 0 | 0 | 0 | 0 | 0 | 0 | 0 | 0 | 0 | 0 | 0 | 0 | 0 | 0 | 0 | 0 | 0 | 0 | 0 | 0 | 0 | 0 | 0 | 0 | 0 | 0 | 0 | 0 | 0 | 0 | 0 | 0 | 0 | 0 | 0 | 0 | 0 | 0 | Dock doors with compression seals or shelters to form tight seal | Dock doors with compression seals or shelters to form tight seal | Dock doors with compression seals or shelters to form tight seal | Dock doors with compression seals or shelters to form tight seal | Dock doors with compression seals or shelters to form tight seal | Dock doors with compression seals or shelters to form tight seal | Dock doors with compression seals or shelters to form tight seal | Dock doors with compression seals or shelters to form tight seal | Dock doors with compression seals or shelters to form tight seal | Dock doors with compression seals or shelters to form tight seal | Dock doors with compression seals or shelters to form tight seal | Dock doors with compression seals or shelters to form tight seal | Dock doors with compression seals or shelters to form tight seal | Dock doors with compression seals or shelters to form tight seal | Dock doors with compression seals or shelters to form tight seal | Dock doors with compression seals or shelters to form tight seal | Dock doors with compression seals or shelters to form tight seal | Dock doors with compression seals or shelters to form tight seal | Dock doors with compression seals or shelters to form tight seal | Dock doors with compression seals or shelters to form tight seal | Dock doors with compression seals or shelters to form tight seal | Dock doors with compression seals or shelters to form tight seal | Dock doors with compression seals or shelters to form tight seal | Dock doors with compression seals or shelters to form tight seal | Dock doors with compression seals or shelters to form tight seal | Dock doors with compression seals or shelters to form tight seal | Dock doors with compression seals or shelters to form tight seal | Dock doors with compression seals or shelters to form tight seal | 4809.9603 | 4809.9603 | 4809.9603 | 4809.9603 | 4809.9603 | 4809.9603 | 4809.9603 | 4809.9603 | 4809.9603 | 4809.9603 | 4809.9603 | 4809.9603 | 4809.9603 | 4809.9603 | 4809.9603 | 4809.9603 | 4809.9603 | 4809.9603 | 4809.9603 | 4809.9603 | 4809.9603 | 4809.9603 | 4809.9603 | 4809.9603 | 4809.9603 | 4809.9603 | 4809.9603 | 4809.9603 | 239.83 | 239.83 | 239.83 | 239.83 | 239.83 | 239.83 | 239.83 | 239.83 | 239.83 | 239.83 | 239.83 | 239.83 | 239.83 | 239.83 | 239.83 | 239.83 | 239.83 | 239.83 | 239.83 | 239.83 | 239.83 | 239.83 | 239.83 | 239.83 | 239.83 | 239.83 | 239.83 | 239.83 | 0 | 0 | 0 | 0 | 0 | 0 | 0 | 0 | 0 | 0 | 0 | 0 | 0 | 0 | 0 | 0 | 0 | 0 | 0 | 0 | 0 | 0 | 0 | 0 | 0 | 0 | 0 | 0 | 0 | 0 | 0 | 0 | 0 | 0 | 0 | 0 | 0 | 0 | 0 | 0 | 0 | 0 | 0 | 0 | 0 | 0 | 0 | 0 | 0 | 0 | 0 | 0 | 0 | 0 | 0 | 0 | 0 | 0 | 0 | 0 | 0 | 0 | 0 | 0 | 0 | 0 | 0 | 0 | 0 | 0 | 0 | 0 | 0 | 0 | 0 | 0 | 0 | 0 | 0 | 0 | 0 | 0 | 0 | 0 | 0 | 0
Infiltration Control - Loading Dock Sealing_Healthcare_Existing_Dock doors with compression seals or shelters to form tight seal | Infiltration Control - Loading Dock Sealing_Healthcare_Existing | Infiltration Control - Loading Dock Sealing_Commercial_Existing_Dock doors with no seals or shelters installed_Dock doors with compression seals or shelters to form tight seal | Commercial | Healthcare | Existing | Space Heating | Natural Gas | Infiltration Control - Loading Dock Sealing | NEQ | Dock doors with no seals or shelters installed | 15 | 15 | 15 | 239.83 | 0 | 0 | 0.05 | 0.15 | RetroEven20 | 0.03333333333333333 | TBD | A | WCM510 | 0.7 | 0.42 | perbldg | 0.0321 | 2442.5610404559857 | 2442.561 | 1926.527017824438 | 1926.527 | IL TRM v13 - 4.8.6 - Dock Door Seals and Shelter - CI-MSC-DDSS-V01-230101 | IL TRM v13 - 4.8.6 - Dock Door Seals and Shelter - CI-MSC-DDSS-V01-230101 | IL TRM v13 - 4.8.6 - Dock Door Seals and Shelter - CI-MSC-DDSS-V01-230101 | 0 | 0 | 4809.9603 | Dock doors with no seals or shelters installed | Dock doors with no seals or shelters installed | Dock doors with no seals or shelters installed | Dock doors with no seals or shelters installed | Dock doors with no seals or shelters installed | Dock doors with no seals or shelters installed | Dock doors with no seals or shelters installed | Dock doors with no seals or shelters installed | Dock doors with no seals or shelters installed | Dock doors with no seals or shelters installed | Dock doors with no seals or shelters installed | Dock doors with no seals or shelters installed | Dock doors with no seals or shelters installed | Dock doors with no seals or shelters installed | Dock doors with no seals or shelters installed | Dock doors with no seals or shelters installed | Dock doors with no seals or shelters installed | Dock doors with no seals or shelters installed | Dock doors with no seals or shelters installed | Dock doors with no seals or shelters installed | Dock doors with no seals or shelters installed | Dock doors with no seals or shelters installed | Dock doors with no seals or shelters installed | Dock doors with no seals or shelters installed | Dock doors with no seals or shelters installed | Dock doors with no seals or shelters installed | Dock doors with no seals or shelters installed | Dock doors with no seals or shelters installed | 0 | 0 | 0 | 118.3943 | 116.3853 | 114.1842 | 111.7809 | 109.1617 | 106.3085 | 103.2658 | 100.1073 | 96.9302 | 93.8239 | 90.8664 | 88.1086 | 85.56 | 83.2146 | 81.0533 | 79.0456 | 77.2263 | 75.5762 | 74.1231 | 48.5405 | 0 | 0 | 0 | 0 | 0 | 0 | 0 | 0 | 118.3943 | 232.7707 | 342.5527 | 447.1237 | 545.8083 | 637.8512 | 722.8605 | 800.8587 | 872.3714 | 938.2394 | 999.5303 | 1057.3035 | 1112.2802 | 1165.0042 | 1215.799 | 1264.7289 | 1312.8465 | 1360.3714 | 1408.3384 | 1431.9437 | 1409.5425 | 1388.8735 | 1369.8019 | 1352.2037 | 1335.9646 | 0 | 0 | 0 | 5.064880432366224E-06 | 5.064880432366225E-06 | 5.064880432366221E-06 | 5.064880432366224E-06 | 5.064880432366226E-06 | 5.064880432366224E-06 | 5.064880432366226E-06 | 5.064880432366224E-06 | 5.064880432366227E-06 | 5.064880432366224E-06 | 5.064880432366224E-06 | 5.064880432366226E-06 | 5.064880432366225E-06 | 5.064880432366226E-06 | 5.064880432366226E-06 | 5.064880432366226E-06 | 5.064880432366226E-06 | 5.064880432366226E-06 | 5.064880432366226E-06 | 3.376586954910817E-06 | 0 | 0 | 0 | 0 | 0 | 0 | 0 | 0 | 5.064880432366224E-06 | 1.0129760864732447E-05 | 1.5194641297098669E-05 | 2.0259521729464895E-05 | 2.532440216183112E-05 | 3.038928259419734E-05 | 3.5454163026563565E-05 | 4.051904345892979E-05 | 4.5583923891296015E-05 | 5.064880432366224E-05 | 5.5713684756028464E-05 | 6.077856518839468E-05 | 6.584344562076091E-05 | 7.090832605312713E-05 | 7.597320648549336E-05 | 8.103808691785958E-05 | 8.61029673502258E-05 | 9.116784778259203E-05 | 9.623272821495825E-05 | 9.960931516986906E-05 | 9.960931516986906E-05 | 9.960931516986906E-05 | 9.960931516986906E-05 | 9.960931516986906E-05 | 9.960931516986906E-05 | Dock doors with compression seals or shelters to form tight seal | Dock doors with compression seals or shelters to form tight seal | Dock doors with compression seals or shelters to form tight seal | Dock doors with compression seals or shelters to form tight seal | Dock doors with compression seals or shelters to form tight seal | Dock doors with compression seals or shelters to form tight seal | Dock doors with compression seals or shelters to form tight seal | Dock doors with compression seals or shelters to form tight seal | Dock doors with compression seals or shelters to form tight seal | Dock doors with compression seals or shelters to form tight seal | Dock doors with compression seals or shelters to form tight seal | Dock doors with compression seals or shelters to form tight seal | Dock doors with compression seals or shelters to form tight seal | Dock doors with compression seals or shelters to form tight seal | Dock doors with compression seals or shelters to form tight seal | Dock doors with compression seals or shelters to form tight seal | Dock doors with compression seals or shelters to form tight seal | Dock doors with compression seals or shelters to form tight seal | Dock doors with compression seals or shelters to form tight seal | Dock doors with compression seals or shelters to form tight seal | Dock doors with compression seals or shelters to form tight seal | Dock doors with compression seals or shelters to form tight seal | Dock doors with compression seals or shelters to form tight seal | Dock doors with compression seals or shelters to form tight seal | Dock doors with compression seals or shelters to form tight seal | Dock doors with compression seals or shelters to form tight seal | Dock doors with compression seals or shelters to form tight seal | Dock doors with compression seals or shelters to form tight seal | 4809.9603 | 4809.9603 | 4809.9603 | 4809.9603 | 4809.9603 | 4809.9603 | 4809.9603 | 4809.9603 | 4809.9603 | 4809.9603 | 4809.9603 | 4809.9603 | 4809.9603 | 4809.9603 | 4809.9603 | 4809.9603 | 4809.9603 | 4809.9603 | 4809.9603 | 4809.9603 | 4809.9603 | 4809.9603 | 4809.9603 | 4809.9603 | 4809.9603 | 4809.9603 | 4809.9603 | 4809.9603 | 239.83 | 239.83 | 239.83 | 239.83 | 239.83 | 239.83 | 239.83 | 239.83 | 239.83 | 239.83 | 239.83 | 239.83 | 239.83 | 239.83 | 239.83 | 239.83 | 239.83 | 239.83 | 239.83 | 239.83 | 239.83 | 239.83 | 239.83 | 239.83 | 239.83 | 239.83 | 239.83 | 239.83 | 0 | 0 | 0 | 0 | 0 | 0 | 0 | 0 | 0 | 0 | 0 | 0 | 0 | 0 | 0 | 0 | 0 | 0 | 0 | 0 | 0 | 0 | 0 | 0 | 0 | 0 | 0 | 0 | 0 | 0 | 0 | 0 | 0 | 0 | 0 | 0 | 0 | 0 | 0 | 0 | 0 | 0 | 0 | 0 | 0 | 0 | 0 | 0 | 0 | 0 | 0 | 0 | 0 | 0 | 0 | 0 | 0 | 0 | 0 | 0 | 0 | 0 | 0 | 0 | 0 | 0 | 0 | 0 | 0 | 0 | 0 | 0 | 0 | 0 | 0 | 0 | 0 | 0 | 0 | 0 | 0 | 0 | 0 | 0 | 0 | 0 | 0 | 0 | 0 | 0 | 0 | 0 | 0 | 0 | 0 | 0 | 0 | 0 | 0 | 0 | 0 | 0 | 0 | 0 | 0 | 0 | 0 | 0 | 0 | 0 | 0 | 0 | Dock doors with compression seals or shelters to form tight seal | Dock doors with compression seals or shelters to form tight seal | Dock doors with compression seals or shelters to form tight seal | Dock doors with compression seals or shelters to form tight seal | Dock doors with compression seals or shelters to form tight seal | Dock doors with compression seals or shelters to form tight seal | Dock doors with compression seals or shelters to form tight seal | Dock doors with compression seals or shelters to form tight seal | Dock doors with compression seals or shelters to form tight seal | Dock doors with compression seals or shelters to form tight seal | Dock doors with compression seals or shelters to form tight seal | Dock doors with compression seals or shelters to form tight seal | Dock doors with compression seals or shelters to form tight seal | Dock doors with compression seals or shelters to form tight seal | Dock doors with compression seals or shelters to form tight seal | Dock doors with compression seals or shelters to form tight seal | Dock doors with compression seals or shelters to form tight seal | Dock doors with compression seals or shelters to form tight seal | Dock doors with compression seals or shelters to form tight seal | Dock doors with compression seals or shelters to form tight seal | Dock doors with compression seals or shelters to form tight seal | Dock doors with compression seals or shelters to form tight seal | Dock doors with compression seals or shelters to form tight seal | Dock doors with compression seals or shelters to form tight seal | Dock doors with compression seals or shelters to form tight seal | Dock doors with compression seals or shelters to form tight seal | Dock doors with compression seals or shelters to form tight seal | Dock doors with compression seals or shelters to form tight seal | 4809.9603 | 4809.9603 | 4809.9603 | 4809.9603 | 4809.9603 | 4809.9603 | 4809.9603 | 4809.9603 | 4809.9603 | 4809.9603 | 4809.9603 | 4809.9603 | 4809.9603 | 4809.9603 | 4809.9603 | 4809.9603 | 4809.9603 | 4809.9603 | 4809.9603 | 4809.9603 | 4809.9603 | 4809.9603 | 4809.9603 | 4809.9603 | 4809.9603 | 4809.9603 | 4809.9603 | 4809.9603 | 239.83 | 239.83 | 239.83 | 239.83 | 239.83 | 239.83 | 239.83 | 239.83 | 239.83 | 239.83 | 239.83 | 239.83 | 239.83 | 239.83 | 239.83 | 239.83 | 239.83 | 239.83 | 239.83 | 239.83 | 239.83 | 239.83 | 239.83 | 239.83 | 239.83 | 239.83 | 239.83 | 239.83 | 0 | 0 | 0 | 0 | 0 | 0 | 0 | 0 | 0 | 0 | 0 | 0 | 0 | 0 | 0 | 0 | 0 | 0 | 0 | 0 | 0 | 0 | 0 | 0 | 0 | 0 | 0 | 0 | 0 | 0 | 0 | 0 | 0 | 0 | 0 | 0 | 0 | 0 | 0 | 0 | 0 | 0 | 0 | 0 | 0 | 0 | 0 | 0 | 0 | 0 | 0 | 0 | 0 | 0 | 0 | 0 | 0 | 0 | 0 | 0 | 0 | 0 | 0 | 0 | 0 | 0 | 0 | 0 | 0 | 0 | 0 | 0 | 0 | 0 | 0 | 0 | 0 | 0 | 0 | 0 | 0 | 0 | 0 | 0 | 0 | 0
HVAC - Energy Recovery Ventilator_Restaurant_Existing_unitary equipment that incorporates energy recovery not required by the IECC 2012/2015/2018/2021 | HVAC - Energy Recovery Ventilator_Restaurant_Existing | HVAC - Energy Recovery Ventilator_Commercial_Existing_unitary equipment not required by IECC 2012/2015/2018/2021 to incorporate energy recovery_unitary equipment that incorporates energy recovery not required by the IECC 2012/2015/2018/2021 | Commercial | Restaurant | Existing | Space Heating | Natural Gas | HVAC - Energy Recovery Ventilator | NEQ | unitary equipment not required by IECC 2012/2015/2018/2021 to incorporate energy recovery | 15 | 15 | 15 | 0.030291 | 0 | 0 | 0 | 0.05 | Retro1Slow | 0.012666666666666666 | TBD | A | WCM107 | 0.7 | 0.42 | CFM | 0.0321 | 2430.9765996535407 | 2430.9766 | 1917.3899940929327 | 1917.39 | IL TRM v13 - 4.4.27 - Energy Recovery Ventilator - CI-HVC-ERVE-V07-250101 | IL TRM v13 - 4.4.27 - Energy Recovery Ventilator - CI-HVC-ERVE-V07-250101 | IL TRM v13 - 4.4.27 - Energy Recovery Ventilator - CI-HVC-ERVE-V07-250101 | 0 | 0 | 0.61453 | unitary equipment not required by IECC 2012/2015/2018/2021 to incorporate energy recovery | unitary equipment not required by IECC 2012/2015/2018/2021 to incorporate energy recovery | unitary equipment not required by IECC 2012/2015/2018/2021 to incorporate energy recovery | unitary equipment not required by IECC 2012/2015/2018/2021 to incorporate energy recovery | unitary equipment not required by IECC 2012/2015/2018/2021 to incorporate energy recovery | unitary equipment not required by IECC 2012/2015/2018/2021 to incorporate energy recovery | unitary equipment not required by IECC 2012/2015/2018/2021 to incorporate energy recovery | unitary equipment not required by IECC 2012/2015/2018/2021 to incorporate energy recovery | unitary equipment not required by IECC 2012/2015/2018/2021 to incorporate energy recovery | unitary equipment not required by IECC 2012/2015/2018/2021 to incorporate energy recovery | unitary equipment not required by IECC 2012/2015/2018/2021 to incorporate energy recovery | unitary equipment not required by IECC 2012/2015/2018/2021 to incorporate energy recovery | unitary equipment not required by IECC 2012/2015/2018/2021 to incorporate energy recovery | unitary equipment not required by IECC 2012/2015/2018/2021 to incorporate energy recovery | unitary equipment not required by IECC 2012/2015/2018/2021 to incorporate energy recovery | unitary equipment not required by IECC 2012/2015/2018/2021 to incorporate energy recovery | unitary equipment not required by IECC 2012/2015/2018/2021 to incorporate energy recovery | unitary equipment not required by IECC 2012/2015/2018/2021 to incorporate energy recovery | unitary equipment not required by IECC 2012/2015/2018/2021 to incorporate energy recovery | unitary equipment not required by IECC 2012/2015/2018/2021 to incorporate energy recovery | unitary equipment not required by IECC 2012/2015/2018/2021 to incorporate energy recovery | unitary equipment not required by IECC 2012/2015/2018/2021 to incorporate energy recovery | unitary equipment not required by IECC 2012/2015/2018/2021 to incorporate energy recovery | unitary equipment not required by IECC 2012/2015/2018/2021 to incorporate energy recovery | unitary equipment not required by IECC 2012/2015/2018/2021 to incorporate energy recovery | unitary equipment not required by IECC 2012/2015/2018/2021 to incorporate energy recovery | unitary equipment not required by IECC 2012/2015/2018/2021 to incorporate energy recovery | unitary equipment not required by IECC 2012/2015/2018/2021 to incorporate energy recovery | 0 | 0 | 0 | 69.8586 | 137.1203 | 238.6391 | 379.7233 | 562.5592 | 784.5512 | 1036.8394 | 1303.3302 | 1560.9219 | 1780.8765 | 1932.6154 | 1988.9053 | 1932.7131 | 1763.678 | 1501.453 | 1202.1436 | 890.9341 | 598.3534 | 306.9313 | 199.1913 | 0 | 0 | 0 | 0 | 0 | 0 | 0 | 0 | 69.8586 | 205.7171 | 440.2798 | 810.4122 | 1353.5569 | 2102.5704 | 3079.5844 | 4289.4625 | 5714.4811 | 7309.6417 | 9002.9506 | 10698.3162 | 12285.5495 | 13656.569 | 14724.5952 | 15457.8352 | 15872.0251 | 15995.6827 | 15853.5186 | 15632.0388 | 15243.7718 | 14885.5439 | 14555.0197 | 14250.047 | 13968.6424 | 0 | 0 | 0 | 4728.62712813715 | 9452.215469538552 | 16782.8366036646 | 27299.58401117607 | 41436.95553383969 | 59346.5744763263 | 80727.63914768834 | 104652.17710089621 | 129436.70647747722 | 152636.62481411747 | 171248.37353417499 | 182176.0271200249 | 182936.58796227077 | 172448.58578102355 | 151620.87614721828 | 125388.78928602686 | 95885.54474813817 | 66382.30021024951 | 35035.1028887428 | 23356.735259161866 | 0 | 0 | 0 | 0 | 0 | 0 | 0 | 0 | 4728.62712813715 | 14180.842597675703 | 30963.679201340303 | 58263.26321251637 | 99700.21874635605 | 159046.79322268235 | 239774.4323703707 | 344426.6094712669 | 473863.31594874413 | 626499.9407628616 | 797748.3142970366 | 979924.3414170615 | 1162860.9293793323 | 1335309.515160356 | 1486930.3913075742 | 1612319.1805936012 | 1708204.7253417394 | 1774587.025551989 | 1809622.1284407317 | 1832978.8636998935 | 1832978.8636998935 | 1832978.8636998935 | 1832978.8636998935 | 1832978.8636998935 | 1832978.8636998935 | unitary equipment that incorporates energy recovery not required by the IECC 2012/2015/2018/2021 | unitary equipment that incorporates energy recovery not required by the IECC 2012/2015/2018/2021 | unitary equipment that incorporates energy recovery not required by the IECC 2012/2015/2018/2021 | unitary equipment that incorporates energy recovery not required by the IECC 2012/2015/2018/2021 | unitary equipment that incorporates energy recovery not required by the IECC 2012/2015/2018/2021 | unitary equipment that incorporates energy recovery not required by the IECC 2012/2015/2018/2021 | unitary equipment that incorporates energy recovery not required by the IECC 2012/2015/2018/2021 | unitary equipment that incorporates energy recovery not required by the IECC 2012/2015/2018/2021 | unitary equipment that incorporates energy recovery not required by the IECC 2012/2015/2018/2021 | unitary equipment that incorporates energy recovery not required by the IECC 2012/2015/2018/2021 | unitary equipment that incorporates energy recovery not required by the IECC 2012/2015/2018/2021 | unitary equipment that incorporates energy recovery not required by the IECC 2012/2015/2018/2021 | unitary equipment that incorporates energy recovery not required by the IECC 2012/2015/2018/2021 | unitary equipment that incorporates energy recovery not required by the IECC 2012/2015/2018/2021 | unitary equipment that incorporates energy recovery not required by the IECC 2012/2015/2018/2021 | unitary equipment that incorporates energy recovery not required by the IECC 2012/2015/2018/2021 | unitary equipment that incorporates energy recovery not required by the IECC 2012/2015/2018/2021 | unitary equipment that incorporates energy recovery not required by the IECC 2012/2015/2018/2021 | unitary equipment that incorporates energy recovery not required by the IECC 2012/2015/2018/2021 | unitary equipment that incorporates energy recovery not required by the IECC 2012/2015/2018/2021 | unitary equipment that incorporates energy recovery not required by the IECC 2012/2015/2018/2021 | unitary equipment that incorporates energy recovery not required by the IECC 2012/2015/2018/2021 | unitary equipment that incorporates energy recovery not required by the IECC 2012/2015/2018/2021 | unitary equipment that incorporates energy recovery not required by the IECC 2012/2015/2018/2021 | unitary equipment that incorporates energy recovery not required by the IECC 2012/2015/2018/2021 | unitary equipment that incorporates energy recovery not required by the IECC 2012/2015/2018/2021 | unitary equipment that incorporates energy recovery not required by the IECC 2012/2015/2018/2021 | unitary equipment that incorporates energy recovery not required by the IECC 2012/2015/2018/2021 | 0.6145 | 0.6145 | 0.6145 | 0.6145 | 0.6145 | 0.6145 | 0.6145 | 0.6145 | 0.6145 | 0.6145 | 0.6145 | 0.6145 | 0.6145 | 0.6145 | 0.6145 | 0.6145 | 0.6145 | 0.6145 | 0.6145 | 0.6145 | 0.6145 | 0.6145 | 0.6145 | 0.6145 | 0.6145 | 0.6145 | 0.6145 | 0.6145 | 0.0303 | 0.0303 | 0.0303 | 0.0303 | 0.0303 | 0.0303 | 0.0303 | 0.0303 | 0.0303 | 0.0303 | 0.0303 | 0.0303 | 0.0303 | 0.0303 | 0.0303 | 0.0303 | 0.0303 | 0.0303 | 0.0303 | 0.0303 | 0.0303 | 0.0303 | 0.0303 | 0.0303 | 0.0303 | 0.0303 | 0.0303 | 0.0303 | 0 | 0 | 0 | 0 | 0 | 0 | 0 | 0 | 0 | 0 | 0 | 0 | 0 | 0 | 0 | 0 | 0 | 0 | 0 | 0 | 0 | 0 | 0 | 0 | 0 | 0 | 0 | 0 | 0 | 0 | 0 | 0 | 0 | 0 | 0 | 0 | 0 | 0 | 0 | 0 | 0 | 0 | 0 | 0 | 0 | 0 | 0 | 0 | 0 | 0 | 0 | 0 | 0 | 0 | 0 | 0 | 0 | 0 | 0 | 0 | 0 | 0 | 0 | 0 | 0 | 0 | 0 | 0 | 0 | 0 | 0 | 0 | 0 | 0 | 0 | 0 | 0 | 0 | 0 | 0 | 0 | 0 | 0 | 0 | 0 | 0 | 0 | 0 | 0 | 0 | 0 | 0 | 0 | 0 | 0 | 0 | 0 | 0 | 0 | 0 | 0 | 0 | 0 | 0 | 0 | 0 | 0 | 0 | 0 | 0 | 0 | 0 | unitary equipment that incorporates energy recovery not required by the IECC 2012/2015/2018/2021 | unitary equipment that incorporates energy recovery not required by the IECC 2012/2015/2018/2021 | unitary equipment that incorporates energy recovery not required by the IECC 2012/2015/2018/2021 | unitary equipment that incorporates energy recovery not required by the IECC 2012/2015/2018/2021 | unitary equipment that incorporates energy recovery not required by the IECC 2012/2015/2018/2021 | unitary equipment that incorporates energy recovery not required by the IECC 2012/2015/2018/2021 | unitary equipment that incorporates energy recovery not required by the IECC 2012/2015/2018/2021 | unitary equipment that incorporates energy recovery not required by the IECC 2012/2015/2018/2021 | unitary equipment that incorporates energy recovery not required by the IECC 2012/2015/2018/2021 | unitary equipment that incorporates energy recovery not required by the IECC 2012/2015/2018/2021 | unitary equipment that incorporates energy recovery not required by the IECC 2012/2015/2018/2021 | unitary equipment that incorporates energy recovery not required by the IECC 2012/2015/2018/2021 | unitary equipment that incorporates energy recovery not required by the IECC 2012/2015/2018/2021 | unitary equipment that incorporates energy recovery not required by the IECC 2012/2015/2018/2021 | unitary equipment that incorporates energy recovery not required by the IECC 2012/2015/2018/2021 | unitary equipment that incorporates energy recovery not required by the IECC 2012/2015/2018/2021 | unitary equipment that incorporates energy recovery not required by the IECC 2012/2015/2018/2021 | unitary equipment that incorporates energy recovery not required by the IECC 2012/2015/2018/2021 | unitary equipment that incorporates energy recovery not required by the IECC 2012/2015/2018/2021 | unitary equipment that incorporates energy recovery not required by the IECC 2012/2015/2018/2021 | unitary equipment that incorporates energy recovery not required by the IECC 2012/2015/2018/2021 | unitary equipment that incorporates energy recovery not required by the IECC 2012/2015/2018/2021 | unitary equipment that incorporates energy recovery not required by the IECC 2012/2015/2018/2021 | unitary equipment that incorporates energy recovery not required by the IECC 2012/2015/2018/2021 | unitary equipment that incorporates energy recovery not required by the IECC 2012/2015/2018/2021 | unitary equipment that incorporates energy recovery not required by the IECC 2012/2015/2018/2021 | unitary equipment that incorporates energy recovery not required by the IECC 2012/2015/2018/2021 | unitary equipment that incorporates energy recovery not required by the IECC 2012/2015/2018/2021 | 0.6145 | 0.6145 | 0.6145 | 0.6145 | 0.6145 | 0.6145 | 0.6145 | 0.6145 | 0.6145 | 0.6145 | 0.6145 | 0.6145 | 0.6145 | 0.6145 | 0.6145 | 0.6145 | 0.6145 | 0.6145 | 0.6145 | 0.6145 | 0.6145 | 0.6145 | 0.6145 | 0.6145 | 0.6145 | 0.6145 | 0.6145 | 0.6145 | 0.0303 | 0.0303 | 0.0303 | 0.0303 | 0.0303 | 0.0303 | 0.0303 | 0.0303 | 0.0303 | 0.0303 | 0.0303 | 0.0303 | 0.0303 | 0.0303 | 0.0303 | 0.0303 | 0.0303 | 0.0303 | 0.0303 | 0.0303 | 0.0303 | 0.0303 | 0.0303 | 0.0303 | 0.0303 | 0.0303 | 0.0303 | 0.0303 | 0 | 0 | 0 | 0 | 0 | 0 | 0 | 0 | 0 | 0 | 0 | 0 | 0 | 0 | 0 | 0 | 0 | 0 | 0 | 0 | 0 | 0 | 0 | 0 | 0 | 0 | 0 | 0 | 0 | 0 | 0 | 0 | 0 | 0 | 0 | 0 | 0 | 0 | 0 | 0 | 0 | 0 | 0 | 0 | 0 | 0 | 0 | 0 | 0 | 0 | 0 | 0 | 0 | 0 | 0 | 0 | 0 | 0 | 0 | 0 | 0 | 0 | 0 | 0 | 0 | 0 | 0 | 0 | 0 | 0 | 0 | 0 | 0 | 0 | 0 | 0 | 0 | 0 | 0 | 0 | 0 | 0 | 0 | 0 | 0 | 0
Water Heater - Solar System_Office_Existing_Solar water heating system | Water Heater - Solar System_Office_Existing | Water Heater - Solar System_Commercial_Existing_Central storage gas water heater_Solar water heating system | Commercial | Office | Existing | Water Heating | Natural Gas | Water Heater - Solar System | NEQ | Central storage gas water heater | 15 | 15 | 15 | 0.016865 | 0 | 0 | 0 | 0.1 | Retro1Slow | 0.012666666666666666 | TBD | A | WCM35 | 0.7 | 0.42 | sqft cond | 0.0321 | 2418.351451896418 | 2418.3515 | 1907.4321310732319 | 1907.4321 | CA eTRM - Solar Thermal Water Heating System, Multifamily - SWWH034-03 | CA eTRM - Solar Thermal Water Heating System, Multifamily - SWWH034-03 and Applied Energy Group Research - AEG Measure Research v1.3 SEP23 | CA eTRM - Solar Thermal Water Heating System, Multifamily - SWWH034-03 | 0 | 0 | 0.36293 | Central storage gas water heater | Central storage gas water heater | Central storage gas water heater | Central storage gas water heater | Central storage gas water heater | Central storage gas water heater | Central storage gas water heater | Central storage gas water heater | Central storage gas water heater | Central storage gas water heater | Central storage gas water heater | Central storage gas water heater | Central storage gas water heater | Central storage gas water heater | Central storage gas water heater | Central storage gas water heater | Central storage gas water heater | Central storage gas water heater | Central storage gas water heater | Central storage gas water heater | Central storage gas water heater | Central storage gas water heater | Central storage gas water heater | Central storage gas water heater | Central storage gas water heater | Central storage gas water heater | Central storage gas water heater | Central storage gas water heater | 0 | 0 | 0 | 186.7898 | 368.9456 | 646.4243 | 1036.26 | 1548.1458 | 2179.8511 | 2912.1028 | 3712.4867 | 4518.5807 | 5257.385 | 5832.8757 | 6148.0148 | 6114.4752 | 5715.3045 | 5004.0934 | 4124.2709 | 3145.2369 | 2172.5492 | 1144.4719 | 761.9066 | 0 | 0 | 0 | 0 | 0 | 0 | 0 | 0 | 186.7898 | 553.5168 | 1192.6277 | 2211.6048 | 3724.9472 | 5841.9266 | 8649.4266 | 12218.3718 | 16542.3681 | 21579.0369 | 27172.0349 | 33070.1543 | 38867.4808 | 44254.9326 | 49074.6314 | 53032.1812 | 56032.5184 | 58078.3983 | 59113.9036 | 59792.5435 | 59747.5883 | 59711.6241 | 59682.8527 | 59659.8356 | 59641.4219 | 0 | 0 | 0 | 11169.319295309835 | 22326.736654521203 | 39642.13198201366 | 64483.361065959856 | 97876.73556010342 | 140180.39939429695 | 190683.83976223986 | 247195.12647420552 | 305737.7678560553 | 360537.456752044 | 404499.5959660725 | 430311.4116879391 | 432107.90497454326 | 407334.5739509984 | 358138.19352469564 | 296176.3289083211 | 226487.78092989256 | 156799.23295146404 | 82755.15072438381 | 55170.10048292257 | 0 | 0 | 0 | 0 | 0 | 0 | 0 | 0 | 11169.319295309835 | 33496.05594983104 | 73138.1879318447 | 137621.54899780455 | 235498.28455790796 | 375678.6839522049 | 566362.5237144447 | 813557.6501886502 | 1119295.4180447054 | 1479832.8747967493 | 1884332.4707628218 | 2314643.882450761 | 2746751.787425304 | 3154086.3613763023 | 3512224.554900998 | 3808400.8838093188 | 4034888.664739211 | 4191687.897690675 | 4274443.048415059 | 4329613.148897982 | 4329613.148897982 | 4329613.148897982 | 4329613.148897982 | 4329613.148897982 | 4329613.148897982 | Solar water heating system | Solar water heating system | Solar water heating system | Solar water heating system | Solar water heating system | Solar water heating system | Solar water heating system | Solar water heating system | Solar water heating system | Solar water heating system | Solar water heating system | Solar water heating system | Solar water heating system | Solar water heating system | Solar water heating system | Solar water heating system | Solar water heating system | Solar water heating system | Solar water heating system | Solar water heating system | Solar water heating system | Solar water heating system | Solar water heating system | Solar water heating system | Solar water heating system | Solar water heating system | Solar water heating system | Solar water heating system | 0.3629 | 0.3629 | 0.3629 | 0.3629 | 0.3629 | 0.3629 | 0.3629 | 0.3629 | 0.3629 | 0.3629 | 0.3629 | 0.3629 | 0.3629 | 0.3629 | 0.3629 | 0.3629 | 0.3629 | 0.3629 | 0.3629 | 0.3629 | 0.3629 | 0.3629 | 0.3629 | 0.3629 | 0.3629 | 0.3629 | 0.3629 | 0.3629 | 0.0169 | 0.0169 | 0.0169 | 0.0169 | 0.0169 | 0.0169 | 0.0169 | 0.0169 | 0.0169 | 0.0169 | 0.0169 | 0.0169 | 0.0169 | 0.0169 | 0.0169 | 0.0169 | 0.0169 | 0.0169 | 0.0169 | 0.0169 | 0.0169 | 0.0169 | 0.0169 | 0.0169 | 0.0169 | 0.0169 | 0.0169 | 0.0169 | 0 | 0 | 0 | 0 | 0 | 0 | 0 | 0 | 0 | 0 | 0 | 0 | 0 | 0 | 0 | 0 | 0 | 0 | 0 | 0 | 0 | 0 | 0 | 0 | 0 | 0 | 0 | 0 | 0 | 0 | 0 | 0 | 0 | 0 | 0 | 0 | 0 | 0 | 0 | 0 | 0 | 0 | 0 | 0 | 0 | 0 | 0 | 0 | 0 | 0 | 0 | 0 | 0 | 0 | 0 | 0 | 0 | 0 | 0 | 0 | 0 | 0 | 0 | 0 | 0 | 0 | 0 | 0 | 0 | 0 | 0 | 0 | 0 | 0 | 0 | 0 | 0 | 0 | 0 | 0 | 0 | 0 | 0 | 0 | 0 | 0 | 0 | 0 | 0 | 0 | 0 | 0 | 0 | 0 | 0 | 0 | 0 | 0 | 0 | 0 | 0 | 0 | 0 | 0 | 0 | 0 | 0 | 0 | 0 | 0 | 0 | 0 | Solar water heating system | Solar water heating system | Solar water heating system | Solar water heating system | Solar water heating system | Solar water heating system | Solar water heating system | Solar water heating system | Solar water heating system | Solar water heating system | Solar water heating system | Solar water heating system | Solar water heating system | Solar water heating system | Solar water heating system | Solar water heating system | Solar water heating system | Solar water heating system | Solar water heating system | Solar water heating system | Solar water heating system | Solar water heating system | Solar water heating system | Solar water heating system | Solar water heating system | Solar water heating system | Solar water heating system | Solar water heating system | 0.3629 | 0.3629 | 0.3629 | 0.3629 | 0.3629 | 0.3629 | 0.3629 | 0.3629 | 0.3629 | 0.3629 | 0.3629 | 0.3629 | 0.3629 | 0.3629 | 0.3629 | 0.3629 | 0.3629 | 0.3629 | 0.3629 | 0.3629 | 0.3629 | 0.3629 | 0.3629 | 0.3629 | 0.3629 | 0.3629 | 0.3629 | 0.3629 | 0.0169 | 0.0169 | 0.0169 | 0.0169 | 0.0169 | 0.0169 | 0.0169 | 0.0169 | 0.0169 | 0.0169 | 0.0169 | 0.0169 | 0.0169 | 0.0169 | 0.0169 | 0.0169 | 0.0169 | 0.0169 | 0.0169 | 0.0169 | 0.0169 | 0.0169 | 0.0169 | 0.0169 | 0.0169 | 0.0169 | 0.0169 | 0.0169 | 0 | 0 | 0 | 0 | 0 | 0 | 0 | 0 | 0 | 0 | 0 | 0 | 0 | 0 | 0 | 0 | 0 | 0 | 0 | 0 | 0 | 0 | 0 | 0 | 0 | 0 | 0 | 0 | 0 | 0 | 0 | 0 | 0 | 0 | 0 | 0 | 0 | 0 | 0 | 0 | 0 | 0 | 0 | 0 | 0 | 0 | 0 | 0 | 0 | 0 | 0 | 0 | 0 | 0 | 0 | 0 | 0 | 0 | 0 | 0 | 0 | 0 | 0 | 0 | 0 | 0 | 0 | 0 | 0 | 0 | 0 | 0 | 0 | 0 | 0 | 0 | 0 | 0 | 0 | 0 | 0 | 0 | 0 | 0 | 0 | 0
Water Heater - Pipe Insulation_Office_Existing_Insulated DHW pipe | Water Heater - Pipe Insulation_Office_Existing | Water Heater - Pipe Insulation_Commercial_Existing_Bare DHW pipe_Insulated DHW pipe | Commercial | Office | Existing | Water Heating | Natural Gas | Water Heater - Pipe Insulation | NEQ | Bare DHW pipe | 15 | 15 | 15 | 0.694 | 0 | 0 | 0.02 | 0.1 | Retro3Slow | 0.004128203794943829 | TBD | A | WCM34 | 0.7 | 0.42 | PipeFeet | 0.0321 | 886.5041769371809 | 886.5042 | 699.2145620912978 | 699.2146 | IL TRM v13 - 4.4.24 - Small Pipe Insulation - CI-HVC-SPIN-V04-240101 | IL TRM v13 - 4.4.24 - Small Pipe Insulation - CI-HVC-SPIN-V04-240101 | IL TRM v13 - 4.4.24 - Small Pipe Insulation - CI-HVC-SPIN-V04-240101 | 0 | 0 | 5.4747 | Bare DHW pipe | Bare DHW pipe | Bare DHW pipe | Bare DHW pipe | Bare DHW pipe | Bare DHW pipe | Bare DHW pipe | Bare DHW pipe | Bare DHW pipe | Bare DHW pipe | Bare DHW pipe | Bare DHW pipe | Bare DHW pipe | Bare DHW pipe | Bare DHW pipe | Bare DHW pipe | Bare DHW pipe | Bare DHW pipe | Bare DHW pipe | Bare DHW pipe | Bare DHW pipe | Bare DHW pipe | Bare DHW pipe | Bare DHW pipe | Bare DHW pipe | Bare DHW pipe | Bare DHW pipe | Bare DHW pipe | 0 | 0 | 0 | 104.8813 | 162.9276 | 321.6371 | 554.9722 | 850.334 | 1171.5889 | 1466.3509 | 1684.9522 | 1788.643 | 1767.7251 | 1634.0833 | 1418.6108 | 1158.3686 | 894.138 | 656.518 | 458.209 | 304.7301 | 193.518 | 98.5992 | 65.6445 | 1.0246e-15 | 1.024e-15 | 1.0235e-15 | 1.0231e-15 | 1.0228e-15 | 0 | 0 | 0 | 104.8813 | 266.5772 | 584.7636 | 1131.5359 | 1964.888 | 3105.3173 | 4520.0996 | 6136.9085 | 7837.886 | 9513.9487 | 11056.9594 | 12388.8663 | 13442.2603 | 14234.7118 | 14841.094 | 15255.5879 | 15523.2341 | 15684.6395 | 15755.3488 | 15799.8309 | 15787.9517 | 15778.4484 | 15770.8457 | 15764.7636 | 15759.8979 | 0 | 0 | 0 | 1.204751596178863 | 1.893757685593806 | 3.7875153711876135 | 6.628151899578327 | 10.31045851045517 | 14.43464191463723 | 18.371362436811026 | 21.43325617627954 | 23.08196818983949 | 23.081968189839486 | 21.543170310516878 | 18.850274021702255 | 15.523755076695958 | 12.074031726319095 | 8.89665495623515 | 6.2276584693645765 | 4.151772312909718 | 2.6420369263970973 | 1.3485399760719072 | 0.8990266507146052 | 1.4043333874306803E-17 | 1.4043333874306803E-17 | 1.4043333874306803E-17 | 1.4043333874306803E-17 | 1.4043333874306803E-17 | 0 | 0 | 0 | 1.204751596178863 | 3.098509281772669 | 6.886024652960283 | 13.51417655253861 | 23.82463506299378 | 38.25927697763101 | 56.63063941444204 | 78.06389559072157 | 101.14586378056106 | 124.22783197040054 | 145.77100228091743 | 164.6212763026197 | 180.14503137931567 | 192.21906310563475 | 201.1157180618699 | 207.34337653123444 | 211.49514884414418 | 214.1371857705413 | 215.4857257466132 | 216.38475239732782 | 216.38475239732782 | 216.38475239732782 | 216.38475239732782 | 216.38475239732782 | 216.38475239732782 | Insulated DHW pipe | Insulated DHW pipe | Insulated DHW pipe | Insulated DHW pipe | Insulated DHW pipe | Insulated DHW pipe | Insulated DHW pipe | Insulated DHW pipe | Insulated DHW pipe | Insulated DHW pipe | Insulated DHW pipe | Insulated DHW pipe | Insulated DHW pipe | Insulated DHW pipe | Insulated DHW pipe | Insulated DHW pipe | Insulated DHW pipe | Insulated DHW pipe | Insulated DHW pipe | Insulated DHW pipe | Insulated DHW pipe | Insulated DHW pipe | Insulated DHW pipe | Insulated DHW pipe | Insulated DHW pipe | Insulated DHW pipe | Insulated DHW pipe | Insulated DHW pipe | 5.4747 | 5.4747 | 5.4747 | 5.4747 | 5.4747 | 5.4747 | 5.4747 | 5.4747 | 5.4747 | 5.4747 | 5.4747 | 5.4747 | 5.4747 | 5.4747 | 5.4747 | 5.4747 | 5.4747 | 5.4747 | 5.4747 | 5.4747 | 5.4747 | 5.4747 | 5.4747 | 5.4747 | 5.4747 | 5.4747 | 5.4747 | 5.4747 | 0.694 | 0.694 | 0.694 | 0.694 | 0.694 | 0.694 | 0.694 | 0.694 | 0.694 | 0.694 | 0.694 | 0.694 | 0.694 | 0.694 | 0.694 | 0.694 | 0.694 | 0.694 | 0.694 | 0.694 | 0.694 | 0.694 | 0.694 | 0.694 | 0.694 | 0.694 | 0.694 | 0.694 | 0 | 0 | 0 | 90.0961 | 141.6319 | 283.2155 | 495.3173 | 769.4525 | 1074.7305 | 1362.9846 | 1583.1957 | 1695.9778 | 1685.3542 | 1561.5235 | 1354.971 | 1104.1003 | 848.7994 | 617.7463 | 426.9567 | 281.1258 | 176.8083 | 89.2749 | 58.9504 | 1.0747e-15 | 1.0676e-15 | 1.0619e-15 | 1.0571e-15 | 1.0532e-15 | 0 | 0 | 0 | 90.0961 | 231.7339 | 514.9098 | 1009.9052 | 1777.9931 | 2848.5924 | 4201.468 | 5766.2925 | 7431.8246 | 9070.6259 | 10565.9861 | 11833.0935 | 12812.505 | 13512.9204 | 13964.6284 | 14215.0778 | 14320.8097 | 14330.32 | 14265.3986 | 14188.6419 | 14074.9991 | 13982.759 | 13907.1939 | 13845.1222 | 13794.2398 | 0 | 0 | 0 | 1.0240388567520338 | 1.6096940327547353 | 3.219388065509472 | 5.633929114641577 | 8.763889733886895 | 12.269445627441646 | 15.615658071289372 | 18.218267749837608 | 19.619672961363566 | 19.619672961363563 | 18.311694763939343 | 16.022732918446913 | 13.195191815191563 | 10.262926967371227 | 7.562156712799876 | 5.293509698959891 | 3.529006465973261 | 2.2457313874375333 | 1.146258979661121 | 0.7641726531074147 | 1.4043333874306803E-17 | 1.4043333874306803E-17 | 1.4043333874306803E-17 | 1.4043333874306803E-17 | 1.4043333874306803E-17 | 0 | 0 | 0 | 1.0240388567520338 | 2.633732889506769 | 5.853120955016241 | 11.487050069657817 | 20.250939803544714 | 32.52038543098636 | 48.136043502275726 | 66.35431125211333 | 85.97398421347691 | 105.59365717484047 | 123.9053519387798 | 139.9280848572267 | 153.12327667241826 | 163.3862036397895 | 170.94836035258936 | 176.24187005154926 | 179.7708765175225 | 182.01660790496007 | 183.1628668846212 | 183.9270395377286 | 183.9270395377286 | 183.9270395377286 | 183.9270395377286 | 183.9270395377286 | 183.9270395377286 | Insulated DHW pipe | Insulated DHW pipe | Insulated DHW pipe | Insulated DHW pipe | Insulated DHW pipe | Insulated DHW pipe | Insulated DHW pipe | Insulated DHW pipe | Insulated DHW pipe | Insulated DHW pipe | Insulated DHW pipe | Insulated DHW pipe | Insulated DHW pipe | Insulated DHW pipe | Insulated DHW pipe | Insulated DHW pipe | Insulated DHW pipe | Insulated DHW pipe | Insulated DHW pipe | Insulated DHW pipe | Insulated DHW pipe | Insulated DHW pipe | Insulated DHW pipe | Insulated DHW pipe | Insulated DHW pipe | Insulated DHW pipe | Insulated DHW pipe | Insulated DHW pipe | 5.4747 | 5.4747 | 5.4747 | 5.4747 | 5.4747 | 5.4747 | 5.4747 | 5.4747 | 5.4747 | 5.4747 | 5.4747 | 5.4747 | 5.4747 | 5.4747 | 5.4747 | 5.4747 | 5.4747 | 5.4747 | 5.4747 | 5.4747 | 5.4747 | 5.4747 | 5.4747 | 5.4747 | 5.4747 | 5.4747 | 5.4747 | 5.4747 | 0.694 | 0.694 | 0.694 | 0.694 | 0.694 | 0.694 | 0.694 | 0.694 | 0.694 | 0.694 | 0.694 | 0.694 | 0.694 | 0.694 | 0.694 | 0.694 | 0.694 | 0.694 | 0.694 | 0.694 | 0.694 | 0.694 | 0.694 | 0.694 | 0.694 | 0.694 | 0.694 | 0.694 | 0 | 0 | 0 | 90.0961 | 141.6319 | 283.2155 | 495.3173 | 769.4525 | 1074.7305 | 1362.9846 | 1583.1957 | 1695.9778 | 1685.3542 | 1561.5235 | 1354.971 | 1104.1003 | 848.7994 | 617.7463 | 426.9567 | 281.1258 | 176.8083 | 89.2749 | 58.9504 | 1.0747e-15 | 1.0676e-15 | 1.0619e-15 | 1.0571e-15 | 1.0532e-15 | 0 | 0 | 0 | 90.0961 | 231.7339 | 514.9098 | 1009.9052 | 1777.9931 | 2848.5924 | 4201.468 | 5766.2925 | 7431.8246 | 9070.6259 | 10565.9861 | 11833.0935 | 12812.505 | 13512.9204 | 13964.6284 | 14215.0778 | 14320.8097 | 14330.32 | 14265.3986 | 14188.6419 | 14074.9991 | 13982.759 | 13907.1939 | 13845.1222 | 13794.2398 | 0 | 0 | 0 | 1.024 | 1.6097 | 3.219388065509472 | 5.633929114641577 | 8.763889733886895 | 12.269445627441646 | 15.615658071289372 | 18.218267749837608 | 19.619672961363566 | 19.619672961363563 | 18.311694763939343 | 16.022732918446913 | 13.195191815191563 | 10.262926967371227 | 7.562156712799876 | 5.293509698959891 | 3.529006465973261 | 2.2457313874375333 | 1.146258979661121 | 0.7641726531074147 | 1.4043333874306803E-17 | 1.4043333874306803E-17 | 1.4043333874306803E-17 | 1.4043333874306803E-17 | 1.4043333874306803E-17 | 0 | 0
Ventilation - Demand Controlled_Grocery_Existing_new CO2 sensors installed on return air systems where no other sensors were previously installed | Ventilation - Demand Controlled_Grocery_Existing | Ventilation - Demand Controlled_Commercial_Existing_space with no demand control capability_new CO2 sensors installed on return air systems where no other sensors were previously installed | Commercial | Grocery | Existing | Space Heating | Natural Gas | Ventilation - Demand Controlled | NEQ | space with no demand control capability | 10 | 10 | 10 | 0.0097803 | 0 | 0 | 0.22606 | 0.060385 | Retro3Slow | 0.004128203794943829 | TBD | A | WCM311 | 0.7 | 0.42 | sqft | 0.0321 | 9374.905184049847 | 9374.9052 | 7394.291412771715 | 7394.2914 | IL TRM v13 - 4.4.19 - Demand Controlled Ventilation - CI-HVC-DCV-V07-240101 | IL TRM v13 - 4.4.19 - Demand Controlled Ventilation - CI-HVC-DCV-V07-240101 | IL TRM v13 - 4.4.19 - Demand Controlled Ventilation - CI-HVC-DCV-V07-240101 | 0 | 0 | 0.53487 | space with no demand control capability | space with no demand control capability | space with no demand control capability | space with no demand control capability | space with no demand control capability | space with no demand control capability | space with no demand control capability | space with no demand control capability | space with no demand control capability | space with no demand control capability | space with no demand control capability | space with no demand control capability | space with no demand control capability | space with no demand control capability | space with no demand control capability | space with no demand control capability | space with no demand control capability | space with no demand control capability | space with no demand control capability | space with no demand control capability | space with no demand control capability | space with no demand control capability | space with no demand control capability | space with no demand control capability | space with no demand control capability | space with no demand control capability | space with no demand control capability | space with no demand control capability | 0 | 0 | 0 | 0 | 0 | 0 | 0 | 0 | 0 | 0 | 0 | 0 | 0 | 109.6746 | 292.0397 | 505.3929 | 713.6985 | 892.3847 | 1028.925 | 1122.9877 | 1180.4003 | 1224.2946 | 1221.0693 | 1244.1643 | 1219.8613 | 1197.4829 | 1176.8734 | 1157.8897 | 0 | 0 | 0 | 0 | 0 | 0 | 0 | 0 | 0 | 0 | 0 | 0 | 0 | 109.6746 | 398.2359 | 891.2468 | 1577.8639 | 2423.3799 | 3380.6205 | 4408.0496 | 5471.5777 | 6561.5793 | 7632.7498 | 8718.3651 | 9767.9251 | 10786.2152 | 11777.4498 | 12745.3628 | 0 | 0 | 0 | 0 | 0 | 0 | 0 | 0 | 0 | 0 | 0 | 0 | 0 | 15136.454396358022 | 41625.249589985324 | 74346.70247623057 | 108280.06102492905 | 139534.4702145197 | 165788.17393377633 | 186207.72127097572 | 201058.3011525752 | 213781.84195251722 | 218203.4999501363 | 227046.81594537443 | 227046.8159453744 | 227046.8159453744 | 227046.8159453744 | 227046.8159453744 | 0 | 0 | 0 | 0 | 0 | 0 | 0 | 0 | 0 | 0 | 0 | 0 | 0 | 15136.454396358022 | 56761.703986343346 | 131108.4064625739 | 239388.46748750296 | 378922.93770202267 | 544711.111635799 | 730918.8329067747 | 931977.1340593499 | 1145758.9760118672 | 1363962.4759620035 | 1591009.291907378 | 1818056.1078527523 | 2045102.9237981266 | 2272149.739743501 | 2499196.5556888753 | new CO2 sensors installed on return air systems where no other sensors were previously installed | new CO2 sensors installed on return air systems where no other sensors were previously installed | new CO2 sensors installed on return air systems where no other sensors were previously installed | new CO2 sensors installed on return air systems where no other sensors were previously installed | new CO2 sensors installed on return air systems where no other sensors were previously installed | new CO2 sensors installed on return air systems where no other sensors were previously installed | new CO2 sensors installed on return air systems where no other sensors were previously installed | new CO2 sensors installed on return air systems where no other sensors were previously installed | new CO2 sensors installed on return air systems where no other sensors were previously installed | new CO2 sensors installed on return air systems where no other sensors were previously installed | new CO2 sensors installed on return air systems where no other sensors were previously installed | new CO2 sensors installed on return air systems where no other sensors were previously installed | new CO2 sensors installed on return air systems where no other sensors were previously installed | new CO2 sensors installed on return air systems where no other sensors were previously installed | new CO2 sensors installed on return air systems where no other sensors were previously installed | new CO2 sensors installed on return air systems where no other sensors were previously installed | new CO2 sensors installed on return air systems where no other sensors were previously installed | new CO2 sensors installed on return air systems where no other sensors were previously installed | new CO2 sensors installed on return air systems where no other sensors were previously installed | new CO2 sensors installed on return air systems where no other sensors were previously installed | new CO2 sensors installed on return air systems where no other sensors were previously installed | new CO2 sensors installed on return air systems where no other sensors were previously installed | new CO2 sensors installed on return air systems where no other sensors were previously installed | new CO2 sensors installed on return air systems where no other sensors were previously installed | new CO2 sensors installed on return air systems where no other sensors were previously installed | new CO2 sensors installed on return air systems where no other sensors were previously installed | new CO2 sensors installed on return air systems where no other sensors were previously installed | new CO2 sensors installed on return air systems where no other sensors were previously installed | 0.5349 | 0.5349 | 0.5349 | 0.5349 | 0.5349 | 0.5349 | 0.5349 | 0.5349 | 0.5349 | 0.5349 | 0.5349 | 0.5349 | 0.5349 | 0.5349 | 0.5349 | 0.5349 | 0.5349 | 0.5349 | 0.5349 | 0.5349 | 0.5349 | 0.5349 | 0.5349 | 0.5349 | 0.5349 | 0.5349 | 0.5349 | 0.5349 | 0.0098 | 0.0098 | 0.0098 | 0.0098 | 0.0098 | 0.0098 | 0.0098 | 0.0098 | 0.0098 | 0.0098 | 0.0098 | 0.0098 | 0.0098 | 0.0098 | 0.0098 | 0.0098 | 0.0098 | 0.0098 | 0.0098 | 0.0098 | 0.0098 | 0.0098 | 0.0098 | 0.0098 | 0.0098 | 0.0098 | 0.0098 | 0.0098 | 0 | 0 | 0 | 0 | 0 | 0 | 0 | 0 | 0 | 0 | 0 | 0 | 0 | 0 | 0 | 0 | 0 | 0 | 0 | 0 | 0 | 0 | 0 | 0 | 0 | 0 | 0 | 0 | 0 | 0 | 0 | 0 | 0 | 0 | 0 | 0 | 0 | 0 | 0 | 0 | 0 | 0 | 0 | 0 | 0 | 0 | 0 | 0 | 0 | 0 | 0 | 0 | 0 | 0 | 0 | 0 | 0 | 0 | 0 | 0 | 0 | 0 | 0 | 0 | 0 | 0 | 0 | 0 | 0 | 0 | 0 | 0 | 0 | 0 | 0 | 0 | 0 | 0 | 0 | 0 | 0 | 0 | 0 | 0 | 0 | 0 | 0 | 0 | 0 | 0 | 0 | 0 | 0 | 0 | 0 | 0 | 0 | 0 | 0 | 0 | 0 | 0 | 0 | 0 | 0 | 0 | 0 | 0 | 0 | 0 | 0 | 0 | new CO2 sensors installed on return air systems where no other sensors were previously installed | new CO2 sensors installed on return air systems where no other sensors were previously installed | new CO2 sensors installed on return air systems where no other sensors were previously installed | new CO2 sensors installed on return air systems where no other sensors were previously installed | new CO2 sensors installed on return air systems where no other sensors were previously installed | new CO2 sensors installed on return air systems where no other sensors were previously installed | new CO2 sensors installed on return air systems where no other sensors were previously installed | new CO2 sensors installed on return air systems where no other sensors were previously installed | new CO2 sensors installed on return air systems where no other sensors were previously installed | new CO2 sensors installed on return air systems where no other sensors were previously installed | new CO2 sensors installed on return air systems where no other sensors were previously installed | new CO2 sensors installed on return air systems where no other sensors were previously installed | new CO2 sensors installed on return air systems where no other sensors were previously installed | new CO2 sensors installed on return air systems where no other sensors were previously installed | new CO2 sensors installed on return air systems where no other sensors were previously installed | new CO2 sensors installed on return air systems where no other sensors were previously installed | new CO2 sensors installed on return air systems where no other sensors were previously installed | new CO2 sensors installed on return air systems where no other sensors were previously installed | new CO2 sensors installed on return air systems where no other sensors were previously installed | new CO2 sensors installed on return air systems where no other sensors were previously installed | new CO2 sensors installed on return air systems where no other sensors were previously installed | new CO2 sensors installed on return air systems where no other sensors were previously installed | new CO2 sensors installed on return air systems where no other sensors were previously installed | new CO2 sensors installed on return air systems where no other sensors were previously installed | new CO2 sensors installed on return air systems where no other sensors were previously installed | new CO2 sensors installed on return air systems where no other sensors were previously installed | new CO2 sensors installed on return air systems where no other sensors were previously installed | new CO2 sensors installed on return air systems where no other sensors were previously installed | 0.5349 | 0.5349 | 0.5349 | 0.5349 | 0.5349 | 0.5349 | 0.5349 | 0.5349 | 0.5349 | 0.5349 | 0.5349 | 0.5349 | 0.5349 | 0.5349 | 0.5349 | 0.5349 | 0.5349 | 0.5349 | 0.5349 | 0.5349 | 0.5349 | 0.5349 | 0.5349 | 0.5349 | 0.5349 | 0.5349 | 0.5349 | 0.5349 | 0.0098 | 0.0098 | 0.0098 | 0.0098 | 0.0098 | 0.0098 | 0.0098 | 0.0098 | 0.0098 | 0.0098 | 0.0098 | 0.0098 | 0.0098 | 0.0098 | 0.0098 | 0.0098 | 0.0098 | 0.0098 | 0.0098 | 0.0098 | 0.0098 | 0.0098 | 0.0098 | 0.0098 | 0.0098 | 0.0098 | 0.0098 | 0.0098 | 0 | 0 | 0 | 0 | 0 | 0 | 0 | 0 | 0 | 0 | 0 | 0 | 0 | 0 | 0 | 0 | 0 | 0 | 0 | 0 | 0 | 0 | 0 | 0 | 0 | 0 | 0 | 0 | 0 | 0 | 0 | 0 | 0 | 0 | 0 | 0 | 0 | 0 | 0 | 0 | 0 | 0 | 0 | 0 | 0 | 0 | 0 | 0 | 0 | 0 | 0 | 0 | 0 | 0 | 0 | 0 | 0 | 0 | 0 | 0 | 0 | 0 | 0 | 0 | 0 | 0 | 0 | 0 | 0 | 0 | 0 | 0 | 0 | 0 | 0 | 0 | 0 | 0 | 0 | 0 | 0 | 0 | 0 | 0 | 0 | 0
Building Shell - Air Sealing (Infiltration Control)_Retail_Existing_Sealed building envelope | Building Shell - Air Sealing (Infiltration Control)_Retail_Existing | Building Shell - Air Sealing (Infiltration Control)_Commercial_Existing_Building envelope with leakage_Sealed building envelope | Commercial | Retail | Existing | Space Heating | Natural Gas | Building Shell - Air Sealing (Infiltration Control) | NEQ | Building envelope with leakage | 20 | 20 | 20 | 0.71879 | 0 | 0 | 0.7 | 0.8 | Retro1Slow | 0.012666666666666666 | TBD | A | WCM208 | 0.7 | 0.42 | BldgPerim | 0.0321 | 2555.273475139274 | 2555.2735 | 2015.4269663070322 | 2015.427 | IL TRM v13 - 4.8.4 - C&I Air Sealing - CI-SHL-CAIR-V04-250101 | IL TRM v13 - 4.8.4 - C&I Air Sealing - CI-SHL-CAIR-V04-250101 | AEG BEST | 0 | 0 | 19.2827 | Building envelope with leakage | Building envelope with leakage | Building envelope with leakage | Building envelope with leakage | Building envelope with leakage | Building envelope with leakage | Building envelope with leakage | Building envelope with leakage | Building envelope with leakage | Building envelope with leakage | Building envelope with leakage | Building envelope with leakage | Building envelope with leakage | Building envelope with leakage | Building envelope with leakage | Building envelope with leakage | Building envelope with leakage | Building envelope with leakage | Building envelope with leakage | Building envelope with leakage | Building envelope with leakage | Building envelope with leakage | Building envelope with leakage | Building envelope with leakage | Building envelope with leakage | Building envelope with leakage | Building envelope with leakage | Building envelope with leakage | 0 | 0 | 0 | 79.5036 | 155.3318 | 268.7594 | 424.7027 | 624.1581 | 862.1108 | 1127.0837 | 1400.8399 | 1659.7257 | 1875.9162 | 2021.1509 | 2070.5488 | 2007.5069 | 1831.2059 | 1560.3767 | 1251.3753 | 929.5094 | 626.2548 | 322.3856 | 209.9903 | 0 | 0 | 0 | 0 | 0 | 0 | 0 | 0 | 79.5036 | 233.0391 | 495.8507 | 906.4081 | 1501.7682 | 2310.4276 | 3347.6248 | 4610.3823 | 6076.1986 | 7699.7339 | 9415.3871 | 11137.4762 | 12760.9868 | 14179.4533 | 15302.4548 | 16090.8834 | 16559.2461 | 16741.5668 | 16651.7588 | 16479.5225 | 16134.7752 | 15817.0111 | 15524.0884 | 15254.0393 | 15005.0556 | 0 | 0 | 0 | 1.1744353300896935 | 2.347619191412048 | 4.1683041847774405 | 6.780318069212529 | 10.291575806584818 | 14.739735634908206 | 20.050088315406523 | 25.992156037584536 | 32.14781732165996 | 37.90991338282261 | 42.532459136435136 | 45.24652859009055 | 45.43542686851501 | 42.83055235209972 | 37.65763484857334 | 31.142447933443982 | 23.814813125574794 | 16.487178317705638 | 8.701566334344639 | 5.801044222896425 | 0 | 0 | 0 | 0 | 0 | 0 | 0 | 0 | 1.1744353300896935 | 3.5220545215017416 | 7.690358706279182 | 14.470676775491711 | 24.762252582076528 | 39.501988216984735 | 59.55207653239126 | 85.54423256997579 | 117.69204989163575 | 155.60196327445834 | 198.1344224108935 | 243.38095100098406 | 288.81637786949904 | 331.6469302215988 | 369.30456507017215 | 400.4470130036161 | 424.2618261291909 | 440.7490044468966 | 449.45057078124125 | 455.2516150041377 | 455.2516150041377 | 455.2516150041377 | 455.2516150041377 | 455.2516150041377 | 455.2516150041377 | Sealed building envelope | Sealed building envelope | Sealed building envelope | Sealed building envelope | Sealed building envelope | Sealed building envelope | Sealed building envelope | Sealed building envelope | Sealed building envelope | Sealed building envelope | Sealed building envelope | Sealed building envelope | Sealed building envelope | Sealed building envelope | Sealed building envelope | Sealed building envelope | Sealed building envelope | Sealed building envelope | Sealed building envelope | Sealed building envelope | Sealed building envelope | Sealed building envelope | Sealed building envelope | Sealed building envelope | Sealed building envelope | Sealed building envelope | Sealed building envelope | Sealed building envelope | 19.2827 | 19.2827 | 19.2827 | 19.2827 | 19.2827 | 19.2827 | 19.2827 | 19.2827 | 19.2827 | 19.2827 | 19.2827 | 19.2827 | 19.2827 | 19.2827 | 19.2827 | 19.2827 | 19.2827 | 19.2827 | 19.2827 | 19.2827 | 19.2827 | 19.2827 | 19.2827 | 19.2827 | 19.2827 | 19.2827 | 19.2827 | 19.2827 | 0.7188 | 0.7188 | 0.7188 | 0.7188 | 0.7188 | 0.7188 | 0.7188 | 0.7188 | 0.7188 | 0.7188 | 0.7188 | 0.7188 | 0.7188 | 0.7188 | 0.7188 | 0.7188 | 0.7188 | 0.7188 | 0.7188 | 0.7188 | 0.7188 | 0.7188 | 0.7188 | 0.7188 | 0.7188 | 0.7188 | 0.7188 | 0.7188 | 0 | 0 | 0 | 0 | 0 | 0 | 0 | 0 | 0 | 0 | 0 | 0 | 0 | 0 | 0 | 0 | 0 | 0 | 0 | 0 | 0 | 0 | 0 | 0 | 0 | 0 | 0 | 0 | 0 | 0 | 0 | 0 | 0 | 0 | 0 | 0 | 0 | 0 | 0 | 0 | 0 | 0 | 0 | 0 | 0 | 0 | 0 | 0 | 0 | 0 | 0 | 0 | 0 | 0 | 0 | 0 | 0 | 0 | 0 | 0 | 0 | 0 | 0 | 0 | 0 | 0 | 0 | 0 | 0 | 0 | 0 | 0 | 0 | 0 | 0 | 0 | 0 | 0 | 0 | 0 | 0 | 0 | 0 | 0 | 0 | 0 | 0 | 0 | 0 | 0 | 0 | 0 | 0 | 0 | 0 | 0 | 0 | 0 | 0 | 0 | 0 | 0 | 0 | 0 | 0 | 0 | 0 | 0 | 0 | 0 | 0 | 0 | Sealed building envelope | Sealed building envelope | Sealed building envelope | Sealed building envelope | Sealed building envelope | Sealed building envelope | Sealed building envelope | Sealed building envelope | Sealed building envelope | Sealed building envelope | Sealed building envelope | Sealed building envelope | Sealed building envelope | Sealed building envelope | Sealed building envelope | Sealed building envelope | Sealed building envelope | Sealed building envelope | Sealed building envelope | Sealed building envelope | Sealed building envelope | Sealed building envelope | Sealed building envelope | Sealed building envelope | Sealed building envelope | Sealed building envelope | Sealed building envelope | Sealed building envelope | 19.2827 | 19.2827 | 19.2827 | 19.2827 | 19.2827 | 19.2827 | 19.2827 | 19.2827 | 19.2827 | 19.2827 | 19.2827 | 19.2827 | 19.2827 | 19.2827 | 19.2827 | 19.2827 | 19.2827 | 19.2827 | 19.2827 | 19.2827 | 19.2827 | 19.2827 | 19.2827 | 19.2827 | 19.2827 | 19.2827 | 19.2827 | 19.2827 | 0.7188 | 0.7188 | 0.7188 | 0.7188 | 0.7188 | 0.7188 | 0.7188 | 0.7188 | 0.7188 | 0.7188 | 0.7188 | 0.7188 | 0.7188 | 0.7188 | 0.7188 | 0.7188 | 0.7188 | 0.7188 | 0.7188 | 0.7188 | 0.7188 | 0.7188 | 0.7188 | 0.7188 | 0.7188 | 0.7188 | 0.7188 | 0.7188 | 0 | 0 | 0 | 0 | 0 | 0 | 0 | 0 | 0 | 0 | 0 | 0 | 0 | 0 | 0 | 0 | 0 | 0 | 0 | 0 | 0 | 0 | 0 | 0 | 0 | 0 | 0 | 0 | 0 | 0 | 0 | 0 | 0 | 0 | 0 | 0 | 0 | 0 | 0 | 0 | 0 | 0 | 0 | 0 | 0 | 0 | 0 | 0 | 0 | 0 | 0 | 0 | 0 | 0 | 0 | 0 | 0 | 0 | 0 | 0 | 0 | 0 | 0 | 0 | 0 | 0 | 0 | 0 | 0 | 0 | 0 | 0 | 0 | 0 | 0 | 0 | 0 | 0 | 0 | 0 | 0 | 0 | 0 | 0 | 0 | 0
HVAC - Energy Recovery Ventilator_Lodging_Existing_unitary equipment that incorporates energy recovery not required by the IECC 2012/2015/2018/2021 | HVAC - Energy Recovery Ventilator_Lodging_Existing | HVAC - Energy Recovery Ventilator_Commercial_Existing_unitary equipment not required by IECC 2012/2015/2018/2021 to incorporate energy recovery_unitary equipment that incorporates energy recovery not required by the IECC 2012/2015/2018/2021 | Commercial | Lodging | Existing | Space Heating | Natural Gas | HVAC - Energy Recovery Ventilator | NEQ | unitary equipment not required by IECC 2012/2015/2018/2021 to incorporate energy recovery | 15 | 15 | 15 | 0.027373 | 0 | 0 | 0 | 0.05 | Retro1Slow | 0.012666666666666666 | TBD | A | WCM607 | 0.7 | 0.42 | CFM | 0.0321 | 2718.871075888752 | 2718.8711 | 2144.461693658733 | 2144.4617 | IL TRM v13 - 4.4.27 - Energy Recovery Ventilator - CI-HVC-ERVE-V07-250101 | IL TRM v13 - 4.4.27 - Energy Recovery Ventilator - CI-HVC-ERVE-V07-250101 | IL TRM v13 - 4.4.27 - Energy Recovery Ventilator - CI-HVC-ERVE-V07-250101 | 0 | 0 | 0.61453 | unitary equipment not required by IECC 2012/2015/2018/2021 to incorporate energy recovery | unitary equipment not required by IECC 2012/2015/2018/2021 to incorporate energy recovery | unitary equipment not required by IECC 2012/2015/2018/2021 to incorporate energy recovery | unitary equipment not required by IECC 2012/2015/2018/2021 to incorporate energy recovery | unitary equipment not required by IECC 2012/2015/2018/2021 to incorporate energy recovery | unitary equipment not required by IECC 2012/2015/2018/2021 to incorporate energy recovery | unitary equipment not required by IECC 2012/2015/2018/2021 to incorporate energy recovery | unitary equipment not required by IECC 2012/2015/2018/2021 to incorporate energy recovery | unitary equipment not required by IECC 2012/2015/2018/2021 to incorporate energy recovery | unitary equipment not required by IECC 2012/2015/2018/2021 to incorporate energy recovery | unitary equipment not required by IECC 2012/2015/2018/2021 to incorporate energy recovery | unitary equipment not required by IECC 2012/2015/2018/2021 to incorporate energy recovery | unitary equipment not required by IECC 2012/2015/2018/2021 to incorporate energy recovery | unitary equipment not required by IECC 2012/2015/2018/2021 to incorporate energy recovery | unitary equipment not required by IECC 2012/2015/2018/2021 to incorporate energy recovery | unitary equipment not required by IECC 2012/2015/2018/2021 to incorporate energy recovery | unitary equipment not required by IECC 2012/2015/2018/2021 to incorporate energy recovery | unitary equipment not required by IECC 2012/2015/2018/2021 to incorporate energy recovery | unitary equipment not required by IECC 2012/2015/2018/2021 to incorporate energy recovery | unitary equipment not required by IECC 2012/2015/2018/2021 to incorporate energy recovery | unitary equipment not required by IECC 2012/2015/2018/2021 to incorporate energy recovery | unitary equipment not required by IECC 2012/2015/2018/2021 to incorporate energy recovery | unitary equipment not required by IECC 2012/2015/2018/2021 to incorporate energy recovery | unitary equipment not required by IECC 2012/2015/2018/2021 to incorporate energy recovery | unitary equipment not required by IECC 2012/2015/2018/2021 to incorporate energy recovery | unitary equipment not required by IECC 2012/2015/2018/2021 to incorporate energy recovery | unitary equipment not required by IECC 2012/2015/2018/2021 to incorporate energy recovery | unitary equipment not required by IECC 2012/2015/2018/2021 to incorporate energy recovery | 0 | 0 | 0 | 63.0768 | 124.107 | 216.6107 | 345.8952 | 514.6963 | 721.5742 | 959.4504 | 1214.3562 | 1465.1617 | 1684.5595 | 1842.3722 | 1910.7702 | 1871.0205 | 1720.4007 | 1475.9349 | 1191.2581 | 890.0126 | 602.6414 | 311.6187 | 203.8122 | 0 | 0 | 0 | 0 | 0 | 0 | 0 | 0 | 63.0768 | 186.1935 | 399.6383 | 738.2157 | 1238.3955 | 1933.7941 | 2849.7261 | 3996.6353 | 5363.9065 | 6914.3065 | 8582.5593 | 10278.0276 | 11893.3923 | 13321.4627 | 14474.3421 | 15317.8632 | 15855.6091 | 16110.3134 | 16095.6303 | 15994.6741 | 15717.097 | 15460.9769 | 15224.6497 | 15006.5802 | 14805.3535 | 0 | 0 | 0 | 3432.999826991675 | 6862.341477196868 | 12184.398049483718 | 19819.593435406492 | 30083.374587155107 | 43085.82055401757 | 58608.54825671979 | 75977.84645439238 | 93971.50143208823 | 110814.7232547578 | 124326.91789488401 | 132260.43260286783 | 132812.60243336903 | 125198.27618221153 | 110077.28617138481 | 91032.69939899152 | 69613.24071687587 | 48193.78203476021 | 25435.607185012337 | 16957.071456674894 | 0 | 0 | 0 | 0 | 0 | 0 | 0 | 0 | 3432.999826991675 | 10295.341304188543 | 22479.739353672263 | 42299.332789078755 | 72382.70737623387 | 115468.52793025142 | 174077.07618697122 | 250054.92264136358 | 344026.42407345184 | 454841.14732820966 | 579168.0652230937 | 711428.4978259616 | 844241.1002593306 | 969439.3764415423 | 1079516.6626129271 | 1170549.3620119186 | 1240162.6027287946 | 1288356.3847635547 | 1313791.991948567 | 1330749.0634052418 | 1330749.0634052418 | 1330749.0634052418 | 1330749.0634052418 | 1330749.0634052418 | 1330749.0634052418 | unitary equipment that incorporates energy recovery not required by the IECC 2012/2015/2018/2021 | unitary equipment that incorporates energy recovery not required by the IECC 2012/2015/2018/2021 | unitary equipment that incorporates energy recovery not required by the IECC 2012/2015/2018/2021 | unitary equipment that incorporates energy recovery not required by the IECC 2012/2015/2018/2021 | unitary equipment that incorporates energy recovery not required by the IECC 2012/2015/2018/2021 | unitary equipment that incorporates energy recovery not required by the IECC 2012/2015/2018/2021 | unitary equipment that incorporates energy recovery not required by the IECC 2012/2015/2018/2021 | unitary equipment that incorporates energy recovery not required by the IECC 2012/2015/2018/2021 | unitary equipment that incorporates energy recovery not required by the IECC 2012/2015/2018/2021 | unitary equipment that incorporates energy recovery not required by the IECC 2012/2015/2018/2021 | unitary equipment that incorporates energy recovery not required by the IECC 2012/2015/2018/2021 | unitary equipment that incorporates energy recovery not required by the IECC 2012/2015/2018/2021 | unitary equipment that incorporates energy recovery not required by the IECC 2012/2015/2018/2021 | unitary equipment that incorporates energy recovery not required by the IECC 2012/2015/2018/2021 | unitary equipment that incorporates energy recovery not required by the IECC 2012/2015/2018/2021 | unitary equipment that incorporates energy recovery not required by the IECC 2012/2015/2018/2021 | unitary equipment that incorporates energy recovery not required by the IECC 2012/2015/2018/2021 | unitary equipment that incorporates energy recovery not required by the IECC 2012/2015/2018/2021 | unitary equipment that incorporates energy recovery not required by the IECC 2012/2015/2018/2021 | unitary equipment that incorporates energy recovery not required by the IECC 2012/2015/2018/2021 | unitary equipment that incorporates energy recovery not required by the IECC 2012/2015/2018/2021 | unitary equipment that incorporates energy recovery not required by the IECC 2012/2015/2018/2021 | unitary equipment that incorporates energy recovery not required by the IECC 2012/2015/2018/2021 | unitary equipment that incorporates energy recovery not required by the IECC 2012/2015/2018/2021 | unitary equipment that incorporates energy recovery not required by the IECC 2012/2015/2018/2021 | unitary equipment that incorporates energy recovery not required by the IECC 2012/2015/2018/2021 | unitary equipment that incorporates energy recovery not required by the IECC 2012/2015/2018/2021 | unitary equipment that incorporates energy recovery not required by the IECC 2012/2015/2018/2021 | 0.6145 | 0.6145 | 0.6145 | 0.6145 | 0.6145 | 0.6145 | 0.6145 | 0.6145 | 0.6145 | 0.6145 | 0.6145 | 0.6145 | 0.6145 | 0.6145 | 0.6145 | 0.6145 | 0.6145 | 0.6145 | 0.6145 | 0.6145 | 0.6145 | 0.6145 | 0.6145 | 0.6145 | 0.6145 | 0.6145 | 0.6145 | 0.6145 | 0.0274 | 0.0274 | 0.0274 | 0.0274 | 0.0274 | 0.0274 | 0.0274 | 0.0274 | 0.0274 | 0.0274 | 0.0274 | 0.0274 | 0.0274 | 0.0274 | 0.0274 | 0.0274 | 0.0274 | 0.0274 | 0.0274 | 0.0274 | 0.0274 | 0.0274 | 0.0274 | 0.0274 | 0.0274 | 0.0274 | 0.0274 | 0.0274 | 0 | 0 | 0 | 0 | 0 | 0 | 0 | 0 | 0 | 0 | 0 | 0 | 0 | 0 | 0 | 0 | 0 | 0 | 0 | 0 | 0 | 0 | 0 | 0 | 0 | 0 | 0 | 0 | 0 | 0 | 0 | 0 | 0 | 0 | 0 | 0 | 0 | 0 | 0 | 0 | 0 | 0 | 0 | 0 | 0 | 0 | 0 | 0 | 0 | 0 | 0 | 0 | 0 | 0 | 0 | 0 | 0 | 0 | 0 | 0 | 0 | 0 | 0 | 0 | 0 | 0 | 0 | 0 | 0 | 0 | 0 | 0 | 0 | 0 | 0 | 0 | 0 | 0 | 0 | 0 | 0 | 0 | 0 | 0 | 0 | 0 | 0 | 0 | 0 | 0 | 0 | 0 | 0 | 0 | 0 | 0 | 0 | 0 | 0 | 0 | 0 | 0 | 0 | 0 | 0 | 0 | 0 | 0 | 0 | 0 | 0 | 0 | unitary equipment that incorporates energy recovery not required by the IECC 2012/2015/2018/2021 | unitary equipment that incorporates energy recovery not required by the IECC 2012/2015/2018/2021 | unitary equipment that incorporates energy recovery not required by the IECC 2012/2015/2018/2021 | unitary equipment that incorporates energy recovery not required by the IECC 2012/2015/2018/2021 | unitary equipment that incorporates energy recovery not required by the IECC 2012/2015/2018/2021 | unitary equipment that incorporates energy recovery not required by the IECC 2012/2015/2018/2021 | unitary equipment that incorporates energy recovery not required by the IECC 2012/2015/2018/2021 | unitary equipment that incorporates energy recovery not required by the IECC 2012/2015/2018/2021 | unitary equipment that incorporates energy recovery not required by the IECC 2012/2015/2018/2021 | unitary equipment that incorporates energy recovery not required by the IECC 2012/2015/2018/2021 | unitary equipment that incorporates energy recovery not required by the IECC 2012/2015/2018/2021 | unitary equipment that incorporates energy recovery not required by the IECC 2012/2015/2018/2021 | unitary equipment that incorporates energy recovery not required by the IECC 2012/2015/2018/2021 | unitary equipment that incorporates energy recovery not required by the IECC 2012/2015/2018/2021 | unitary equipment that incorporates energy recovery not required by the IECC 2012/2015/2018/2021 | unitary equipment that incorporates energy recovery not required by the IECC 2012/2015/2018/2021 | unitary equipment that incorporates energy recovery not required by the IECC 2012/2015/2018/2021 | unitary equipment that incorporates energy recovery not required by the IECC 2012/2015/2018/2021 | unitary equipment that incorporates energy recovery not required by the IECC 2012/2015/2018/2021 | unitary equipment that incorporates energy recovery not required by the IECC 2012/2015/2018/2021 | unitary equipment that incorporates energy recovery not required by the IECC 2012/2015/2018/2021 | unitary equipment that incorporates energy recovery not required by the IECC 2012/2015/2018/2021 | unitary equipment that incorporates energy recovery not required by the IECC 2012/2015/2018/2021 | unitary equipment that incorporates energy recovery not required by the IECC 2012/2015/2018/2021 | unitary equipment that incorporates energy recovery not required by the IECC 2012/2015/2018/2021 | unitary equipment that incorporates energy recovery not required by the IECC 2012/2015/2018/2021 | unitary equipment that incorporates energy recovery not required by the IECC 2012/2015/2018/2021 | unitary equipment that incorporates energy recovery not required by the IECC 2012/2015/2018/2021 | 0.6145 | 0.6145 | 0.6145 | 0.6145 | 0.6145 | 0.6145 | 0.6145 | 0.6145 | 0.6145 | 0.6145 | 0.6145 | 0.6145 | 0.6145 | 0.6145 | 0.6145 | 0.6145 | 0.6145 | 0.6145 | 0.6145 | 0.6145 | 0.6145 | 0.6145 | 0.6145 | 0.6145 | 0.6145 | 0.6145 | 0.6145 | 0.6145 | 0.0274 | 0.0274 | 0.0274 | 0.0274 | 0.0274 | 0.0274 | 0.0274 | 0.0274 | 0.0274 | 0.0274 | 0.0274 | 0.0274 | 0.0274 | 0.0274 | 0.0274 | 0.0274 | 0.0274 | 0.0274 | 0.0274 | 0.0274 | 0.0274 | 0.0274 | 0.0274 | 0.0274 | 0.0274 | 0.0274 | 0.0274 | 0.0274 | 0 | 0 | 0 | 0 | 0 | 0 | 0 | 0 | 0 | 0 | 0 | 0 | 0 | 0 | 0 | 0 | 0 | 0 | 0 | 0 | 0 | 0 | 0 | 0 | 0 | 0 | 0 | 0 | 0 | 0 | 0 | 0 | 0 | 0 | 0 | 0 | 0 | 0 | 0 | 0 | 0 | 0 | 0 | 0 | 0 | 0 | 0 | 0 | 0 | 0 | 0 | 0 | 0 | 0 | 0 | 0 | 0 | 0 | 0 | 0 | 0 | 0 | 0 | 0 | 0 | 0 | 0 | 0 | 0 | 0 | 0 | 0 | 0 | 0 | 0 | 0 | 0 | 0 | 0 | 0 | 0 | 0 | 0 | 0 | 0 | 0
Water Heater - Pipe Insulation_Retail_Existing_Insulated DHW pipe | Water Heater - Pipe Insulation_Retail_Existing | Water Heater - Pipe Insulation_Commercial_Existing_Bare DHW pipe_Insulated DHW pipe | Commercial | Retail | Existing | Water Heating | Natural Gas | Water Heater - Pipe Insulation | NEQ | Bare DHW pipe | 15 | 15 | 15 | 0.694 | 0 | 0 | 0.02 | 0.1 | Retro3Slow | 0.004128203794943829 | TBD | A | WCM234 | 0.7 | 0.42 | PipeFeet | 0.0321 | 886.6222671786079 | 886.6223 | 699.3077036901699 | 699.3077 | IL TRM v13 - 4.4.24 - Small Pipe Insulation - CI-HVC-SPIN-V04-240101 | IL TRM v13 - 4.4.24 - Small Pipe Insulation - CI-HVC-SPIN-V04-240101 | IL TRM v13 - 4.4.24 - Small Pipe Insulation - CI-HVC-SPIN-V04-240101 | 0 | 0 | 5.4747 | Bare DHW pipe | Bare DHW pipe | Bare DHW pipe | Bare DHW pipe | Bare DHW pipe | Bare DHW pipe | Bare DHW pipe | Bare DHW pipe | Bare DHW pipe | Bare DHW pipe | Bare DHW pipe | Bare DHW pipe | Bare DHW pipe | Bare DHW pipe | Bare DHW pipe | Bare DHW pipe | Bare DHW pipe | Bare DHW pipe | Bare DHW pipe | Bare DHW pipe | Bare DHW pipe | Bare DHW pipe | Bare DHW pipe | Bare DHW pipe | Bare DHW pipe | Bare DHW pipe | Bare DHW pipe | Bare DHW pipe | 0 | 0 | 0 | 30.8613 | 47.9644 | 94.7209 | 163.478 | 250.5183 | 345.1394 | 431.8515 | 496.0337 | 526.3474 | 520.0331 | 480.653 | 417.3061 | 340.8397 | 263.1927 | 193.3333 | 134.9969 | 89.8165 | 57.0617 | 29.0857 | 19.3699 | 0 | 0 | 0 | 0 | 0 | 0 | 0 | 0 | 30.8613 | 78.4779 | 172.2106 | 333.3163 | 578.8789 | 914.7982 | 1331.2039 | 1806.6466 | 2306.47 | 2798.8337 | 3252.3191 | 3644.375 | 3955.2654 | 4190.0388 | 4370.4475 | 4494.5803 | 4575.3346 | 4624.8519 | 4647.6621 | 4662.0963 | 4658.5932 | 4655.7907 | 4653.5487 | 4651.7551 | 4650.3202 | 0 | 0 | 0 | 0.23142881226698325 | 0.3637846119386905 | 0.727569223877381 | 1.2732461417854175 | 1.9806051094439818 | 2.7728471532215733 | 3.529078195009276 | 4.117257894177489 | 4.433970039883449 | 4.433970039883449 | 4.138372037224556 | 3.6210755325714827 | 2.9820622032941597 | 2.319381713673238 | 1.7090181048118644 | 1.1963126733683007 | 0.7975417822455335 | 0.5075265887017041 | 0.259050086297236 | 0.1727000575314907 | 0 | 0 | 0 | 0 | 0 | 0 | 0 | 0 | 0.23142881226698325 | 0.5952134242056738 | 1.3227826480830547 | 2.596028789868472 | 4.576633899312454 | 7.349481052534028 | 10.878559247543304 | 14.995817141720792 | 19.42978718160424 | 23.86375722148769 | 28.002129258712245 | 31.623204791283726 | 34.60526699457789 | 36.92464870825113 | 38.633666813062995 | 39.82997948643129 | 40.62752126867682 | 41.13504785737853 | 41.39409794367577 | 41.56679800120725 | 41.56679800120725 | 41.56679800120725 | 41.56679800120725 | 41.56679800120725 | 41.56679800120725 | Insulated DHW pipe | Insulated DHW pipe | Insulated DHW pipe | Insulated DHW pipe | Insulated DHW pipe | Insulated DHW pipe | Insulated DHW pipe | Insulated DHW pipe | Insulated DHW pipe | Insulated DHW pipe | Insulated DHW pipe | Insulated DHW pipe | Insulated DHW pipe | Insulated DHW pipe | Insulated DHW pipe | Insulated DHW pipe | Insulated DHW pipe | Insulated DHW pipe | Insulated DHW pipe | Insulated DHW pipe | Insulated DHW pipe | Insulated DHW pipe | Insulated DHW pipe | Insulated DHW pipe | Insulated DHW pipe | Insulated DHW pipe | Insulated DHW pipe | Insulated DHW pipe | 5.4747 | 5.4747 | 5.4747 | 5.4747 | 5.4747 | 5.4747 | 5.4747 | 5.4747 | 5.4747 | 5.4747 | 5.4747 | 5.4747 | 5.4747 | 5.4747 | 5.4747 | 5.4747 | 5.4747 | 5.4747 | 5.4747 | 5.4747 | 5.4747 | 5.4747 | 5.4747 | 5.4747 | 5.4747 | 5.4747 | 5.4747 | 5.4747 | 0.694 | 0.694 | 0.694 | 0.694 | 0.694 | 0.694 | 0.694 | 0.694 | 0.694 | 0.694 | 0.694 | 0.694 | 0.694 | 0.694 | 0.694 | 0.694 | 0.694 | 0.694 | 0.694 | 0.694 | 0.694 | 0.694 | 0.694 | 0.694 | 0.694 | 0.694 | 0.694 | 0.694 | 0 | 0 | 0 | 26.5081 | 41.6874 | 83.3847 | 145.8609 | 226.6122 | 316.4967 | 401.2828 | 465.9536 | 498.9719 | 495.7153 | 459.2391 | 398.5196 | 324.8062 | 249.7836 | 181.859 | 125.7428 | 82.8244 | 52.1098 | 26.3212 | 17.3849 | 0 | 0 | 0 | 0 | 0 | 0 | 0 | 0 | 26.5081 | 68.2077 | 151.6005 | 297.3966 | 523.6386 | 838.8801 | 1236.9742 | 1697.0895 | 2186.5095 | 2667.9544 | 3107.4232 | 3480.3105 | 3769.2057 | 3976.5642 | 4111.0635 | 4186.4764 | 4219.1498 | 4223.5045 | 4205.919 | 4184.3272 | 4150.8498 | 4123.6773 | 4101.417 | 4083.1317 | 4068.1426 | 0 | 0 | 0 | 0.19671449042693573 | 0.30921692014788693 | 0.6184338402957739 | 1.082259220517605 | 1.6835143430273847 | 2.356920080238338 | 2.9997164657578845 | 3.4996692100508655 | 3.7688745339009313 | 3.7688745339009313 | 3.517616231640872 | 3.07791420268576 | 2.534752872800036 | 1.9714744566222524 | 1.4526653890900851 | 1.0168657723630552 | 0.6779105149087035 | 0.4313976003964483 | 0.22019257335265072 | 0.14679504890176717 | 0 | 0 | 0 | 0 | 0 | 0 | 0 | 0 | 0.19671449042693573 | 0.5059314105748226 | 1.1243652508705966 | 2.2066244713882015 | 3.890138814415586 | 6.247058894653924 | 9.246775360411808 | 12.746444570462677 | 16.515319104363606 | 20.284193638264536 | 23.80180986990541 | 26.87972407259117 | 29.414476945391204 | 31.38595140201346 | 32.83861679110355 | 33.8554825634666 | 34.533393078375305 | 34.964790678771756 | 35.184983252124404 | 35.33177830102617 | 35.33177830102617 | 35.33177830102617 | 35.33177830102617 | 35.33177830102617 | 35.33177830102617 | Insulated DHW pipe | Insulated DHW pipe | Insulated DHW pipe | Insulated DHW pipe | Insulated DHW pipe | Insulated DHW pipe | Insulated DHW pipe | Insulated DHW pipe | Insulated DHW pipe | Insulated DHW pipe | Insulated DHW pipe | Insulated DHW pipe | Insulated DHW pipe | Insulated DHW pipe | Insulated DHW pipe | Insulated DHW pipe | Insulated DHW pipe | Insulated DHW pipe | Insulated DHW pipe | Insulated DHW pipe | Insulated DHW pipe | Insulated DHW pipe | Insulated DHW pipe | Insulated DHW pipe | Insulated DHW pipe | Insulated DHW pipe | Insulated DHW pipe | Insulated DHW pipe | 5.4747 | 5.4747 | 5.4747 | 5.4747 | 5.4747 | 5.4747 | 5.4747 | 5.4747 | 5.4747 | 5.4747 | 5.4747 | 5.4747 | 5.4747 | 5.4747 | 5.4747 | 5.4747 | 5.4747 | 5.4747 | 5.4747 | 5.4747 | 5.4747 | 5.4747 | 5.4747 | 5.4747 | 5.4747 | 5.4747 | 5.4747 | 5.4747 | 0.694 | 0.694 | 0.694 | 0.694 | 0.694 | 0.694 | 0.694 | 0.694 | 0.694 | 0.694 | 0.694 | 0.694 | 0.694 | 0.694 | 0.694 | 0.694 | 0.694 | 0.694 | 0.694 | 0.694 | 0.694 | 0.694 | 0.694 | 0.694 | 0.694 | 0.694 | 0.694 | 0.694 | 0 | 0 | 0 | 26.5081 | 41.6874 | 83.3847 | 145.8609 | 226.6122 | 316.4967 | 401.2828 | 465.9536 | 498.9719 | 495.7153 | 459.2391 | 398.5196 | 324.8062 | 249.7836 | 181.859 | 125.7428 | 82.8244 | 52.1098 | 26.3212 | 17.3849 | 0 | 0 | 0 | 0 | 0 | 0 | 0 | 0 | 26.5081 | 68.2077 | 151.6005 | 297.3966 | 523.6386 | 838.8801 | 1236.9742 | 1697.0895 | 2186.5095 | 2667.9544 | 3107.4232 | 3480.3105 | 3769.2057 | 3976.5642 | 4111.0635 | 4186.4764 | 4219.1498 | 4223.5045 | 4205.919 | 4184.3272 | 4150.8498 | 4123.6773 | 4101.417 | 4083.1317 | 4068.1426 | 0 | 0 | 0 | 0.19671 | 0.30922 | 0.6184338402957739 | 1.082259220517605 | 1.6835143430273847 | 2.356920080238338 | 2.9997164657578845 | 3.4996692100508655 | 3.7688745339009313 | 3.7688745339009313 | 3.517616231640872 | 3.07791420268576 | 2.534752872800036 | 1.9714744566222524 | 1.4526653890900851 | 1.0168657723630552 | 0.6779105149087035 | 0.4313976003964483 | 0.22019257335265072 | 0.14679504890176717 | 0 | 0 | 0 | 0 | 0 | 0 | 0
Commercial Laundry - Ozone Treatment_Miscellaneous_New_Ozone laundry system(s) that transfer ozone into the water through Venturi Injection, Bubble Diffusion, or other methods | Commercial Laundry - Ozone Treatment_Miscellaneous_New | Commercial Laundry - Ozone Treatment_Commercial_New_Conventional washing machine system with no ozone generator installed_Ozone laundry system(s) that transfer ozone into the water through Venturi Injection, Bubble Diffusion, or other methods | Commercial | Miscellaneous | New | Water Heating | Natural Gas | Commercial Laundry - Ozone Treatment | NEQ | Conventional washing machine system with no ozone generator installed | 10 | 10 | 10 | 12.4042 | 0 | 0 | 0 | 0 | Retro5Med | 8.35569166605469E-06 | TBD | A | WCM887 | 0.7 | 0.42 | Capacity | 0.0321 | 0 | 0 | 0 | 0 | IL TRM v12 - 4.3.6 - Ozone Laundry - CI-HWE-OZLD-V07-230101 | IL TRM v12 - 4.3.6 - Ozone Laundry - CI-HWE-OZLD-V07-230101 | IL TRM v12 - 4.3.6 - Ozone Laundry - CI-HWE-OZLD-V07-230101 | 0 | 0 | 31.409 | Conventional washing machine system with no ozone generator installed | Conventional washing machine system with no ozone generator installed | Conventional washing machine system with no ozone generator installed | Conventional washing machine system with no ozone generator installed | Conventional washing machine system with no ozone generator installed | Conventional washing machine system with no ozone generator installed | Conventional washing machine system with no ozone generator installed | Conventional washing machine system with no ozone generator installed | Conventional washing machine system with no ozone generator installed | Conventional washing machine system with no ozone generator installed | Conventional washing machine system with no ozone generator installed | Conventional washing machine system with no ozone generator installed | Conventional washing machine system with no ozone generator installed | Conventional washing machine system with no ozone generator installed | Conventional washing machine system with no ozone generator installed | Conventional washing machine system with no ozone generator installed | Conventional washing machine system with no ozone generator installed | Conventional washing machine system with no ozone generator installed | Conventional washing machine system with no ozone generator installed | Conventional washing machine system with no ozone generator installed | Conventional washing machine system with no ozone generator installed | Conventional washing machine system with no ozone generator installed | Conventional washing machine system with no ozone generator installed | Conventional washing machine system with no ozone generator installed | Conventional washing machine system with no ozone generator installed | Conventional washing machine system with no ozone generator installed | Conventional washing machine system with no ozone generator installed | Conventional washing machine system with no ozone generator installed | 0 | 0 | 0 | 0 | 0 | 0 | 0 | 0 | 0 | 0 | 0 | 0 | 0 | 0 | 0 | 0 | 0 | 0 | 0 | 0 | 0 | 0 | 0 | 0 | 0 | 0 | 0 | 0 | 0 | 0 | 0 | 0 | 0 | 0 | 0 | 0 | 0 | 0 | 0 | 0 | 0 | 0 | 0 | 0 | 0 | 0 | 0 | 0 | 0 | 0 | 0 | 0 | 0 | 0 | 0 | 0 | 0 | 0 | 0 | 0 | 0 | 0 | 0 | 0 | 0 | 0 | 0 | 0 | 0 | 0 | 0 | 0 | 0 | 0 | 0 | 0 | 0 | 0 | 0 | 0 | 0 | 0 | 0 | 0 | 0 | 0 | 0 | 0 | 0 | 0 | 0 | 0 | 0 | 0 | 0 | 0 | 0 | 0 | 0 | 0 | 0 | 0 | 0 | 0 | 0 | 0 | 0 | 0 | 0 | 0 | 0 | 0 | Ozone laundry system(s) that transfer ozone into the water through Venturi Injection, Bubble Diffusion, or other methods | Ozone laundry system(s) that transfer ozone into the water through Venturi Injection, Bubble Diffusion, or other methods | Ozone laundry system(s) that transfer ozone into the water through Venturi Injection, Bubble Diffusion, or other methods | Ozone laundry system(s) that transfer ozone into the water through Venturi Injection, Bubble Diffusion, or other methods | Ozone laundry system(s) that transfer ozone into the water through Venturi Injection, Bubble Diffusion, or other methods | Ozone laundry system(s) that transfer ozone into the water through Venturi Injection, Bubble Diffusion, or other methods | Ozone laundry system(s) that transfer ozone into the water through Venturi Injection, Bubble Diffusion, or other methods | Ozone laundry system(s) that transfer ozone into the water through Venturi Injection, Bubble Diffusion, or other methods | Ozone laundry system(s) that transfer ozone into the water through Venturi Injection, Bubble Diffusion, or other methods | Ozone laundry system(s) that transfer ozone into the water through Venturi Injection, Bubble Diffusion, or other methods | Ozone laundry system(s) that transfer ozone into the water through Venturi Injection, Bubble Diffusion, or other methods | Ozone laundry system(s) that transfer ozone into the water through Venturi Injection, Bubble Diffusion, or other methods | Ozone laundry system(s) that transfer ozone into the water through Venturi Injection, Bubble Diffusion, or other methods | Ozone laundry system(s) that transfer ozone into the water through Venturi Injection, Bubble Diffusion, or other methods | Ozone laundry system(s) that transfer ozone into the water through Venturi Injection, Bubble Diffusion, or other methods | Ozone laundry system(s) that transfer ozone into the water through Venturi Injection, Bubble Diffusion, or other methods | Ozone laundry system(s) that transfer ozone into the water through Venturi Injection, Bubble Diffusion, or other methods | Ozone laundry system(s) that transfer ozone into the water through Venturi Injection, Bubble Diffusion, or other methods | Ozone laundry system(s) that transfer ozone into the water through Venturi Injection, Bubble Diffusion, or other methods | Ozone laundry system(s) that transfer ozone into the water through Venturi Injection, Bubble Diffusion, or other methods | Ozone laundry system(s) that transfer ozone into the water through Venturi Injection, Bubble Diffusion, or other methods | Ozone laundry system(s) that transfer ozone into the water through Venturi Injection, Bubble Diffusion, or other methods | Ozone laundry system(s) that transfer ozone into the water through Venturi Injection, Bubble Diffusion, or other methods | Ozone laundry system(s) that transfer ozone into the water through Venturi Injection, Bubble Diffusion, or other methods | Ozone laundry system(s) that transfer ozone into the water through Venturi Injection, Bubble Diffusion, or other methods | Ozone laundry system(s) that transfer ozone into the water through Venturi Injection, Bubble Diffusion, or other methods | Ozone laundry system(s) that transfer ozone into the water through Venturi Injection, Bubble Diffusion, or other methods | Ozone laundry system(s) that transfer ozone into the water through Venturi Injection, Bubble Diffusion, or other methods | 31.409 | 31.409 | 31.409 | 31.409 | 31.409 | 31.409 | 31.409 | 31.409 | 31.409 | 31.409 | 31.409 | 31.409 | 31.409 | 31.409 | 31.409 | 31.409 | 31.409 | 31.409 | 31.409 | 31.409 | 31.409 | 31.409 | 31.409 | 31.409 | 31.409 | 31.409 | 31.409 | 31.409 | 12.4042 | 12.4042 | 12.4042 | 12.4042 | 12.4042 | 12.4042 | 12.4042 | 12.4042 | 12.4042 | 12.4042 | 12.4042 | 12.4042 | 12.4042 | 12.4042 | 12.4042 | 12.4042 | 12.4042 | 12.4042 | 12.4042 | 12.4042 | 12.4042 | 12.4042 | 12.4042 | 12.4042 | 12.4042 | 12.4042 | 12.4042 | 12.4042 | 0 | 0 | 0 | 0 | 0 | 0 | 0 | 0 | 0 | 0 | 0 | 0 | 0 | 0 | 0 | 0 | 0 | 0 | 0 | 0 | 0 | 0 | 0 | 0 | 0 | 0 | 0 | 0 | 0 | 0 | 0 | 0 | 0 | 0 | 0 | 0 | 0 | 0 | 0 | 0 | 0 | 0 | 0 | 0 | 0 | 0 | 0 | 0 | 0 | 0 | 0 | 0 | 0 | 0 | 0 | 0 | 0 | 0 | 0 | 0 | 0 | 0 | 0 | 0 | 0 | 0 | 0 | 0 | 0 | 0 | 0 | 0 | 0 | 0 | 0 | 0 | 0 | 0 | 0 | 0 | 0 | 0 | 0 | 0 | 0 | 0 | 0 | 0 | 0 | 0 | 0 | 0 | 0 | 0 | 0 | 0 | 0 | 0 | 0 | 0 | 0 | 0 | 0 | 0 | 0 | 0 | 0 | 0 | 0 | 0 | 0 | 0 | Ozone laundry system(s) that transfer ozone into the water through Venturi Injection, Bubble Diffusion, or other methods | Ozone laundry system(s) that transfer ozone into the water through Venturi Injection, Bubble Diffusion, or other methods | Ozone laundry system(s) that transfer ozone into the water through Venturi Injection, Bubble Diffusion, or other methods | Ozone laundry system(s) that transfer ozone into the water through Venturi Injection, Bubble Diffusion, or other methods | Ozone laundry system(s) that transfer ozone into the water through Venturi Injection, Bubble Diffusion, or other methods | Ozone laundry system(s) that transfer ozone into the water through Venturi Injection, Bubble Diffusion, or other methods | Ozone laundry system(s) that transfer ozone into the water through Venturi Injection, Bubble Diffusion, or other methods | Ozone laundry system(s) that transfer ozone into the water through Venturi Injection, Bubble Diffusion, or other methods | Ozone laundry system(s) that transfer ozone into the water through Venturi Injection, Bubble Diffusion, or other methods | Ozone laundry system(s) that transfer ozone into the water through Venturi Injection, Bubble Diffusion, or other methods | Ozone laundry system(s) that transfer ozone into the water through Venturi Injection, Bubble Diffusion, or other methods | Ozone laundry system(s) that transfer ozone into the water through Venturi Injection, Bubble Diffusion, or other methods | Ozone laundry system(s) that transfer ozone into the water through Venturi Injection, Bubble Diffusion, or other methods | Ozone laundry system(s) that transfer ozone into the water through Venturi Injection, Bubble Diffusion, or other methods | Ozone laundry system(s) that transfer ozone into the water through Venturi Injection, Bubble Diffusion, or other methods | Ozone laundry system(s) that transfer ozone into the water through Venturi Injection, Bubble Diffusion, or other methods | Ozone laundry system(s) that transfer ozone into the water through Venturi Injection, Bubble Diffusion, or other methods | Ozone laundry system(s) that transfer ozone into the water through Venturi Injection, Bubble Diffusion, or other methods | Ozone laundry system(s) that transfer ozone into the water through Venturi Injection, Bubble Diffusion, or other methods | Ozone laundry system(s) that transfer ozone into the water through Venturi Injection, Bubble Diffusion, or other methods | Ozone laundry system(s) that transfer ozone into the water through Venturi Injection, Bubble Diffusion, or other methods | Ozone laundry system(s) that transfer ozone into the water through Venturi Injection, Bubble Diffusion, or other methods | Ozone laundry system(s) that transfer ozone into the water through Venturi Injection, Bubble Diffusion, or other methods | Ozone laundry system(s) that transfer ozone into the water through Venturi Injection, Bubble Diffusion, or other methods | Ozone laundry system(s) that transfer ozone into the water through Venturi Injection, Bubble Diffusion, or other methods | Ozone laundry system(s) that transfer ozone into the water through Venturi Injection, Bubble Diffusion, or other methods | Ozone laundry system(s) that transfer ozone into the water through Venturi Injection, Bubble Diffusion, or other methods | Ozone laundry system(s) that transfer ozone into the water through Venturi Injection, Bubble Diffusion, or other methods | 31.409 | 31.409 | 31.409 | 31.409 | 31.409 | 31.409 | 31.409 | 31.409 | 31.409 | 31.409 | 31.409 | 31.409 | 31.409 | 31.409 | 31.409 | 31.409 | 31.409 | 31.409 | 31.409 | 31.409 | 31.409 | 31.409 | 31.409 | 31.409 | 31.409 | 31.409 | 31.409 | 31.409 | 12.4042 | 12.4042 | 12.4042 | 12.4042 | 12.4042 | 12.4042 | 12.4042 | 12.4042 | 12.4042 | 12.4042 | 12.4042 | 12.4042 | 12.4042 | 12.4042 | 12.4042 | 12.4042 | 12.4042 | 12.4042 | 12.4042 | 12.4042 | 12.4042 | 12.4042 | 12.4042 | 12.4042 | 12.4042 | 12.4042 | 12.4042 | 12.4042 | 0 | 0 | 0 | 0 | 0 | 0 | 0 | 0 | 0 | 0 | 0 | 0 | 0 | 0 | 0 | 0 | 0 | 0 | 0 | 0 | 0 | 0 | 0 | 0 | 0 | 0 | 0 | 0 | 0 | 0 | 0 | 0 | 0 | 0 | 0 | 0 | 0 | 0 | 0 | 0 | 0 | 0 | 0 | 0 | 0 | 0 | 0 | 0 | 0 | 0 | 0 | 0 | 0 | 0 | 0 | 0 | 0 | 0 | 0 | 0 | 0 | 0 | 0 | 0 | 0 | 0 | 0 | 0 | 0 | 0 | 0 | 0 | 0 | 0 | 0 | 0 | 0 | 0 | 0 | 0 | 0 | 0 | 0 | 0 | 0 | 0
Insulation - Ceiling_Miscellaneous_Existing_Existing (R-15)_Upgrade to R-38 | Insulation - Ceiling_Miscellaneous_Existing | Insulation - Ceiling_Commercial_Existing_Existing (R-15)_Upgrade to R-38 | Commercial | Miscellaneous | Existing | Space Heating | Natural Gas | Insulation - Ceiling | NEQ | Existing (R-15) | 45 | 45 | 45 | 0.029568 | 0 | 0 | 0.15 | 0.5 | Retro5Med | 8.35569166605469E-06 | TBD | A | WCM801 | 0.4626771198791263 | 0.2776062719274758 | sqft roof | 0.0321 | 7540.789452777766 | 7540.7895 | 4369.35957161508 | 4369.3596 | Regional Technical Forum. ComWeatherizationSchool - UES Workbook, Version 4.1. Northwest Power and Conservation Council. July 18, 2023. | Regional Technical Forum. ComWeatherizationSchool - UES Workbook, Version 4.1. Northwest Power and Conservation Council. July 18, 2023. | AEG BEST | 0 | 0 | 4.3227 | Existing (R-15) | Existing (R-15) | Existing (R-15) | Existing (R-15) | Existing (R-15) | Existing (R-15) | Existing (R-15) | Existing (R-15) | Existing (R-15) | Existing (R-15) | Existing (R-15) | Existing (R-15) | Existing (R-15) | Existing (R-15) | Existing (R-15) | Existing (R-15) | Existing (R-15) | Existing (R-15) | Existing (R-15) | Existing (R-15) | Existing (R-15) | Existing (R-15) | Existing (R-15) | Existing (R-15) | Existing (R-15) | Existing (R-15) | Existing (R-15) | Existing (R-15) | 0 | 0 | 0 | 28072.6922 | 33890.1376 | 40687.6574 | 46235.2407 | 51497.1227 | 58617.9923 | 62442.3814 | 61815.5313 | 56390.823 | 46917.165 | 35171.1129 | 22585.0688 | 12746.8179 | 5976.6165 | 2466.6646 | 876.287 | 267.9422 | 57.2862 | 5.1853 | 3.4041 | 7.8955e-18 | 7.798e-18 | 7.7081e-18 | 7.6251e-18 | 7.5486e-18 | 0 | 0 | 0 | 28072.6922 | 61491.5542 | 101016.8137 | 145120.334 | 193205.1989 | 246726.1449 | 302022.5773 | 354492.91 | 399547.3979 | 433642.7968 | 455253.1045 | 464305.5526 | 464055.2326 | 457878.0249 | 449135.0079 | 439655.3211 | 430654.3889 | 422503.7555 | 415458.1606 | 409124.3949 | 403718.4547 | 398732.4928 | 394133.6123 | 389891.5311 | 385978.3691 | 0 | 0 | 0 | 972306.3052487627 | 1193837.077633271 | 1460907.215649457 | 1695883.0905501677 | 1934369.4194303546 | 2261510.3680873686 | 2480911.9939351217 | 2534426.845856245 | 2388393.143369181 | 2053026.2106382216 | 1588718.3610967132 | 1051447.5161411033 | 610517.9125980602 | 293953.0690286956 | 124364.75997367894 | 45223.5490813378 | 14125.802117362282 | 3078.783469898433 | 283.40552412626204 | 188.93701608417467 | 4.440892098500626E-16 | 4.440892098500626E-16 | 4.440892098500626E-16 | 4.440892098500626E-16 | 4.440892098500626E-16 | 0 | 0 | 0 | 972306.3052487627 | 2166143.3828820335 | 3627050.59853149 | 5322933.689081658 | 7257303.108512012 | 9518813.47659938 | 11999725.470534502 | 14534152.316390747 | 16922545.45975993 | 18975571.67039815 | 20564290.031494863 | 21615737.547635965 | 22226255.460234024 | 22520208.529262718 | 22644573.289236397 | 22689796.838317733 | 22703922.640435096 | 22707001.423904993 | 22707284.82942912 | 22707473.766445205 | 22707473.766445205 | 22707473.766445205 | 22707473.766445205 | 22707473.766445205 | 22707473.766445205 | Upgrade to R-38 | Upgrade to R-38 | Upgrade to R-38 | Upgrade to R-38 | Upgrade to R-38 | Upgrade to R-38 | Upgrade to R-38 | Upgrade to R-38 | Upgrade to R-38 | Upgrade to R-38 | Upgrade to R-38 | Upgrade to R-38 | Upgrade to R-38 | Upgrade to R-38 | Upgrade to R-38 | Upgrade to R-38 | Upgrade to R-38 | Upgrade to R-38 | Upgrade to R-38 | Upgrade to R-38 | Upgrade to R-38 | Upgrade to R-38 | Upgrade to R-38 | Upgrade to R-38 | Upgrade to R-38 | Upgrade to R-38 | Upgrade to R-38 | Upgrade to R-38 | 4.3227 | 4.3227 | 4.3227 | 4.3227 | 4.3227 | 4.3227 | 4.3227 | 4.3227 | 4.3227 | 4.3227 | 4.3227 | 4.3227 | 4.3227 | 4.3227 | 4.3227 | 4.3227 | 4.3227 | 4.3227 | 4.3227 | 4.3227 | 4.3227 | 4.3227 | 4.3227 | 4.3227 | 4.3227 | 4.3227 | 4.3227 | 4.3227 | 0.0296 | 0.0296 | 0.0296 | 0.0296 | 0.0296 | 0.0296 | 0.0296 | 0.0296 | 0.0296 | 0.0296 | 0.0296 | 0.0296 | 0.0296 | 0.0296 | 0.0296 | 0.0296 | 0.0296 | 0.0296 | 0.0296 | 0.0296 | 0.0296 | 0.0296 | 0.0296 | 0.0296 | 0.0296 | 0.0296 | 0.0296 | 0.0296 | 0 | 0 | 0 | 0 | 0 | 0 | 0 | 0 | 0 | 0 | 0 | 0 | 0 | 0 | 0 | 0 | 0 | 0 | 0 | 0 | 0 | 0 | 0 | 0 | 0 | 0 | 0 | 0 | 0 | 0 | 0 | 0 | 0 | 0 | 0 | 0 | 0 | 0 | 0 | 0 | 0 | 0 | 0 | 0 | 0 | 0 | 0 | 0 | 0 | 0 | 0 | 0 | 0 | 0 | 0 | 0 | 0 | 0 | 0 | 0 | 0 | 0 | 0 | 0 | 0 | 0 | 0 | 0 | 0 | 0 | 0 | 0 | 0 | 0 | 0 | 0 | 0 | 0 | 0 | 0 | 0 | 0 | 0 | 0 | 0 | 0 | 0 | 0 | 0 | 0 | 0 | 0 | 0 | 0 | 0 | 0 | 0 | 0 | 0 | 0 | 0 | 0 | 0 | 0 | 0 | 0 | 0 | 0 | 0 | 0 | 0 | 0 | Upgrade to R-38 | Upgrade to R-38 | Upgrade to R-38 | Upgrade to R-38 | Upgrade to R-38 | Upgrade to R-38 | Upgrade to R-38 | Upgrade to R-38 | Upgrade to R-38 | Upgrade to R-38 | Upgrade to R-38 | Upgrade to R-38 | Upgrade to R-38 | Upgrade to R-38 | Upgrade to R-38 | Upgrade to R-38 | Upgrade to R-38 | Upgrade to R-38 | Upgrade to R-38 | Upgrade to R-38 | Upgrade to R-38 | Upgrade to R-38 | Upgrade to R-38 | Upgrade to R-38 | Upgrade to R-38 | Upgrade to R-38 | Upgrade to R-38 | Upgrade to R-38 | 4.3227 | 4.3227 | 4.3227 | 4.3227 | 4.3227 | 4.3227 | 4.3227 | 4.3227 | 4.3227 | 4.3227 | 4.3227 | 4.3227 | 4.3227 | 4.3227 | 4.3227 | 4.3227 | 4.3227 | 4.3227 | 4.3227 | 4.3227 | 4.3227 | 4.3227 | 4.3227 | 4.3227 | 4.3227 | 4.3227 | 4.3227 | 4.3227 | 0.0296 | 0.0296 | 0.0296 | 0.0296 | 0.0296 | 0.0296 | 0.0296 | 0.0296 | 0.0296 | 0.0296 | 0.0296 | 0.0296 | 0.0296 | 0.0296 | 0.0296 | 0.0296 | 0.0296 | 0.0296 | 0.0296 | 0.0296 | 0.0296 | 0.0296 | 0.0296 | 0.0296 | 0.0296 | 0.0296 | 0.0296 | 0.0296 | 0 | 0 | 0 | 0 | 0 | 0 | 0 | 0 | 0 | 0 | 0 | 0 | 0 | 0 | 0 | 0 | 0 | 0 | 0 | 0 | 0 | 0 | 0 | 0 | 0 | 0 | 0 | 0 | 0 | 0 | 0 | 0 | 0 | 0 | 0 | 0 | 0 | 0 | 0 | 0 | 0 | 0 | 0 | 0 | 0 | 0 | 0 | 0 | 0 | 0 | 0 | 0 | 0 | 0 | 0 | 0 | 0 | 0 | 0 | 0 | 0 | 0 | 0 | 0 | 0 | 0 | 0 | 0 | 0 | 0 | 0 | 0 | 0 | 0 | 0 | 0 | 0 | 0 | 0 | 0 | 0 | 0 | 0 | 0 | 0 | 0
Gas Boiler - Stack Economizer_Education_Existing_Boiler with an economizer installed on a exhaust stack | Gas Boiler - Stack Economizer_Education_Existing | Gas Boiler - Stack Economizer_Commercial_Existing_The baseline boiler does not have an economizer installed._Boiler with an economizer installed on a exhaust stack | Commercial | Education | Existing | Space Heating | Natural Gas | Gas Boiler - Stack Economizer | NEQ | The baseline boiler does not have an economizer installed. | 15 | 15 | 15 | 0.080403 | 0 | 0 | 0 | 0 | Retro1Slow | 0.012666666666666666 | TBD | A | WCM424 | 0.7 | 0.42 | kBtuh heat | 0.0321 | 3005.783457547138 | 3005.7835 | 2370.758783417459 | 2370.7588 | IL TRM v13 - 4.4.28 - Stack Economizer for Boilers Serving HVAC Loads - CI-HVC-BECO-V03-250101 | Efficiency Maine TRM - 2023.1 - Boiler Stack Heat Exchanger (Boiler Economizer) - AF2. ¦ GDS Associates, Inc. (2009). Natural Gas Energy Efficiency Potential in Massachusetts. Prepared for GasNetworks. | IL TRM v13 - 4.4.28 - Stack Economizer for Boilers Serving HVAC Loads - CI-HVC-BECO-V03-250101 | 0 | 0 | 1.9889 | The baseline boiler does not have an economizer installed. | The baseline boiler does not have an economizer installed. | The baseline boiler does not have an economizer installed. | The baseline boiler does not have an economizer installed. | The baseline boiler does not have an economizer installed. | The baseline boiler does not have an economizer installed. | The baseline boiler does not have an economizer installed. | The baseline boiler does not have an economizer installed. | The baseline boiler does not have an economizer installed. | The baseline boiler does not have an economizer installed. | The baseline boiler does not have an economizer installed. | The baseline boiler does not have an economizer installed. | The baseline boiler does not have an economizer installed. | The baseline boiler does not have an economizer installed. | The baseline boiler does not have an economizer installed. | The baseline boiler does not have an economizer installed. | The baseline boiler does not have an economizer installed. | The baseline boiler does not have an economizer installed. | The baseline boiler does not have an economizer installed. | The baseline boiler does not have an economizer installed. | The baseline boiler does not have an economizer installed. | The baseline boiler does not have an economizer installed. | The baseline boiler does not have an economizer installed. | The baseline boiler does not have an economizer installed. | The baseline boiler does not have an economizer installed. | The baseline boiler does not have an economizer installed. | The baseline boiler does not have an economizer installed. | The baseline boiler does not have an economizer installed. | 0 | 0 | 0 | 0 | 0 | 0 | 0 | 0 | 0 | 0 | 0 | 0 | 0 | 0 | 0 | 0 | 0 | 0 | 0 | 0 | 0 | 0 | 0 | 0 | 0 | 0 | 0 | 0 | 0 | 0 | 0 | 0 | 0 | 0 | 0 | 0 | 0 | 0 | 0 | 0 | 0 | 0 | 0 | 0 | 0 | 0 | 0 | 0 | 0 | 0 | 0 | 0 | 0 | 0 | 0 | 0 | 0 | 0 | 0 | 0 | 0 | 0 | 0 | 0 | 0 | 0 | 0 | 0 | 0 | 0 | 0 | 0 | 0 | 0 | 0 | 0 | 0 | 0 | 0 | 0 | 0 | 0 | 0 | 0 | 0 | 0 | 0 | 0 | 0 | 0 | 0 | 0 | 0 | 0 | 0 | 0 | 0 | 0 | 0 | 0 | 0 | 0 | 0 | 0 | 0 | 0 | 0 | 0 | 0 | 0 | 0 | 0 | Boiler with an economizer installed on a exhaust stack | Boiler with an economizer installed on a exhaust stack | Boiler with an economizer installed on a exhaust stack | Boiler with an economizer installed on a exhaust stack | Boiler with an economizer installed on a exhaust stack | Boiler with an economizer installed on a exhaust stack | Boiler with an economizer installed on a exhaust stack | Boiler with an economizer installed on a exhaust stack | Boiler with an economizer installed on a exhaust stack | Boiler with an economizer installed on a exhaust stack | Boiler with an economizer installed on a exhaust stack | Boiler with an economizer installed on a exhaust stack | Boiler with an economizer installed on a exhaust stack | Boiler with an economizer installed on a exhaust stack | Boiler with an economizer installed on a exhaust stack | Boiler with an economizer installed on a exhaust stack | Boiler with an economizer installed on a exhaust stack | Boiler with an economizer installed on a exhaust stack | Boiler with an economizer installed on a exhaust stack | Boiler with an economizer installed on a exhaust stack | Boiler with an economizer installed on a exhaust stack | Boiler with an economizer installed on a exhaust stack | Boiler with an economizer installed on a exhaust stack | Boiler with an economizer installed on a exhaust stack | Boiler with an economizer installed on a exhaust stack | Boiler with an economizer installed on a exhaust stack | Boiler with an economizer installed on a exhaust stack | Boiler with an economizer installed on a exhaust stack | 1.9889 | 1.9889 | 1.9889 | 1.9889 | 1.9889 | 1.9889 | 1.9889 | 1.9889 | 1.9889 | 1.9889 | 1.9889 | 1.9889 | 1.9889 | 1.9889 | 1.9889 | 1.9889 | 1.9889 | 1.9889 | 1.9889 | 1.9889 | 1.9889 | 1.9889 | 1.9889 | 1.9889 | 1.9889 | 1.9889 | 1.9889 | 1.9889 | 0.0804 | 0.0804 | 0.0804 | 0.0804 | 0.0804 | 0.0804 | 0.0804 | 0.0804 | 0.0804 | 0.0804 | 0.0804 | 0.0804 | 0.0804 | 0.0804 | 0.0804 | 0.0804 | 0.0804 | 0.0804 | 0.0804 | 0.0804 | 0.0804 | 0.0804 | 0.0804 | 0.0804 | 0.0804 | 0.0804 | 0.0804 | 0.0804 | 0 | 0 | 0 | 0 | 0 | 0 | 0 | 0 | 0 | 0 | 0 | 0 | 0 | 0 | 0 | 0 | 0 | 0 | 0 | 0 | 0 | 0 | 0 | 0 | 0 | 0 | 0 | 0 | 0 | 0 | 0 | 0 | 0 | 0 | 0 | 0 | 0 | 0 | 0 | 0 | 0 | 0 | 0 | 0 | 0 | 0 | 0 | 0 | 0 | 0 | 0 | 0 | 0 | 0 | 0 | 0 | 0 | 0 | 0 | 0 | 0 | 0 | 0 | 0 | 0 | 0 | 0 | 0 | 0 | 0 | 0 | 0 | 0 | 0 | 0 | 0 | 0 | 0 | 0 | 0 | 0 | 0 | 0 | 0 | 0 | 0 | 0 | 0 | 0 | 0 | 0 | 0 | 0 | 0 | 0 | 0 | 0 | 0 | 0 | 0 | 0 | 0 | 0 | 0 | 0 | 0 | 0 | 0 | 0 | 0 | 0 | 0 | Boiler with an economizer installed on a exhaust stack | Boiler with an economizer installed on a exhaust stack | Boiler with an economizer installed on a exhaust stack | Boiler with an economizer installed on a exhaust stack | Boiler with an economizer installed on a exhaust stack | Boiler with an economizer installed on a exhaust stack | Boiler with an economizer installed on a exhaust stack | Boiler with an economizer installed on a exhaust stack | Boiler with an economizer installed on a exhaust stack | Boiler with an economizer installed on a exhaust stack | Boiler with an economizer installed on a exhaust stack | Boiler with an economizer installed on a exhaust stack | Boiler with an economizer installed on a exhaust stack | Boiler with an economizer installed on a exhaust stack | Boiler with an economizer installed on a exhaust stack | Boiler with an economizer installed on a exhaust stack | Boiler with an economizer installed on a exhaust stack | Boiler with an economizer installed on a exhaust stack | Boiler with an economizer installed on a exhaust stack | Boiler with an economizer installed on a exhaust stack | Boiler with an economizer installed on a exhaust stack | Boiler with an economizer installed on a exhaust stack | Boiler with an economizer installed on a exhaust stack | Boiler with an economizer installed on a exhaust stack | Boiler with an economizer installed on a exhaust stack | Boiler with an economizer installed on a exhaust stack | Boiler with an economizer installed on a exhaust stack | Boiler with an economizer installed on a exhaust stack | 1.9889 | 1.9889 | 1.9889 | 1.9889 | 1.9889 | 1.9889 | 1.9889 | 1.9889 | 1.9889 | 1.9889 | 1.9889 | 1.9889 | 1.9889 | 1.9889 | 1.9889 | 1.9889 | 1.9889 | 1.9889 | 1.9889 | 1.9889 | 1.9889 | 1.9889 | 1.9889 | 1.9889 | 1.9889 | 1.9889 | 1.9889 | 1.9889 | 0.0804 | 0.0804 | 0.0804 | 0.0804 | 0.0804 | 0.0804 | 0.0804 | 0.0804 | 0.0804 | 0.0804 | 0.0804 | 0.0804 | 0.0804 | 0.0804 | 0.0804 | 0.0804 | 0.0804 | 0.0804 | 0.0804 | 0.0804 | 0.0804 | 0.0804 | 0.0804 | 0.0804 | 0.0804 | 0.0804 | 0.0804 | 0.0804 | 0 | 0 | 0 | 0 | 0 | 0 | 0 | 0 | 0 | 0 | 0 | 0 | 0 | 0 | 0 | 0 | 0 | 0 | 0 | 0 | 0 | 0 | 0 | 0 | 0 | 0 | 0 | 0 | 0 | 0 | 0 | 0 | 0 | 0 | 0 | 0 | 0 | 0 | 0 | 0 | 0 | 0 | 0 | 0 | 0 | 0 | 0 | 0 | 0 | 0 | 0 | 0 | 0 | 0 | 0 | 0 | 0 | 0 | 0 | 0 | 0 | 0 | 0 | 0 | 0 | 0 | 0 | 0 | 0 | 0 | 0 | 0 | 0 | 0 | 0 | 0 | 0 | 0 | 0 | 0 | 0 | 0 | 0 | 0 | 0 | 0
HVAC - Energy Recovery Ventilator_Office_Existing_unitary equipment that incorporates energy recovery not required by the IECC 2012/2015/2018/2021 | HVAC - Energy Recovery Ventilator_Office_Existing | HVAC - Energy Recovery Ventilator_Commercial_Existing_unitary equipment not required by IECC 2012/2015/2018/2021 to incorporate energy recovery_unitary equipment that incorporates energy recovery not required by the IECC 2012/2015/2018/2021 | Commercial | Office | Existing | Space Heating | Natural Gas | HVAC - Energy Recovery Ventilator | NEQ | unitary equipment not required by IECC 2012/2015/2018/2021 to incorporate energy recovery | 15 | 15 | 15 | 0.024681 | 0 | 0 | 0 | 0.05 | Retro1Slow | 0.012666666666666666 | TBD | A | WCM7 | 0.7 | 0.42 | CFM | 0.0321 | 3003.419790917286 | 3003.4198 | 2368.894482977013 | 2368.8945 | IL TRM v13 - 4.4.27 - Energy Recovery Ventilator - CI-HVC-ERVE-V07-250101 | IL TRM v13 - 4.4.27 - Energy Recovery Ventilator - CI-HVC-ERVE-V07-250101 | IL TRM v13 - 4.4.27 - Energy Recovery Ventilator - CI-HVC-ERVE-V07-250101 | 0 | 0 | 0.61453 | unitary equipment not required by IECC 2012/2015/2018/2021 to incorporate energy recovery | unitary equipment not required by IECC 2012/2015/2018/2021 to incorporate energy recovery | unitary equipment not required by IECC 2012/2015/2018/2021 to incorporate energy recovery | unitary equipment not required by IECC 2012/2015/2018/2021 to incorporate energy recovery | unitary equipment not required by IECC 2012/2015/2018/2021 to incorporate energy recovery | unitary equipment not required by IECC 2012/2015/2018/2021 to incorporate energy recovery | unitary equipment not required by IECC 2012/2015/2018/2021 to incorporate energy recovery | unitary equipment not required by IECC 2012/2015/2018/2021 to incorporate energy recovery | unitary equipment not required by IECC 2012/2015/2018/2021 to incorporate energy recovery | unitary equipment not required by IECC 2012/2015/2018/2021 to incorporate energy recovery | unitary equipment not required by IECC 2012/2015/2018/2021 to incorporate energy recovery | unitary equipment not required by IECC 2012/2015/2018/2021 to incorporate energy recovery | unitary equipment not required by IECC 2012/2015/2018/2021 to incorporate energy recovery | unitary equipment not required by IECC 2012/2015/2018/2021 to incorporate energy recovery | unitary equipment not required by IECC 2012/2015/2018/2021 to incorporate energy recovery | unitary equipment not required by IECC 2012/2015/2018/2021 to incorporate energy recovery | unitary equipment not required by IECC 2012/2015/2018/2021 to incorporate energy recovery | unitary equipment not required by IECC 2012/2015/2018/2021 to incorporate energy recovery | unitary equipment not required by IECC 2012/2015/2018/2021 to incorporate energy recovery | unitary equipment not required by IECC 2012/2015/2018/2021 to incorporate energy recovery | unitary equipment not required by IECC 2012/2015/2018/2021 to incorporate energy recovery | unitary equipment not required by IECC 2012/2015/2018/2021 to incorporate energy recovery | unitary equipment not required by IECC 2012/2015/2018/2021 to incorporate energy recovery | unitary equipment not required by IECC 2012/2015/2018/2021 to incorporate energy recovery | unitary equipment not required by IECC 2012/2015/2018/2021 to incorporate energy recovery | unitary equipment not required by IECC 2012/2015/2018/2021 to incorporate energy recovery | unitary equipment not required by IECC 2012/2015/2018/2021 to incorporate energy recovery | unitary equipment not required by IECC 2012/2015/2018/2021 to incorporate energy recovery | 0 | 0 | 0 | 237.3657 | 467.1934 | 815.3834 | 1301.2219 | 1933.4876 | 2704.2349 | 3584.2027 | 4519.432 | 5431.7971 | 6223.482 | 6788.5055 | 7030.0097 | 6882.0936 | 6334.1984 | 5445.1032 | 4407.6446 | 3304.1202 | 2245.5346 | 1165.4707 | 765.2393 | 1.4132e-14 | 1.3961e-14 | 1.3803e-14 | 1.3658e-14 | 1.3524e-14 | 0 | 0 | 0 | 237.3657 | 700.9146 | 1504.3505 | 2777.0912 | 4652.1067 | 7247.2572 | 10645.6746 | 14874.1544 | 19885.6219 | 25544.4006 | 31623.7681 | 37814.4027 | 43746.9498 | 49047.172 | 53399.5686 | 56675.9598 | 58863.0313 | 60029.5051 | 60198.5243 | 60054.0883 | 59277.6338 | 58561.2503 | 57900.2679 | 57290.3829 | 56727.6287 | 0 | 0 | 0 | 11247.892542519727 | 22483.79942192571 | 39921.00403802677 | 64936.98468759702 | 98565.2728591034 | 141166.53193150662 | 192025.25082628403 | 248934.07969669002 | 307888.5532871103 | 363073.74369745335 | 407345.1450912987 | 433338.54020256473 | 435147.6713507422 | 410200.0664067137 | 360657.6022792589 | 298259.8521109217 | 228081.06337894005 | 157902.27464695848 | 83337.3116192281 | 55558.20774615207 | 1.0394225163119181E-12 | 1.0394225163119181E-12 | 1.0394225163119181E-12 | 1.0394225163119181E-12 | 1.0394225163119181E-12 | 0 | 0 | 0 | 11247.892542519727 | 33731.69196444543 | 73652.6960024722 | 138589.68069006922 | 237154.95354917264 | 378321.48548067926 | 570346.7363069633 | 819280.8160036533 | 1127169.3692907637 | 1490243.112988217 | 1897588.2580795158 | 2330926.7982820803 | 2766074.469632823 | 3176274.5360395364 | 3536932.1383187952 | 3835191.990429717 | 4063273.053808657 | 4221175.328455616 | 4304512.640074844 | 4360070.847820995 | 4360070.847820995 | 4360070.847820995 | 4360070.847820995 | 4360070.847820995 | 4360070.847820995 | unitary equipment that incorporates energy recovery not required by the IECC 2012/2015/2018/2021 | unitary equipment that incorporates energy recovery not required by the IECC 2012/2015/2018/2021 | unitary equipment that incorporates energy recovery not required by the IECC 2012/2015/2018/2021 | unitary equipment that incorporates energy recovery not required by the IECC 2012/2015/2018/2021 | unitary equipment that incorporates energy recovery not required by the IECC 2012/2015/2018/2021 | unitary equipment that incorporates energy recovery not required by the IECC 2012/2015/2018/2021 | unitary equipment that incorporates energy recovery not required by the IECC 2012/2015/2018/2021 | unitary equipment that incorporates energy recovery not required by the IECC 2012/2015/2018/2021 | unitary equipment that incorporates energy recovery not required by the IECC 2012/2015/2018/2021 | unitary equipment that incorporates energy recovery not required by the IECC 2012/2015/2018/2021 | unitary equipment that incorporates energy recovery not required by the IECC 2012/2015/2018/2021 | unitary equipment that incorporates energy recovery not required by the IECC 2012/2015/2018/2021 | unitary equipment that incorporates energy recovery not required by the IECC 2012/2015/2018/2021 | unitary equipment that incorporates energy recovery not required by the IECC 2012/2015/2018/2021 | unitary equipment that incorporates energy recovery not required by the IECC 2012/2015/2018/2021 | unitary equipment that incorporates energy recovery not required by the IECC 2012/2015/2018/2021 | unitary equipment that incorporates energy recovery not required by the IECC 2012/2015/2018/2021 | unitary equipment that incorporates energy recovery not required by the IECC 2012/2015/2018/2021 | unitary equipment that incorporates energy recovery not required by the IECC 2012/2015/2018/2021 | unitary equipment that incorporates energy recovery not required by the IECC 2012/2015/2018/2021 | unitary equipment that incorporates energy recovery not required by the IECC 2012/2015/2018/2021 | unitary equipment that incorporates energy recovery not required by the IECC 2012/2015/2018/2021 | unitary equipment that incorporates energy recovery not required by the IECC 2012/2015/2018/2021 | unitary equipment that incorporates energy recovery not required by the IECC 2012/2015/2018/2021 | unitary equipment that incorporates energy recovery not required by the IECC 2012/2015/2018/2021 | unitary equipment that incorporates energy recovery not required by the IECC 2012/2015/2018/2021 | unitary equipment that incorporates energy recovery not required by the IECC 2012/2015/2018/2021 | unitary equipment that incorporates energy recovery not required by the IECC 2012/2015/2018/2021 | 0.6145 | 0.6145 | 0.6145 | 0.6145 | 0.6145 | 0.6145 | 0.6145 | 0.6145 | 0.6145 | 0.6145 | 0.6145 | 0.6145 | 0.6145 | 0.6145 | 0.6145 | 0.6145 | 0.6145 | 0.6145 | 0.6145 | 0.6145 | 0.6145 | 0.6145 | 0.6145 | 0.6145 | 0.6145 | 0.6145 | 0.6145 | 0.6145 | 0.0247 | 0.0247 | 0.0247 | 0.0247 | 0.0247 | 0.0247 | 0.0247 | 0.0247 | 0.0247 | 0.0247 | 0.0247 | 0.0247 | 0.0247 | 0.0247 | 0.0247 | 0.0247 | 0.0247 | 0.0247 | 0.0247 | 0.0247 | 0.0247 | 0.0247 | 0.0247 | 0.0247 | 0.0247 | 0.0247 | 0.0247 | 0.0247 | 0 | 0 | 0 | 0 | 0 | 0 | 0 | 0 | 0 | 0 | 0 | 0 | 0 | 0 | 0 | 0 | 0 | 0 | 0 | 0 | 0 | 0 | 0 | 0 | 0 | 0 | 0 | 0 | 0 | 0 | 0 | 0 | 0 | 0 | 0 | 0 | 0 | 0 | 0 | 0 | 0 | 0 | 0 | 0 | 0 | 0 | 0 | 0 | 0 | 0 | 0 | 0 | 0 | 0 | 0 | 0 | 0 | 0 | 0 | 0 | 0 | 0 | 0 | 0 | 0 | 0 | 0 | 0 | 0 | 0 | 0 | 0 | 0 | 0 | 0 | 0 | 0 | 0 | 0 | 0 | 0 | 0 | 0 | 0 | 0 | 0 | 0 | 0 | 0 | 0 | 0 | 0 | 0 | 0 | 0 | 0 | 0 | 0 | 0 | 0 | 0 | 0 | 0 | 0 | 0 | 0 | 0 | 0 | 0 | 0 | 0 | 0 | unitary equipment that incorporates energy recovery not required by the IECC 2012/2015/2018/2021 | unitary equipment that incorporates energy recovery not required by the IECC 2012/2015/2018/2021 | unitary equipment that incorporates energy recovery not required by the IECC 2012/2015/2018/2021 | unitary equipment that incorporates energy recovery not required by the IECC 2012/2015/2018/2021 | unitary equipment that incorporates energy recovery not required by the IECC 2012/2015/2018/2021 | unitary equipment that incorporates energy recovery not required by the IECC 2012/2015/2018/2021 | unitary equipment that incorporates energy recovery not required by the IECC 2012/2015/2018/2021 | unitary equipment that incorporates energy recovery not required by the IECC 2012/2015/2018/2021 | unitary equipment that incorporates energy recovery not required by the IECC 2012/2015/2018/2021 | unitary equipment that incorporates energy recovery not required by the IECC 2012/2015/2018/2021 | unitary equipment that incorporates energy recovery not required by the IECC 2012/2015/2018/2021 | unitary equipment that incorporates energy recovery not required by the IECC 2012/2015/2018/2021 | unitary equipment that incorporates energy recovery not required by the IECC 2012/2015/2018/2021 | unitary equipment that incorporates energy recovery not required by the IECC 2012/2015/2018/2021 | unitary equipment that incorporates energy recovery not required by the IECC 2012/2015/2018/2021 | unitary equipment that incorporates energy recovery not required by the IECC 2012/2015/2018/2021 | unitary equipment that incorporates energy recovery not required by the IECC 2012/2015/2018/2021 | unitary equipment that incorporates energy recovery not required by the IECC 2012/2015/2018/2021 | unitary equipment that incorporates energy recovery not required by the IECC 2012/2015/2018/2021 | unitary equipment that incorporates energy recovery not required by the IECC 2012/2015/2018/2021 | unitary equipment that incorporates energy recovery not required by the IECC 2012/2015/2018/2021 | unitary equipment that incorporates energy recovery not required by the IECC 2012/2015/2018/2021 | unitary equipment that incorporates energy recovery not required by the IECC 2012/2015/2018/2021 | unitary equipment that incorporates energy recovery not required by the IECC 2012/2015/2018/2021 | unitary equipment that incorporates energy recovery not required by the IECC 2012/2015/2018/2021 | unitary equipment that incorporates energy recovery not required by the IECC 2012/2015/2018/2021 | unitary equipment that incorporates energy recovery not required by the IECC 2012/2015/2018/2021 | unitary equipment that incorporates energy recovery not required by the IECC 2012/2015/2018/2021 | 0.6145 | 0.6145 | 0.6145 | 0.6145 | 0.6145 | 0.6145 | 0.6145 | 0.6145 | 0.6145 | 0.6145 | 0.6145 | 0.6145 | 0.6145 | 0.6145 | 0.6145 | 0.6145 | 0.6145 | 0.6145 | 0.6145 | 0.6145 | 0.6145 | 0.6145 | 0.6145 | 0.6145 | 0.6145 | 0.6145 | 0.6145 | 0.6145 | 0.0247 | 0.0247 | 0.0247 | 0.0247 | 0.0247 | 0.0247 | 0.0247 | 0.0247 | 0.0247 | 0.0247 | 0.0247 | 0.0247 | 0.0247 | 0.0247 | 0.0247 | 0.0247 | 0.0247 | 0.0247 | 0.0247 | 0.0247 | 0.0247 | 0.0247 | 0.0247 | 0.0247 | 0.0247 | 0.0247 | 0.0247 | 0.0247 | 0 | 0 | 0 | 0 | 0 | 0 | 0 | 0 | 0 | 0 | 0 | 0 | 0 | 0 | 0 | 0 | 0 | 0 | 0 | 0 | 0 | 0 | 0 | 0 | 0 | 0 | 0 | 0 | 0 | 0 | 0 | 0 | 0 | 0 | 0 | 0 | 0 | 0 | 0 | 0 | 0 | 0 | 0 | 0 | 0 | 0 | 0 | 0 | 0 | 0 | 0 | 0 | 0 | 0 | 0 | 0 | 0 | 0 | 0 | 0 | 0 | 0 | 0 | 0 | 0 | 0 | 0 | 0 | 0 | 0 | 0 | 0 | 0 | 0 | 0 | 0 | 0 | 0 | 0 | 0 | 0 | 0 | 0 | 0 | 0 | 0
Gas Boiler - Burner Control Optimization_Warehouse_Existing_Linkageless/parallel positioning controls with oxygen trim for burner combustion control. | Gas Boiler - Burner Control Optimization_Warehouse_Existing | Gas Boiler - Burner Control Optimization_Commercial_Existing_Single point positioning for burner combustion control_Linkageless/parallel positioning controls with oxygen trim for burner combustion control. | Commercial | Warehouse | Existing | Space Heating | Natural Gas | Gas Boiler - Burner Control Optimization | NEQ | Single point positioning for burner combustion control | 20 | 20 | 20 | 1461.8854 | 0 | 0 | 0.05 | 0.85 | Retro5Med | 8.35569166605469E-06 | TBD | A | WCM721 | 0.7 | 0.42 | perbldg | 0.0321 | 2619.5239527005724 | 2619.524 | 1565.6400823241586 | 1565.6401 | IL TRM v12 - 4.4.21 Linkageless Boiler Controls for Space Heating - CI-HVC-LBC-V06-220101 ¦ IL TRM v12 - 4.4.22 Oxygen Trim Controls for Space Heating Boilers - CI-HVC-O2TC-V02-220101 | IL TRM v12 - 4.4.22 Oxygen Trim Controls for Space Heating Boilers - CI-HVC-O2TC-V02-220101 | IL TRM v12 - 4.4.21 Linkageless Boiler Controls for Space Heating - CI-HVC-LBC-V06-220101 ¦ IL TRM v12 - 4.4.22 Oxygen Trim Controls for Space Heating Boilers - CI-HVC-O2TC-V02-220101 | 0 | 0 | 29888.108 | Single point positioning for burner combustion control | Single point positioning for burner combustion control | Single point positioning for burner combustion control | Single point positioning for burner combustion control | Single point positioning for burner combustion control | Single point positioning for burner combustion control | Single point positioning for burner combustion control | Single point positioning for burner combustion control | Single point positioning for burner combustion control | Single point positioning for burner combustion control | Single point positioning for burner combustion control | Single point positioning for burner combustion control | Single point positioning for burner combustion control | Single point positioning for burner combustion control | Single point positioning for burner combustion control | Single point positioning for burner combustion control | Single point positioning for burner combustion control | Single point positioning for burner combustion control | Single point positioning for burner combustion control | Single point positioning for burner combustion control | Single point positioning for burner combustion control | Single point positioning for burner combustion control | Single point positioning for burner combustion control | Single point positioning for burner combustion control | Single point positioning for burner combustion control | Single point positioning for burner combustion control | Single point positioning for burner combustion control | Single point positioning for burner combustion control | 0 | 0 | 0 | 5966.0633 | 7218.9191 | 8691.4216 | 9908.3932 | 11075.7688 | 12660.3644 | 13548.9525 | 13477.5889 | 12353.5488 | 10323.6281 | 7769.5208 | 5005.5617 | 2832.9541 | 1331.5024 | 550.75 | 196.0329 | 60.041 | 12.8569 | 1.1651 | 0.7657 | 1.2627e-17 | 1.2482e-17 | 1.2349e-17 | 1.2226e-17 | 1.2113e-17 | 0 | 0 | 0 | 5966.0633 | 13098.2813 | 21578.527 | 31099.856 | 41553.7026 | 53288.1251 | 65533.8484 | 77289.7942 | 87528.9281 | 95418.5305 | 100568.2837 | 102904.7155 | 103135.3235 | 102008.5037 | 100281.6208 | 98354.6528 | 96501.8228 | 94824.0064 | 93350.3646 | 92025.5738 | 90893.0925 | 89850.4015 | 88890.2097 | 88005.8417 | 87191.183 | 0 | 0 | 0 | 7.594909729574453E-05 | 9.325337897632853E-05 | 0.00011411484597235884 | 0.00013246935574839157 | 0.00015109807521472506 | 0.0001766518123496672 | 0.0001937897814633122 | 0.00019796995048349035 | 0.00018656291977847992 | 0.00016036663197672345 | 0.0001240984705448342 | 8.213100056400284E-05 | 4.768896806942101E-05 | 2.2961354996387896E-05 | 9.714419421548723E-06 | 3.5325161532904426E-06 | 1.1033991177476709E-06 | 2.4049090707893824E-07 | 2.2137461836689427E-08 | 1.4758307891126287E-08 | 2.4640958465579647E-25 | 2.4640958465579647E-25 | 2.4640958465579647E-25 | 2.4640958465579647E-25 | 2.4640958465579647E-25 | 0 | 0 | 0 | 7.594909729574453E-05 | 0.00016920247627207307 | 0.00028331732224443193 | 0.0004157866779928235 | 0.0005668847532075486 | 0.0007435365655572157 | 0.0009373263470205279 | 0.0011352962975040182 | 0.0013218592172824983 | 0.0014822258492592215 | 0.0016063243198040558 | 0.0016884553203680584 | 0.0017361442884374794 | 0.0017591056434338673 | 0.0017688200628554161 | 0.0017723525790087065 | 0.0017734559781264544 | 0.0017736964690335333 | 0.0017737186064953699 | 0.0017737333648032612 | 0.0017737333648032612 | 0.0017737333648032612 | 0.0017737333648032612 | 0.0017737333648032612 | 0.0017737333648032612 | Linkageless/parallel positioning controls with oxygen trim for burner combustion control. | Linkageless/parallel positioning controls with oxygen trim for burner combustion control. | Linkageless/parallel positioning controls with oxygen trim for burner combustion control. | Linkageless/parallel positioning controls with oxygen trim for burner combustion control. | Linkageless/parallel positioning controls with oxygen trim for burner combustion control. | Linkageless/parallel positioning controls with oxygen trim for burner combustion control. | Linkageless/parallel positioning controls with oxygen trim for burner combustion control. | Linkageless/parallel positioning controls with oxygen trim for burner combustion control. | Linkageless/parallel positioning controls with oxygen trim for burner combustion control. | Linkageless/parallel positioning controls with oxygen trim for burner combustion control. | Linkageless/parallel positioning controls with oxygen trim for burner combustion control. | Linkageless/parallel positioning controls with oxygen trim for burner combustion control. | Linkageless/parallel positioning controls with oxygen trim for burner combustion control. | Linkageless/parallel positioning controls with oxygen trim for burner combustion control. | Linkageless/parallel positioning controls with oxygen trim for burner combustion control. | Linkageless/parallel positioning controls with oxygen trim for burner combustion control. | Linkageless/parallel positioning controls with oxygen trim for burner combustion control. | Linkageless/parallel positioning controls with oxygen trim for burner combustion control. | Linkageless/parallel positioning controls with oxygen trim for burner combustion control. | Linkageless/parallel positioning controls with oxygen trim for burner combustion control. | Linkageless/parallel positioning controls with oxygen trim for burner combustion control. | Linkageless/parallel positioning controls with oxygen trim for burner combustion control. | Linkageless/parallel positioning controls with oxygen trim for burner combustion control. | Linkageless/parallel positioning controls with oxygen trim for burner combustion control. | Linkageless/parallel positioning controls with oxygen trim for burner combustion control. | Linkageless/parallel positioning controls with oxygen trim for burner combustion control. | Linkageless/parallel positioning controls with oxygen trim for burner combustion control. | Linkageless/parallel positioning controls with oxygen trim for burner combustion control. | 29888.108 | 29888.108 | 29888.108 | 29888.108 | 29888.108 | 29888.108 | 29888.108 | 29888.108 | 29888.108 | 29888.108 | 29888.108 | 29888.108 | 29888.108 | 29888.108 | 29888.108 | 29888.108 | 29888.108 | 29888.108 | 29888.108 | 29888.108 | 29888.108 | 29888.108 | 29888.108 | 29888.108 | 29888.108 | 29888.108 | 29888.108 | 29888.108 | 1461.8854 | 1461.8854 | 1461.8854 | 1461.8854 | 1461.8854 | 1461.8854 | 1461.8854 | 1461.8854 | 1461.8854 | 1461.8854 | 1461.8854 | 1461.8854 | 1461.8854 | 1461.8854 | 1461.8854 | 1461.8854 | 1461.8854 | 1461.8854 | 1461.8854 | 1461.8854 | 1461.8854 | 1461.8854 | 1461.8854 | 1461.8854 | 1461.8854 | 1461.8854 | 1461.8854 | 1461.8854 | 0 | 0 | 0 | 0 | 0 | 0 | 0 | 0 | 0 | 0 | 0 | 0 | 0 | 0 | 0 | 0 | 0 | 0 | 0 | 0 | 0 | 0 | 0 | 0 | 0 | 0 | 0 | 0 | 0 | 0 | 0 | 0 | 0 | 0 | 0 | 0 | 0 | 0 | 0 | 0 | 0 | 0 | 0 | 0 | 0 | 0 | 0 | 0 | 0 | 0 | 0 | 0 | 0 | 0 | 0 | 0 | 0 | 0 | 0 | 0 | 0 | 0 | 0 | 0 | 0 | 0 | 0 | 0 | 0 | 0 | 0 | 0 | 0 | 0 | 0 | 0 | 0 | 0 | 0 | 0 | 0 | 0 | 0 | 0 | 0 | 0 | 0 | 0 | 0 | 0 | 0 | 0 | 0 | 0 | 0 | 0 | 0 | 0 | 0 | 0 | 0 | 0 | 0 | 0 | 0 | 0 | 0 | 0 | 0 | 0 | 0 | 0 | Linkageless/parallel positioning controls with oxygen trim for burner combustion control. | Linkageless/parallel positioning controls with oxygen trim for burner combustion control. | Linkageless/parallel positioning controls with oxygen trim for burner combustion control. | Linkageless/parallel positioning controls with oxygen trim for burner combustion control. | Linkageless/parallel positioning controls with oxygen trim for burner combustion control. | Linkageless/parallel positioning controls with oxygen trim for burner combustion control. | Linkageless/parallel positioning controls with oxygen trim for burner combustion control. | Linkageless/parallel positioning controls with oxygen trim for burner combustion control. | Linkageless/parallel positioning controls with oxygen trim for burner combustion control. | Linkageless/parallel positioning controls with oxygen trim for burner combustion control. | Linkageless/parallel positioning controls with oxygen trim for burner combustion control. | Linkageless/parallel positioning controls with oxygen trim for burner combustion control. | Linkageless/parallel positioning controls with oxygen trim for burner combustion control. | Linkageless/parallel positioning controls with oxygen trim for burner combustion control. | Linkageless/parallel positioning controls with oxygen trim for burner combustion control. | Linkageless/parallel positioning controls with oxygen trim for burner combustion control. | Linkageless/parallel positioning controls with oxygen trim for burner combustion control. | Linkageless/parallel positioning controls with oxygen trim for burner combustion control. | Linkageless/parallel positioning controls with oxygen trim for burner combustion control. | Linkageless/parallel positioning controls with oxygen trim for burner combustion control. | Linkageless/parallel positioning controls with oxygen trim for burner combustion control. | Linkageless/parallel positioning controls with oxygen trim for burner combustion control. | Linkageless/parallel positioning controls with oxygen trim for burner combustion control. | Linkageless/parallel positioning controls with oxygen trim for burner combustion control. | Linkageless/parallel positioning controls with oxygen trim for burner combustion control. | Linkageless/parallel positioning controls with oxygen trim for burner combustion control. | Linkageless/parallel positioning controls with oxygen trim for burner combustion control. | Linkageless/parallel positioning controls with oxygen trim for burner combustion control. | 29888.108 | 29888.108 | 29888.108 | 29888.108 | 29888.108 | 29888.108 | 29888.108 | 29888.108 | 29888.108 | 29888.108 | 29888.108 | 29888.108 | 29888.108 | 29888.108 | 29888.108 | 29888.108 | 29888.108 | 29888.108 | 29888.108 | 29888.108 | 29888.108 | 29888.108 | 29888.108 | 29888.108 | 29888.108 | 29888.108 | 29888.108 | 29888.108 | 1461.8854 | 1461.8854 | 1461.8854 | 1461.8854 | 1461.8854 | 1461.8854 | 1461.8854 | 1461.8854 | 1461.8854 | 1461.8854 | 1461.8854 | 1461.8854 | 1461.8854 | 1461.8854 | 1461.8854 | 1461.8854 | 1461.8854 | 1461.8854 | 1461.8854 | 1461.8854 | 1461.8854 | 1461.8854 | 1461.8854 | 1461.8854 | 1461.8854 | 1461.8854 | 1461.8854 | 1461.8854 | 0 | 0 | 0 | 0 | 0 | 0 | 0 | 0 | 0 | 0 | 0 | 0 | 0 | 0 | 0 | 0 | 0 | 0 | 0 | 0 | 0 | 0 | 0 | 0 | 0 | 0 | 0 | 0 | 0 | 0 | 0 | 0 | 0 | 0 | 0 | 0 | 0 | 0 | 0 | 0 | 0 | 0 | 0 | 0 | 0 | 0 | 0 | 0 | 0 | 0 | 0 | 0 | 0 | 0 | 0 | 0 | 0 | 0 | 0 | 0 | 0 | 0 | 0 | 0 | 0 | 0 | 0 | 0 | 0 | 0 | 0 | 0 | 0 | 0 | 0 | 0 | 0 | 0 | 0 | 0 | 0 | 0 | 0 | 0 | 0 | 0
Ventilation - Demand Controlled_Healthcare_Existing_new CO2 sensors installed on return air systems where no other sensors were previously installed | Ventilation - Demand Controlled_Healthcare_Existing | Ventilation - Demand Controlled_Commercial_Existing_space with no demand control capability_new CO2 sensors installed on return air systems where no other sensors were previously installed | Commercial | Healthcare | Existing | Space Heating | Natural Gas | Ventilation - Demand Controlled | NEQ | space with no demand control capability | 10 | 10 | 10 | 0.046425 | 0 | 0 | 0.031646 | 0.55649 | Retro3Slow | 0.004128203794943829 | TBD | A | WCM511 | 0.7 | 0.42 | sqft | 0.0321 | 1977.717322904143 | 1977.7173 | 1559.8897194736912 | 1559.8897 | IL TRM v13 - 4.4.19 - Demand Controlled Ventilation - CI-HVC-DCV-V07-240101 | IL TRM v13 - 4.4.19 - Demand Controlled Ventilation - CI-HVC-DCV-V07-240101 | IL TRM v13 - 4.4.19 - Demand Controlled Ventilation - CI-HVC-DCV-V07-240101 | 0 | 0 | 0.53487 | space with no demand control capability | space with no demand control capability | space with no demand control capability | space with no demand control capability | space with no demand control capability | space with no demand control capability | space with no demand control capability | space with no demand control capability | space with no demand control capability | space with no demand control capability | space with no demand control capability | space with no demand control capability | space with no demand control capability | space with no demand control capability | space with no demand control capability | space with no demand control capability | space with no demand control capability | space with no demand control capability | space with no demand control capability | space with no demand control capability | space with no demand control capability | space with no demand control capability | space with no demand control capability | space with no demand control capability | space with no demand control capability | space with no demand control capability | space with no demand control capability | space with no demand control capability | 0 | 0 | 0 | 1204.639 | 1861.8268 | 3655.3066 | 6269.1927 | 9541.1827 | 13043.277 | 16181.1862 | 18375.3098 | 19245.4308 | 18711.2217 | 16983.1332 | 14460.9672 | 11598.3523 | 8793.2512 | 6321.0468 | 4319.7481 | 2815.4108 | 1753.9883 | 878.1542 | 575.0914 | 6.4762e-15 | 6.3804e-15 | 6.292e-15 | 6.2105e-15 | 6.1353e-15 | 0 | 0 | 0 | 1204.639 | 3046.2649 | 6645.6578 | 12782.2927 | 22047.0501 | 34571.4392 | 49879.3121 | 66926.2875 | 84334.0441 | 100704.3456 | 114915.6933 | 126289.0329 | 134592.7926 | 139988.9065 | 142892.1166 | 143821.4973 | 143419.6497 | 142160.8145 | 140321.9088 | 138417.4855 | 136233.5922 | 134218.9289 | 132360.3105 | 130645.5806 | 129063.5396 | 0 | 0 | 0 | 26630.36429737114 | 41860.460876967554 | 83720.92175393506 | 146511.6130693865 | 227906.9536634901 | 319069.73512888583 | 406088.75380040053 | 473770.2127671337 | 510214.0752876826 | 510214.07528768224 | 476199.80360183725 | 416674.8281516073 | 343143.9761248528 | 266889.7592082192 | 196655.6120481621 | 137658.92843371295 | 91772.61895580862 | 58400.75751733285 | 29808.72650118605 | 19872.484334124034 | 2.2737367544323206E-13 | 2.2737367544323206E-13 | 2.2737367544323206E-13 | 2.2737367544323206E-13 | 2.2737367544323206E-13 | 0 | 0 | 0 | 26630.36429737114 | 68490.8251743387 | 152211.74692827376 | 298723.35999766027 | 526630.3136611504 | 845700.0487900362 | 1251788.8025904368 | 1725559.0153575705 | 2235773.090645253 | 2745987.1659329357 | 3222186.969534773 | 3638861.7976863803 | 3982005.773811233 | 4248895.533019452 | 4445551.1450676145 | 4583210.073501327 | 4674982.692457136 | 4733383.449974469 | 4763192.176475655 | 4783064.66080978 | 4783064.66080978 | 4783064.66080978 | 4783064.66080978 | 4783064.66080978 | 4783064.66080978 | new CO2 sensors installed on return air systems where no other sensors were previously installed | new CO2 sensors installed on return air systems where no other sensors were previously installed | new CO2 sensors installed on return air systems where no other sensors were previously installed | new CO2 sensors installed on return air systems where no other sensors were previously installed | new CO2 sensors installed on return air systems where no other sensors were previously installed | new CO2 sensors installed on return air systems where no other sensors were previously installed | new CO2 sensors installed on return air systems where no other sensors were previously installed | new CO2 sensors installed on return air systems where no other sensors were previously installed | new CO2 sensors installed on return air systems where no other sensors were previously installed | new CO2 sensors installed on return air systems where no other sensors were previously installed | new CO2 sensors installed on return air systems where no other sensors were previously installed | new CO2 sensors installed on return air systems where no other sensors were previously installed | new CO2 sensors installed on return air systems where no other sensors were previously installed | new CO2 sensors installed on return air systems where no other sensors were previously installed | new CO2 sensors installed on return air systems where no other sensors were previously installed | new CO2 sensors installed on return air systems where no other sensors were previously installed | new CO2 sensors installed on return air systems where no other sensors were previously installed | new CO2 sensors installed on return air systems where no other sensors were previously installed | new CO2 sensors installed on return air systems where no other sensors were previously installed | new CO2 sensors installed on return air systems where no other sensors were previously installed | new CO2 sensors installed on return air systems where no other sensors were previously installed | new CO2 sensors installed on return air systems where no other sensors were previously installed | new CO2 sensors installed on return air systems where no other sensors were previously installed | new CO2 sensors installed on return air systems where no other sensors were previously installed | new CO2 sensors installed on return air systems where no other sensors were previously installed | new CO2 sensors installed on return air systems where no other sensors were previously installed | new CO2 sensors installed on return air systems where no other sensors were previously installed | new CO2 sensors installed on return air systems where no other sensors were previously installed | 0.5349 | 0.5349 | 0.5349 | 0.5349 | 0.5349 | 0.5349 | 0.5349 | 0.5349 | 0.5349 | 0.5349 | 0.5349 | 0.5349 | 0.5349 | 0.5349 | 0.5349 | 0.5349 | 0.5349 | 0.5349 | 0.5349 | 0.5349 | 0.5349 | 0.5349 | 0.5349 | 0.5349 | 0.5349 | 0.5349 | 0.5349 | 0.5349 | 0.0464 | 0.0464 | 0.0464 | 0.0464 | 0.0464 | 0.0464 | 0.0464 | 0.0464 | 0.0464 | 0.0464 | 0.0464 | 0.0464 | 0.0464 | 0.0464 | 0.0464 | 0.0464 | 0.0464 | 0.0464 | 0.0464 | 0.0464 | 0.0464 | 0.0464 | 0.0464 | 0.0464 | 0.0464 | 0.0464 | 0.0464 | 0.0464 | 0 | 0 | 0 | 0 | 0 | 0 | 0 | 0 | 0 | 0 | 0 | 0 | 0 | 0 | 0 | 0 | 0 | 0 | 0 | 0 | 0 | 0 | 0 | 0 | 0 | 0 | 0 | 0 | 0 | 0 | 0 | 0 | 0 | 0 | 0 | 0 | 0 | 0 | 0 | 0 | 0 | 0 | 0 | 0 | 0 | 0 | 0 | 0 | 0 | 0 | 0 | 0 | 0 | 0 | 0 | 0 | 0 | 0 | 0 | 0 | 0 | 0 | 0 | 0 | 0 | 0 | 0 | 0 | 0 | 0 | 0 | 0 | 0 | 0 | 0 | 0 | 0 | 0 | 0 | 0 | 0 | 0 | 0 | 0 | 0 | 0 | 0 | 0 | 0 | 0 | 0 | 0 | 0 | 0 | 0 | 0 | 0 | 0 | 0 | 0 | 0 | 0 | 0 | 0 | 0 | 0 | 0 | 0 | 0 | 0 | 0 | 0 | new CO2 sensors installed on return air systems where no other sensors were previously installed | new CO2 sensors installed on return air systems where no other sensors were previously installed | new CO2 sensors installed on return air systems where no other sensors were previously installed | new CO2 sensors installed on return air systems where no other sensors were previously installed | new CO2 sensors installed on return air systems where no other sensors were previously installed | new CO2 sensors installed on return air systems where no other sensors were previously installed | new CO2 sensors installed on return air systems where no other sensors were previously installed | new CO2 sensors installed on return air systems where no other sensors were previously installed | new CO2 sensors installed on return air systems where no other sensors were previously installed | new CO2 sensors installed on return air systems where no other sensors were previously installed | new CO2 sensors installed on return air systems where no other sensors were previously installed | new CO2 sensors installed on return air systems where no other sensors were previously installed | new CO2 sensors installed on return air systems where no other sensors were previously installed | new CO2 sensors installed on return air systems where no other sensors were previously installed | new CO2 sensors installed on return air systems where no other sensors were previously installed | new CO2 sensors installed on return air systems where no other sensors were previously installed | new CO2 sensors installed on return air systems where no other sensors were previously installed | new CO2 sensors installed on return air systems where no other sensors were previously installed | new CO2 sensors installed on return air systems where no other sensors were previously installed | new CO2 sensors installed on return air systems where no other sensors were previously installed | new CO2 sensors installed on return air systems where no other sensors were previously installed | new CO2 sensors installed on return air systems where no other sensors were previously installed | new CO2 sensors installed on return air systems where no other sensors were previously installed | new CO2 sensors installed on return air systems where no other sensors were previously installed | new CO2 sensors installed on return air systems where no other sensors were previously installed | new CO2 sensors installed on return air systems where no other sensors were previously installed | new CO2 sensors installed on return air systems where no other sensors were previously installed | new CO2 sensors installed on return air systems where no other sensors were previously installed | 0.5349 | 0.5349 | 0.5349 | 0.5349 | 0.5349 | 0.5349 | 0.5349 | 0.5349 | 0.5349 | 0.5349 | 0.5349 | 0.5349 | 0.5349 | 0.5349 | 0.5349 | 0.5349 | 0.5349 | 0.5349 | 0.5349 | 0.5349 | 0.5349 | 0.5349 | 0.5349 | 0.5349 | 0.5349 | 0.5349 | 0.5349 | 0.5349 | 0.0464 | 0.0464 | 0.0464 | 0.0464 | 0.0464 | 0.0464 | 0.0464 | 0.0464 | 0.0464 | 0.0464 | 0.0464 | 0.0464 | 0.0464 | 0.0464 | 0.0464 | 0.0464 | 0.0464 | 0.0464 | 0.0464 | 0.0464 | 0.0464 | 0.0464 | 0.0464 | 0.0464 | 0.0464 | 0.0464 | 0.0464 | 0.0464 | 0 | 0 | 0 | 1031.5322 | 1606.881 | 3180.7184 | 5502.2385 | 8448.4962 | 11654.4229 | 14589.4541 | 16714.7003 | 17654.226 | 17299.9052 | 15815.7242 | 13555.1498 | 10936.4455 | 8336.6056 | 6023.1259 | 4135.9638 | 2707.6875 | 1693.8106 | 850.7876 | 558.5525 | 0 | 0 | 0 | 0 | 0 | 0 | 0 | 0 | 1031.5322 | 2629.1303 | 5782.8163 | 11218.5454 | 19522.1521 | 30890.2566 | 44972.7186 | 60878.0398 | 77361.3377 | 93108.5987 | 107016.4666 | 118378.4417 | 126911.7111 | 132719.0916 | 136157.3879 | 137702.5909 | 137932.1231 | 137283.4101 | 135948.9402 | 134436.7848 | 132531.0209 | 130697.8695 | 128933.9675 | 127237.6503 | 125609.4567 | 0 | 0 | 0 | 22635.8097 | 35581.3917 | 71162.78349084481 | 124534.87110897852 | 193720.91061396658 | 271209.2748595529 | 345175.44073034043 | 402704.6808520637 | 433681.96399453015 | 433681.9639945299 | 404769.8330615616 | 354173.6039288661 | 291672.3797061249 | 226856.29532698632 | 167157.27024093777 | 117010.08916865598 | 78006.72611243729 | 49640.64388973292 | 25337.417526008143 | 16891.611684005427 | 0 | 0 | 0 | 0 | 0 | 0 | 0
Lodging - Guest Room Controls_Lodging_Existing_Equipment that determines the occupancy of the room | Lodging - Guest Room Controls_Lodging_Existing | Lodging - Guest Room Controls_Commercial_Existing_manual heating/cooling temperature set-point and fan On/Off/Auto thermostat controls_Equipment that determines the occupancy of the room | Commercial | Lodging | Existing | Space Heating | Natural Gas | Lodging - Guest Room Controls | NEQ | manual heating/cooling temperature set-point and fan On/Off/Auto thermostat controls | 15 | 15 | 15 | 12.5847 | 0 | 0 | 0.2582 | 0.85 | Retro5Med | 8.35569166605469E-06 | TBD | A | WCM643 | 0.7 | 0.42 | LodgUnit | 0.0321 | 3078.2472029668997 | 3078.2472 | 2427.9132868471333 | 2427.9133 | IL TRM v13 - 4.4.8 - Guest Room Energy Management (PTAC & PTHP) - CI-HVC-GREM-V06-0601 | IL TRM v13 - 4.4.8 - Guest Room Energy Management (PTAC & PTHP) - CI-HVC-GREM-V06-0601 | IL TRM v13 - 4.4.8 - Guest Room Energy Management (PTAC & PTHP) - CI-HVC-GREM-V06-0601 | 0 | 0 | 319.8724 | manual heating/cooling temperature set-point and fan On/Off/Auto thermostat controls | manual heating/cooling temperature set-point and fan On/Off/Auto thermostat controls | manual heating/cooling temperature set-point and fan On/Off/Auto thermostat controls | manual heating/cooling temperature set-point and fan On/Off/Auto thermostat controls | manual heating/cooling temperature set-point and fan On/Off/Auto thermostat controls | manual heating/cooling temperature set-point and fan On/Off/Auto thermostat controls | manual heating/cooling temperature set-point and fan On/Off/Auto thermostat controls | manual heating/cooling temperature set-point and fan On/Off/Auto thermostat controls | manual heating/cooling temperature set-point and fan On/Off/Auto thermostat controls | manual heating/cooling temperature set-point and fan On/Off/Auto thermostat controls | manual heating/cooling temperature set-point and fan On/Off/Auto thermostat controls | manual heating/cooling temperature set-point and fan On/Off/Auto thermostat controls | manual heating/cooling temperature set-point and fan On/Off/Auto thermostat controls | manual heating/cooling temperature set-point and fan On/Off/Auto thermostat controls | manual heating/cooling temperature set-point and fan On/Off/Auto thermostat controls | manual heating/cooling temperature set-point and fan On/Off/Auto thermostat controls | manual heating/cooling temperature set-point and fan On/Off/Auto thermostat controls | manual heating/cooling temperature set-point and fan On/Off/Auto thermostat controls | manual heating/cooling temperature set-point and fan On/Off/Auto thermostat controls | manual heating/cooling temperature set-point and fan On/Off/Auto thermostat controls | manual heating/cooling temperature set-point and fan On/Off/Auto thermostat controls | manual heating/cooling temperature set-point and fan On/Off/Auto thermostat controls | manual heating/cooling temperature set-point and fan On/Off/Auto thermostat controls | manual heating/cooling temperature set-point and fan On/Off/Auto thermostat controls | manual heating/cooling temperature set-point and fan On/Off/Auto thermostat controls | manual heating/cooling temperature set-point and fan On/Off/Auto thermostat controls | manual heating/cooling temperature set-point and fan On/Off/Auto thermostat controls | manual heating/cooling temperature set-point and fan On/Off/Auto thermostat controls | 0 | 0 | 0 | 49.4586 | 59.7692 | 71.8861 | 81.9014 | 91.5497 | 104.7174 | 112.2143 | 111.8219 | 102.6843 | 85.9461 | 64.7391 | 41.7058 | 23.5769 | 11.0564 | 4.5583 | 1.616 | 0.49275 | 0.10498 | 0.009465 | 0.0061893 | 0 | 0 | 0 | 0 | 0 | 0 | 0 | 0 | 49.4586 | 108.4475 | 178.4745 | 257.0672 | 343.473 | 440.7609 | 542.7603 | 641.2641 | 727.5518 | 794.3772 | 837.9791 | 857.3902 | 858.33 | 847.0504 | 829.9902 | 810.7922 | 791.9848 | 774.267 | 758.3651 | 743.8618 | 730.9525 | 719.0412 | 708.0504 | 697.9087 | 688.5502 | 0 | 0 | 0 | 5.03186200563084E-05 | 6.178324052232978E-05 | 7.560460600219682E-05 | 8.776503498193324E-05 | 0.00010010713634110909 | 0.0001170372755487541 | 0.00012839170880828631 | 0.0001311611997461237 | 0.00012360368998691004 | 0.00010624784113923525 | 8.221906528524824E-05 | 5.4414321688798617E-05 | 3.1595412593495974E-05 | 1.5212606063535095E-05 | 6.43610256534177E-06 | 2.340400932851554E-06 | 7.310359563618127E-07 | 1.5933264530031614E-07 | 1.4666751427390766E-08 | 9.777834284927174E-09 | 0 | 0 | 0 | 0 | 0 | 0 | 0 | 0 | 5.03186200563084E-05 | 0.00011210186057863818 | 0.00018770646658083503 | 0.00027547150156276827 | 0.00037557863790387735 | 0.0004926159134526314 | 0.0006210076222609177 | 0.0007521688220070415 | 0.0008757725119939515 | 0.0009820203531331867 | 0.001064239418418435 | 0.0011186537401072336 | 0.0011502491527007296 | 0.0011654617587642648 | 0.0011718978613296065 | 0.001174238262262458 | 0.00117496929821882 | 0.0011751286308641202 | 0.0011751432976155477 | 0.0011751530754498325 | 0.0011751530754498325 | 0.0011751530754498325 | 0.0011751530754498325 | 0.0011751530754498325 | 0.0011751530754498325 | Equipment that determines the occupancy of the room | Equipment that determines the occupancy of the room | Equipment that determines the occupancy of the room | Equipment that determines the occupancy of the room | Equipment that determines the occupancy of the room | Equipment that determines the occupancy of the room | Equipment that determines the occupancy of the room | Equipment that determines the occupancy of the room | Equipment that determines the occupancy of the room | Equipment that determines the occupancy of the room | Equipment that determines the occupancy of the room | Equipment that determines the occupancy of the room | Equipment that determines the occupancy of the room | Equipment that determines the occupancy of the room | Equipment that determines the occupancy of the room | Equipment that determines the occupancy of the room | Equipment that determines the occupancy of the room | Equipment that determines the occupancy of the room | Equipment that determines the occupancy of the room | Equipment that determines the occupancy of the room | Equipment that determines the occupancy of the room | Equipment that determines the occupancy of the room | Equipment that determines the occupancy of the room | Equipment that determines the occupancy of the room | Equipment that determines the occupancy of the room | Equipment that determines the occupancy of the room | Equipment that determines the occupancy of the room | Equipment that determines the occupancy of the room | 319.8724 | 319.8724 | 319.8724 | 319.8724 | 319.8724 | 319.8724 | 319.8724 | 319.8724 | 319.8724 | 319.8724 | 319.8724 | 319.8724 | 319.8724 | 319.8724 | 319.8724 | 319.8724 | 319.8724 | 319.8724 | 319.8724 | 319.8724 | 319.8724 | 319.8724 | 319.8724 | 319.8724 | 319.8724 | 319.8724 | 319.8724 | 319.8724 | 12.5847 | 12.5847 | 12.5847 | 12.5847 | 12.5847 | 12.5847 | 12.5847 | 12.5847 | 12.5847 | 12.5847 | 12.5847 | 12.5847 | 12.5847 | 12.5847 | 12.5847 | 12.5847 | 12.5847 | 12.5847 | 12.5847 | 12.5847 | 12.5847 | 12.5847 | 12.5847 | 12.5847 | 12.5847 | 12.5847 | 12.5847 | 12.5847 | 0 | 0 | 0 | 0 | 0 | 0 | 0 | 0 | 0 | 0 | 0 | 0 | 0 | 0 | 0 | 0 | 0 | 0 | 0 | 0 | 0 | 0 | 0 | 0 | 0 | 0 | 0 | 0 | 0 | 0 | 0 | 0 | 0 | 0 | 0 | 0 | 0 | 0 | 0 | 0 | 0 | 0 | 0 | 0 | 0 | 0 | 0 | 0 | 0 | 0 | 0 | 0 | 0 | 0 | 0 | 0 | 0 | 0 | 0 | 0 | 0 | 0 | 0 | 0 | 0 | 0 | 0 | 0 | 0 | 0 | 0 | 0 | 0 | 0 | 0 | 0 | 0 | 0 | 0 | 0 | 0 | 0 | 0 | 0 | 0 | 0 | 0 | 0 | 0 | 0 | 0 | 0 | 0 | 0 | 0 | 0 | 0 | 0 | 0 | 0 | 0 | 0 | 0 | 0 | 0 | 0 | 0 | 0 | 0 | 0 | 0 | 0 | Equipment that determines the occupancy of the room | Equipment that determines the occupancy of the room | Equipment that determines the occupancy of the room | Equipment that determines the occupancy of the room | Equipment that determines the occupancy of the room | Equipment that determines the occupancy of the room | Equipment that determines the occupancy of the room | Equipment that determines the occupancy of the room | Equipment that determines the occupancy of the room | Equipment that determines the occupancy of the room | Equipment that determines the occupancy of the room | Equipment that determines the occupancy of the room | Equipment that determines the occupancy of the room | Equipment that determines the occupancy of the room | Equipment that determines the occupancy of the room | Equipment that determines the occupancy of the room | Equipment that determines the occupancy of the room | Equipment that determines the occupancy of the room | Equipment that determines the occupancy of the room | Equipment that determines the occupancy of the room | Equipment that determines the occupancy of the room | Equipment that determines the occupancy of the room | Equipment that determines the occupancy of the room | Equipment that determines the occupancy of the room | Equipment that determines the occupancy of the room | Equipment that determines the occupancy of the room | Equipment that determines the occupancy of the room | Equipment that determines the occupancy of the room | 319.8724 | 319.8724 | 319.8724 | 319.8724 | 319.8724 | 319.8724 | 319.8724 | 319.8724 | 319.8724 | 319.8724 | 319.8724 | 319.8724 | 319.8724 | 319.8724 | 319.8724 | 319.8724 | 319.8724 | 319.8724 | 319.8724 | 319.8724 | 319.8724 | 319.8724 | 319.8724 | 319.8724 | 319.8724 | 319.8724 | 319.8724 | 319.8724 | 12.5847 | 12.5847 | 12.5847 | 12.5847 | 12.5847 | 12.5847 | 12.5847 | 12.5847 | 12.5847 | 12.5847 | 12.5847 | 12.5847 | 12.5847 | 12.5847 | 12.5847 | 12.5847 | 12.5847 | 12.5847 | 12.5847 | 12.5847 | 12.5847 | 12.5847 | 12.5847 | 12.5847 | 12.5847 | 12.5847 | 12.5847 | 12.5847 | 0 | 0 | 0 | 0 | 0 | 0 | 0 | 0 | 0 | 0 | 0 | 0 | 0 | 0 | 0 | 0 | 0 | 0 | 0 | 0 | 0 | 0 | 0 | 0 | 0 | 0 | 0 | 0 | 0 | 0 | 0 | 0 | 0 | 0 | 0 | 0 | 0 | 0 | 0 | 0 | 0 | 0 | 0 | 0 | 0 | 0 | 0 | 0 | 0 | 0 | 0 | 0 | 0 | 0 | 0 | 0 | 0 | 0 | 0 | 0 | 0 | 0 | 0 | 0 | 0 | 0 | 0 | 0 | 0 | 0 | 0 | 0 | 0 | 0 | 0 | 0 | 0 | 0 | 0 | 0 | 0 | 0 | 0 | 0 | 0 | 0
Ventilation - Demand Controlled_Lodging_Existing_new CO2 sensors installed on return air systems where no other sensors were previously installed | Ventilation - Demand Controlled_Lodging_Existing | Ventilation - Demand Controlled_Commercial_Existing_space with no demand control capability_new CO2 sensors installed on return air systems where no other sensors were previously installed | Commercial | Lodging | Existing | Space Heating | Natural Gas | Ventilation - Demand Controlled | NEQ | space with no demand control capability | 10 | 10 | 10 | 0.021026 | 0 | 0 | 0.12552 | 0.20694 | Retro3Slow | 0.004128203794943829 | TBD | A | WCM611 | 0.7 | 0.42 | sqft | 0.0321 | 4341.534217724284 | 4341.5342 | 3424.308678768451 | 3424.3087 | IL TRM v13 - 4.4.19 - Demand Controlled Ventilation - CI-HVC-DCV-V07-240101 | IL TRM v13 - 4.4.19 - Demand Controlled Ventilation - CI-HVC-DCV-V07-240101 | IL TRM v13 - 4.4.19 - Demand Controlled Ventilation - CI-HVC-DCV-V07-240101 | 0 | 0 | 0.53487 | space with no demand control capability | space with no demand control capability | space with no demand control capability | space with no demand control capability | space with no demand control capability | space with no demand control capability | space with no demand control capability | space with no demand control capability | space with no demand control capability | space with no demand control capability | space with no demand control capability | space with no demand control capability | space with no demand control capability | space with no demand control capability | space with no demand control capability | space with no demand control capability | space with no demand control capability | space with no demand control capability | space with no demand control capability | space with no demand control capability | space with no demand control capability | space with no demand control capability | space with no demand control capability | space with no demand control capability | space with no demand control capability | space with no demand control capability | space with no demand control capability | space with no demand control capability | 0 | 0 | 0 | 106.1986 | 163.9363 | 321.3553 | 550.0956 | 835.2405 | 1138.5658 | 1407.8457 | 1593.0419 | 1662.372 | 1610.4945 | 1456.9685 | 1237.0001 | 989.5999 | 748.5515 | 536.9674 | 366.2136 | 238.2243 | 148.1388 | 74.0427 | 48.4089 | 0 | 0 | 0 | 0 | 0 | 0 | 0 | 0 | 106.1986 | 268.2276 | 584.2512 | 1121.5931 | 1930.0111 | 3017.7892 | 4339.7545 | 5802.1541 | 7284.563 | 8667.729 | 9858.519 | 10802.8418 | 11483.7873 | 11916.9702 | 12138.561 | 12192.6981 | 12135.3655 | 12006.6545 | 11831.4292 | 11651.4357 | 11448.0284 | 11260.3836 | 11087.2762 | 10927.5749 | 10780.2374 | 0 | 0 | 0 | 5184.562690528017 | 8149.651324614357 | 16299.302649228715 | 28523.779636150262 | 44370.323878455965 | 62118.45342983831 | 79059.84981979425 | 92236.49145642661 | 99331.60618384404 | 99331.60618384402 | 92709.49910492118 | 81120.81171680591 | 66805.37435501661 | 51959.735609457406 | 38286.120975389786 | 26800.28468277275 | 17866.856455181834 | 11369.817744206644 | 5803.345742643825 | 3868.89716176255 | 0 | 0 | 0 | 0 | 0 | 0 | 0 | 0 | 5184.562690528017 | 13334.214015142374 | 29633.51666437109 | 58157.29630052135 | 102527.62017897732 | 164646.0736088156 | 243705.92342860985 | 335942.4148850365 | 435274.0210688805 | 534605.6272527245 | 627315.1263576457 | 708435.9380744516 | 775241.3124294683 | 827201.0480389256 | 865487.1690143154 | 892287.453697088 | 910154.3101522699 | 921524.1278964765 | 927327.4736391203 | 931196.3708008829 | 931196.3708008829 | 931196.3708008829 | 931196.3708008829 | 931196.3708008829 | 931196.3708008829 | new CO2 sensors installed on return air systems where no other sensors were previously installed | new CO2 sensors installed on return air systems where no other sensors were previously installed | new CO2 sensors installed on return air systems where no other sensors were previously installed | new CO2 sensors installed on return air systems where no other sensors were previously installed | new CO2 sensors installed on return air systems where no other sensors were previously installed | new CO2 sensors installed on return air systems where no other sensors were previously installed | new CO2 sensors installed on return air systems where no other sensors were previously installed | new CO2 sensors installed on return air systems where no other sensors were previously installed | new CO2 sensors installed on return air systems where no other sensors were previously installed | new CO2 sensors installed on return air systems where no other sensors were previously installed | new CO2 sensors installed on return air systems where no other sensors were previously installed | new CO2 sensors installed on return air systems where no other sensors were previously installed | new CO2 sensors installed on return air systems where no other sensors were previously installed | new CO2 sensors installed on return air systems where no other sensors were previously installed | new CO2 sensors installed on return air systems where no other sensors were previously installed | new CO2 sensors installed on return air systems where no other sensors were previously installed | new CO2 sensors installed on return air systems where no other sensors were previously installed | new CO2 sensors installed on return air systems where no other sensors were previously installed | new CO2 sensors installed on return air systems where no other sensors were previously installed | new CO2 sensors installed on return air systems where no other sensors were previously installed | new CO2 sensors installed on return air systems where no other sensors were previously installed | new CO2 sensors installed on return air systems where no other sensors were previously installed | new CO2 sensors installed on return air systems where no other sensors were previously installed | new CO2 sensors installed on return air systems where no other sensors were previously installed | new CO2 sensors installed on return air systems where no other sensors were previously installed | new CO2 sensors installed on return air systems where no other sensors were previously installed | new CO2 sensors installed on return air systems where no other sensors were previously installed | new CO2 sensors installed on return air systems where no other sensors were previously installed | 0.5349 | 0.5349 | 0.5349 | 0.5349 | 0.5349 | 0.5349 | 0.5349 | 0.5349 | 0.5349 | 0.5349 | 0.5349 | 0.5349 | 0.5349 | 0.5349 | 0.5349 | 0.5349 | 0.5349 | 0.5349 | 0.5349 | 0.5349 | 0.5349 | 0.5349 | 0.5349 | 0.5349 | 0.5349 | 0.5349 | 0.5349 | 0.5349 | 0.021 | 0.021 | 0.021 | 0.021 | 0.021 | 0.021 | 0.021 | 0.021 | 0.021 | 0.021 | 0.021 | 0.021 | 0.021 | 0.021 | 0.021 | 0.021 | 0.021 | 0.021 | 0.021 | 0.021 | 0.021 | 0.021 | 0.021 | 0.021 | 0.021 | 0.021 | 0.021 | 0.021 | 0 | 0 | 0 | 0 | 0 | 0 | 0 | 0 | 0 | 0 | 0 | 0 | 0 | 0 | 0 | 0 | 0 | 0 | 0 | 0 | 0 | 0 | 0 | 0 | 0 | 0 | 0 | 0 | 0 | 0 | 0 | 0 | 0 | 0 | 0 | 0 | 0 | 0 | 0 | 0 | 0 | 0 | 0 | 0 | 0 | 0 | 0 | 0 | 0 | 0 | 0 | 0 | 0 | 0 | 0 | 0 | 0 | 0 | 0 | 0 | 0 | 0 | 0 | 0 | 0 | 0 | 0 | 0 | 0 | 0 | 0 | 0 | 0 | 0 | 0 | 0 | 0 | 0 | 0 | 0 | 0 | 0 | 0 | 0 | 0 | 0 | 0 | 0 | 0 | 0 | 0 | 0 | 0 | 0 | 0 | 0 | 0 | 0 | 0 | 0 | 0 | 0 | 0 | 0 | 0 | 0 | 0 | 0 | 0 | 0 | 0 | 0 | new CO2 sensors installed on return air systems where no other sensors were previously installed | new CO2 sensors installed on return air systems where no other sensors were previously installed | new CO2 sensors installed on return air systems where no other sensors were previously installed | new CO2 sensors installed on return air systems where no other sensors were previously installed | new CO2 sensors installed on return air systems where no other sensors were previously installed | new CO2 sensors installed on return air systems where no other sensors were previously installed | new CO2 sensors installed on return air systems where no other sensors were previously installed | new CO2 sensors installed on return air systems where no other sensors were previously installed | new CO2 sensors installed on return air systems where no other sensors were previously installed | new CO2 sensors installed on return air systems where no other sensors were previously installed | new CO2 sensors installed on return air systems where no other sensors were previously installed | new CO2 sensors installed on return air systems where no other sensors were previously installed | new CO2 sensors installed on return air systems where no other sensors were previously installed | new CO2 sensors installed on return air systems where no other sensors were previously installed | new CO2 sensors installed on return air systems where no other sensors were previously installed | new CO2 sensors installed on return air systems where no other sensors were previously installed | new CO2 sensors installed on return air systems where no other sensors were previously installed | new CO2 sensors installed on return air systems where no other sensors were previously installed | new CO2 sensors installed on return air systems where no other sensors were previously installed | new CO2 sensors installed on return air systems where no other sensors were previously installed | new CO2 sensors installed on return air systems where no other sensors were previously installed | new CO2 sensors installed on return air systems where no other sensors were previously installed | new CO2 sensors installed on return air systems where no other sensors were previously installed | new CO2 sensors installed on return air systems where no other sensors were previously installed | new CO2 sensors installed on return air systems where no other sensors were previously installed | new CO2 sensors installed on return air systems where no other sensors were previously installed | new CO2 sensors installed on return air systems where no other sensors were previously installed | new CO2 sensors installed on return air systems where no other sensors were previously installed | 0.5349 | 0.5349 | 0.5349 | 0.5349 | 0.5349 | 0.5349 | 0.5349 | 0.5349 | 0.5349 | 0.5349 | 0.5349 | 0.5349 | 0.5349 | 0.5349 | 0.5349 | 0.5349 | 0.5349 | 0.5349 | 0.5349 | 0.5349 | 0.5349 | 0.5349 | 0.5349 | 0.5349 | 0.5349 | 0.5349 | 0.5349 | 0.5349 | 0.021 | 0.021 | 0.021 | 0.021 | 0.021 | 0.021 | 0.021 | 0.021 | 0.021 | 0.021 | 0.021 | 0.021 | 0.021 | 0.021 | 0.021 | 0.021 | 0.021 | 0.021 | 0.021 | 0.021 | 0.021 | 0.021 | 0.021 | 0.021 | 0.021 | 0.021 | 0.021 | 0.021 | 0 | 0 | 0 | 0 | 0 | 0 | 0 | 0 | 0 | 0 | 0 | 0 | 0 | 0 | 0 | 0 | 0 | 0 | 0 | 0 | 0 | 0 | 0 | 0 | 0 | 0 | 0 | 0 | 0 | 0 | 0 | 0 | 0 | 0 | 0 | 0 | 0 | 0 | 0 | 0 | 0 | 0 | 0 | 0 | 0 | 0 | 0 | 0 | 0 | 0 | 0 | 0 | 0 | 0 | 0 | 0 | 0 | 0 | 0 | 0 | 0 | 0 | 0 | 0 | 0 | 0 | 0 | 0 | 0 | 0 | 0 | 0 | 0 | 0 | 0 | 0 | 0 | 0 | 0 | 0 | 0 | 0 | 0 | 0 | 0 | 0
Ventilation - Demand Controlled_Miscellaneous_Existing_new CO2 sensors installed on return air systems where no other sensors were previously installed | Ventilation - Demand Controlled_Miscellaneous_Existing | Ventilation - Demand Controlled_Commercial_Existing_space with no demand control capability_new CO2 sensors installed on return air systems where no other sensors were previously installed | Commercial | Miscellaneous | Existing | Space Heating | Natural Gas | Ventilation - Demand Controlled | NEQ | space with no demand control capability | 10 | 10 | 10 | 0.027844 | 0 | 0 | 0.08892 | 0.29654 | Retro3Slow | 0.004128203794943829 | TBD | A | WCM811 | 0.7 | 0.42 | sqft | 0.0321 | 3263.52935745601 | 3263.5294 | 2574.0513241906574 | 2574.0513 | IL TRM v13 - 4.4.19 - Demand Controlled Ventilation - CI-HVC-DCV-V07-240101 | IL TRM v13 - 4.4.19 - Demand Controlled Ventilation - CI-HVC-DCV-V07-240101 | IL TRM v13 - 4.4.19 - Demand Controlled Ventilation - CI-HVC-DCV-V07-240101 | 0 | 0 | 0.53487 | space with no demand control capability | space with no demand control capability | space with no demand control capability | space with no demand control capability | space with no demand control capability | space with no demand control capability | space with no demand control capability | space with no demand control capability | space with no demand control capability | space with no demand control capability | space with no demand control capability | space with no demand control capability | space with no demand control capability | space with no demand control capability | space with no demand control capability | space with no demand control capability | space with no demand control capability | space with no demand control capability | space with no demand control capability | space with no demand control capability | space with no demand control capability | space with no demand control capability | space with no demand control capability | space with no demand control capability | space with no demand control capability | space with no demand control capability | space with no demand control capability | space with no demand control capability | 0 | 0 | 0 | 1599.6976 | 2479.3096 | 4883.5715 | 8407.8934 | 12853.47 | 17663.9198 | 22045.0985 | 25199.6892 | 26578.2358 | 26025.6596 | 23789.7506 | 20394.6102 | 16462.3133 | 12555.2185 | 9074.9387 | 6232.6624 | 4080.1997 | 2552.2407 | 1282.224 | 842.2794 | 8.6204e-15 | 8.5124e-15 | 8.4128e-15 | 8.321e-15 | 8.2364e-15 | 0 | 0 | 0 | 1599.6976 | 4056.5717 | 8878.7478 | 17142.9015 | 29700.8354 | 46818.5359 | 67955.1137 | 91781.9434 | 116466.6114 | 140070.8657 | 160972.3983 | 178108.114 | 191036.5065 | 199879.5751 | 205145.9599 | 207509.9778 | 207849.1712 | 206859.2025 | 204888.9708 | 202726.3879 | 200009.6944 | 197504.7563 | 195194.8878 | 193064.7428 | 191100.2044 | 0 | 0 | 0 | 58744.426805940246 | 92340.78635164206 | 184681.5727032841 | 323192.7522307474 | 502744.2812478288 | 703841.9937469602 | 895798.901132495 | 1045098.7179879108 | 1125490.9270639033 | 1125490.9270639033 | 1050458.1985929774 | 919150.9237688541 | 756947.8195743499 | 588737.193002273 | 433806.35273851815 | 303664.44691696146 | 202442.96461130763 | 128827.34111628697 | 65755.63640712478 | 43837.09093808319 | 4.547473508864641E-13 | 4.547473508864641E-13 | 4.547473508864641E-13 | 4.547473508864641E-13 | 4.547473508864641E-13 | 0 | 0 | 0 | 58744.426805940246 | 151085.2131575823 | 335766.7858608664 | 658959.5380916139 | 1161703.8193394428 | 1865545.813086403 | 2761344.714218898 | 3806443.432206809 | 4931934.359270712 | 6057425.286334615 | 7107883.484927593 | 8027034.408696447 | 8783982.228270797 | 9372719.42127307 | 9806525.774011588 | 10110190.22092855 | 10312633.185539857 | 10441460.526656143 | 10507216.163063267 | 10551053.254001351 | 10551053.254001351 | 10551053.254001351 | 10551053.254001351 | 10551053.254001351 | 10551053.254001351 | new CO2 sensors installed on return air systems where no other sensors were previously installed | new CO2 sensors installed on return air systems where no other sensors were previously installed | new CO2 sensors installed on return air systems where no other sensors were previously installed | new CO2 sensors installed on return air systems where no other sensors were previously installed | new CO2 sensors installed on return air systems where no other sensors were previously installed | new CO2 sensors installed on return air systems where no other sensors were previously installed | new CO2 sensors installed on return air systems where no other sensors were previously installed | new CO2 sensors installed on return air systems where no other sensors were previously installed | new CO2 sensors installed on return air systems where no other sensors were previously installed | new CO2 sensors installed on return air systems where no other sensors were previously installed | new CO2 sensors installed on return air systems where no other sensors were previously installed | new CO2 sensors installed on return air systems where no other sensors were previously installed | new CO2 sensors installed on return air systems where no other sensors were previously installed | new CO2 sensors installed on return air systems where no other sensors were previously installed | new CO2 sensors installed on return air systems where no other sensors were previously installed | new CO2 sensors installed on return air systems where no other sensors were previously installed | new CO2 sensors installed on return air systems where no other sensors were previously installed | new CO2 sensors installed on return air systems where no other sensors were previously installed | new CO2 sensors installed on return air systems where no other sensors were previously installed | new CO2 sensors installed on return air systems where no other sensors were previously installed | new CO2 sensors installed on return air systems where no other sensors were previously installed | new CO2 sensors installed on return air systems where no other sensors were previously installed | new CO2 sensors installed on return air systems where no other sensors were previously installed | new CO2 sensors installed on return air systems where no other sensors were previously installed | new CO2 sensors installed on return air systems where no other sensors were previously installed | new CO2 sensors installed on return air systems where no other sensors were previously installed | new CO2 sensors installed on return air systems where no other sensors were previously installed | new CO2 sensors installed on return air systems where no other sensors were previously installed | 0.5349 | 0.5349 | 0.5349 | 0.5349 | 0.5349 | 0.5349 | 0.5349 | 0.5349 | 0.5349 | 0.5349 | 0.5349 | 0.5349 | 0.5349 | 0.5349 | 0.5349 | 0.5349 | 0.5349 | 0.5349 | 0.5349 | 0.5349 | 0.5349 | 0.5349 | 0.5349 | 0.5349 | 0.5349 | 0.5349 | 0.5349 | 0.5349 | 0.0278 | 0.0278 | 0.0278 | 0.0278 | 0.0278 | 0.0278 | 0.0278 | 0.0278 | 0.0278 | 0.0278 | 0.0278 | 0.0278 | 0.0278 | 0.0278 | 0.0278 | 0.0278 | 0.0278 | 0.0278 | 0.0278 | 0.0278 | 0.0278 | 0.0278 | 0.0278 | 0.0278 | 0.0278 | 0.0278 | 0.0278 | 0.0278 | 0 | 0 | 0 | 0 | 0 | 0 | 0 | 0 | 0 | 0 | 0 | 0 | 0 | 0 | 0 | 0 | 0 | 0 | 0 | 0 | 0 | 0 | 0 | 0 | 0 | 0 | 0 | 0 | 0 | 0 | 0 | 0 | 0 | 0 | 0 | 0 | 0 | 0 | 0 | 0 | 0 | 0 | 0 | 0 | 0 | 0 | 0 | 0 | 0 | 0 | 0 | 0 | 0 | 0 | 0 | 0 | 0 | 0 | 0 | 0 | 0 | 0 | 0 | 0 | 0 | 0 | 0 | 0 | 0 | 0 | 0 | 0 | 0 | 0 | 0 | 0 | 0 | 0 | 0 | 0 | 0 | 0 | 0 | 0 | 0 | 0 | 0 | 0 | 0 | 0 | 0 | 0 | 0 | 0 | 0 | 0 | 0 | 0 | 0 | 0 | 0 | 0 | 0 | 0 | 0 | 0 | 0 | 0 | 0 | 0 | 0 | 0 | new CO2 sensors installed on return air systems where no other sensors were previously installed | new CO2 sensors installed on return air systems where no other sensors were previously installed | new CO2 sensors installed on return air systems where no other sensors were previously installed | new CO2 sensors installed on return air systems where no other sensors were previously installed | new CO2 sensors installed on return air systems where no other sensors were previously installed | new CO2 sensors installed on return air systems where no other sensors were previously installed | new CO2 sensors installed on return air systems where no other sensors were previously installed | new CO2 sensors installed on return air systems where no other sensors were previously installed | new CO2 sensors installed on return air systems where no other sensors were previously installed | new CO2 sensors installed on return air systems where no other sensors were previously installed | new CO2 sensors installed on return air systems where no other sensors were previously installed | new CO2 sensors installed on return air systems where no other sensors were previously installed | new CO2 sensors installed on return air systems where no other sensors were previously installed | new CO2 sensors installed on return air systems where no other sensors were previously installed | new CO2 sensors installed on return air systems where no other sensors were previously installed | new CO2 sensors installed on return air systems where no other sensors were previously installed | new CO2 sensors installed on return air systems where no other sensors were previously installed | new CO2 sensors installed on return air systems where no other sensors were previously installed | new CO2 sensors installed on return air systems where no other sensors were previously installed | new CO2 sensors installed on return air systems where no other sensors were previously installed | new CO2 sensors installed on return air systems where no other sensors were previously installed | new CO2 sensors installed on return air systems where no other sensors were previously installed | new CO2 sensors installed on return air systems where no other sensors were previously installed | new CO2 sensors installed on return air systems where no other sensors were previously installed | new CO2 sensors installed on return air systems where no other sensors were previously installed | new CO2 sensors installed on return air systems where no other sensors were previously installed | new CO2 sensors installed on return air systems where no other sensors were previously installed | new CO2 sensors installed on return air systems where no other sensors were previously installed | 0.5349 | 0.5349 | 0.5349 | 0.5349 | 0.5349 | 0.5349 | 0.5349 | 0.5349 | 0.5349 | 0.5349 | 0.5349 | 0.5349 | 0.5349 | 0.5349 | 0.5349 | 0.5349 | 0.5349 | 0.5349 | 0.5349 | 0.5349 | 0.5349 | 0.5349 | 0.5349 | 0.5349 | 0.5349 | 0.5349 | 0.5349 | 0.5349 | 0.0278 | 0.0278 | 0.0278 | 0.0278 | 0.0278 | 0.0278 | 0.0278 | 0.0278 | 0.0278 | 0.0278 | 0.0278 | 0.0278 | 0.0278 | 0.0278 | 0.0278 | 0.0278 | 0.0278 | 0.0278 | 0.0278 | 0.0278 | 0.0278 | 0.0278 | 0.0278 | 0.0278 | 0.0278 | 0.0278 | 0.0278 | 0.0278 | 0 | 0 | 0 | 0 | 0 | 0 | 0 | 0 | 0 | 0 | 0 | 0 | 0 | 0 | 0 | 0 | 0 | 0 | 0 | 0 | 0 | 0 | 0 | 0 | 0 | 0 | 0 | 0 | 0 | 0 | 0 | 0 | 0 | 0 | 0 | 0 | 0 | 0 | 0 | 0 | 0 | 0 | 0 | 0 | 0 | 0 | 0 | 0 | 0 | 0 | 0 | 0 | 0 | 0 | 0 | 0 | 0 | 0 | 0 | 0 | 0 | 0 | 0 | 0 | 0 | 0 | 0 | 0 | 0 | 0 | 0 | 0 | 0 | 0 | 0 | 0 | 0 | 0 | 0 | 0 | 0 | 0 | 0 | 0 | 0 | 0
Connected Thermostat - ENERGY STAR (1.0)_Healthcare_Existing_Thermostat with capability to establish a schedule | Connected Thermostat - ENERGY STAR (1.0)_Healthcare_Existing | Connected Thermostat - ENERGY STAR (1.0)_Commercial_Existing_Manual or programmable thermostat_Thermostat with capability to establish a schedule | Commercial | Healthcare | Existing | Space Heating | Natural Gas | Connected Thermostat - ENERGY STAR (1.0) | NEQ | Manual or programmable thermostat | 5 | 5 | 5 | 8.7123 | 0 | 0 | 0.044669 | 0.98141 | Retro5Med | 8.35569166605469E-06 | TBD | A | WCM530 | 0.7 | 0.42 | tonCool | 0.0321 | 3757.207405678987 | 3757.2074 | 2963.4311932115947 | 2963.4312 | RTF Wkbk - ComConnectedThermostats_v2_1 | RTF Wkbk - ComConnectedThermostats_v2_1 | RTF Wkbk - ComConnectedThermostats_v2_1 | 0 | 0 | 102.1619 | Manual or programmable thermostat | Manual or programmable thermostat | Manual or programmable thermostat | Manual or programmable thermostat | Manual or programmable thermostat | Manual or programmable thermostat | Manual or programmable thermostat | Manual or programmable thermostat | Manual or programmable thermostat | Manual or programmable thermostat | Manual or programmable thermostat | Manual or programmable thermostat | Manual or programmable thermostat | Manual or programmable thermostat | Manual or programmable thermostat | Manual or programmable thermostat | Manual or programmable thermostat | Manual or programmable thermostat | Manual or programmable thermostat | Manual or programmable thermostat | Manual or programmable thermostat | Manual or programmable thermostat | Manual or programmable thermostat | Manual or programmable thermostat | Manual or programmable thermostat | Manual or programmable thermostat | Manual or programmable thermostat | Manual or programmable thermostat | 0 | 0 | 0 | 13858.9293 | 16727.4213 | 20081.8852 | 22820.7181 | 25419.3944 | 28940.9214 | 30839.225 | 30540.1583 | 27866.364 | 23185.3536 | 17375.8381 | 11150.429 | 6287.0191 | 2944.035 | 1213.1747 | 430.217 | 131.2846 | 28.002 | 2.528 | 1.6555 | 3.5654e-17 | 3.5131e-17 | 3.4648e-17 | 3.4203e-17 | 3.3792e-17 | 0 | 0 | 0 | 13858.9293 | 30350.8692 | 49858.0697 | 71628.2684 | 95367.642 | 121813.8268 | 149163.789 | 175138.3406 | 197442.2901 | 214296.0162 | 224911.9685 | 229231.3618 | 228882.5427 | 225547.1682 | 220897.1694 | 215850.7471 | 211009.2055 | 206523.8612 | 202550.8509 | 198963.2044 | 195850.637 | 192978.7647 | 190328.8331 | 187883.6236 | 185627.2597 | 0 | 0 | 0 | 6.52840290842822 | 8.015837609750411 | 9.8090394602034 | 11.386749258886434 | 12.988029467270408 | 15.184567645773722 | 16.65770651627801 | 17.017023855927043 | 16.036502755838974 | 13.784732457515862 | 10.667207970644085 | 7.0597845405095905 | 4.099229733199117 | 1.9737032048736487 | 0.8350282789850053 | 0.3036466469036384 | 0.09484555137516615 | 0.02067202367279026 | 0.0019028833177186359 | 0.0012685888784790904 | 2.7755575615628914E-20 | 2.7755575615628914E-20 | 2.7755575615628914E-20 | 2.7755575615628914E-20 | 2.7755575615628914E-20 | 0 | 0 | 0 | 6.52840290842822 | 14.544240518178631 | 24.35327997838203 | 35.740029237268466 | 48.72805870453887 | 63.91262635031259 | 80.5703328665906 | 97.58735672251764 | 113.62385947835661 | 127.40859193587247 | 138.07579990651658 | 145.13558444702616 | 149.23481418022527 | 151.20851738509893 | 152.04354566408395 | 152.34719231098757 | 152.44203786236272 | 152.4627098860355 | 152.46461276935324 | 152.4658813582317 | 152.4658813582317 | 152.4658813582317 | 152.4658813582317 | 152.4658813582317 | 152.4658813582317 | Thermostat with capability to establish a schedule | Thermostat with capability to establish a schedule | Thermostat with capability to establish a schedule | Thermostat with capability to establish a schedule | Thermostat with capability to establish a schedule | Thermostat with capability to establish a schedule | Thermostat with capability to establish a schedule | Thermostat with capability to establish a schedule | Thermostat with capability to establish a schedule | Thermostat with capability to establish a schedule | Thermostat with capability to establish a schedule | Thermostat with capability to establish a schedule | Thermostat with capability to establish a schedule | Thermostat with capability to establish a schedule | Thermostat with capability to establish a schedule | Thermostat with capability to establish a schedule | Thermostat with capability to establish a schedule | Thermostat with capability to establish a schedule | Thermostat with capability to establish a schedule | Thermostat with capability to establish a schedule | Thermostat with capability to establish a schedule | Thermostat with capability to establish a schedule | Thermostat with capability to establish a schedule | Thermostat with capability to establish a schedule | Thermostat with capability to establish a schedule | Thermostat with capability to establish a schedule | Thermostat with capability to establish a schedule | Thermostat with capability to establish a schedule | 102.1619 | 102.1619 | 102.1619 | 102.1619 | 102.1619 | 102.1619 | 102.1619 | 102.1619 | 102.1619 | 102.1619 | 102.1619 | 102.1619 | 102.1619 | 102.1619 | 102.1619 | 102.1619 | 102.1619 | 102.1619 | 102.1619 | 102.1619 | 102.1619 | 102.1619 | 102.1619 | 102.1619 | 102.1619 | 102.1619 | 102.1619 | 102.1619 | 8.7123 | 8.7123 | 8.7123 | 8.7123 | 8.7123 | 8.7123 | 8.7123 | 8.7123 | 8.7123 | 8.7123 | 8.7123 | 8.7123 | 8.7123 | 8.7123 | 8.7123 | 8.7123 | 8.7123 | 8.7123 | 8.7123 | 8.7123 | 8.7123 | 8.7123 | 8.7123 | 8.7123 | 8.7123 | 8.7123 | 8.7123 | 8.7123 | 0 | 0 | 0 | 0 | 0 | 0 | 0 | 0 | 0 | 0 | 0 | 0 | 0 | 0 | 0 | 0 | 0 | 0 | 0 | 0 | 0 | 0 | 0 | 0 | 0 | 0 | 0 | 0 | 0 | 0 | 0 | 0 | 0 | 0 | 0 | 0 | 0 | 0 | 0 | 0 | 0 | 0 | 0 | 0 | 0 | 0 | 0 | 0 | 0 | 0 | 0 | 0 | 0 | 0 | 0 | 0 | 0 | 0 | 0 | 0 | 0 | 0 | 0 | 0 | 0 | 0 | 0 | 0 | 0 | 0 | 0 | 0 | 0 | 0 | 0 | 0 | 0 | 0 | 0 | 0 | 0 | 0 | 0 | 0 | 0 | 0 | 0 | 0 | 0 | 0 | 0 | 0 | 0 | 0 | 0 | 0 | 0 | 0 | 0 | 0 | 0 | 0 | 0 | 0 | 0 | 0 | 0 | 0 | 0 | 0 | 0 | 0 | Thermostat with capability to establish a schedule | Thermostat with capability to establish a schedule | Thermostat with capability to establish a schedule | Thermostat with capability to establish a schedule | Thermostat with capability to establish a schedule | Thermostat with capability to establish a schedule | Thermostat with capability to establish a schedule | Thermostat with capability to establish a schedule | Thermostat with capability to establish a schedule | Thermostat with capability to establish a schedule | Thermostat with capability to establish a schedule | Thermostat with capability to establish a schedule | Thermostat with capability to establish a schedule | Thermostat with capability to establish a schedule | Thermostat with capability to establish a schedule | Thermostat with capability to establish a schedule | Thermostat with capability to establish a schedule | Thermostat with capability to establish a schedule | Thermostat with capability to establish a schedule | Thermostat with capability to establish a schedule | Thermostat with capability to establish a schedule | Thermostat with capability to establish a schedule | Thermostat with capability to establish a schedule | Thermostat with capability to establish a schedule | Thermostat with capability to establish a schedule | Thermostat with capability to establish a schedule | Thermostat with capability to establish a schedule | Thermostat with capability to establish a schedule | 102.1619 | 102.1619 | 102.1619 | 102.1619 | 102.1619 | 102.1619 | 102.1619 | 102.1619 | 102.1619 | 102.1619 | 102.1619 | 102.1619 | 102.1619 | 102.1619 | 102.1619 | 102.1619 | 102.1619 | 102.1619 | 102.1619 | 102.1619 | 102.1619 | 102.1619 | 102.1619 | 102.1619 | 102.1619 | 102.1619 | 102.1619 | 102.1619 | 8.7123 | 8.7123 | 8.7123 | 8.7123 | 8.7123 | 8.7123 | 8.7123 | 8.7123 | 8.7123 | 8.7123 | 8.7123 | 8.7123 | 8.7123 | 8.7123 | 8.7123 | 8.7123 | 8.7123 | 8.7123 | 8.7123 | 8.7123 | 8.7123 | 8.7123 | 8.7123 | 8.7123 | 8.7123 | 8.7123 | 8.7123 | 8.7123 | 0 | 0 | 0 | 0 | 0 | 0 | 0 | 0 | 0 | 0 | 0 | 0 | 0 | 0 | 0 | 0 | 0 | 0 | 0 | 0 | 0 | 0 | 0 | 0 | 0 | 0 | 0 | 0 | 0 | 0 | 0 | 0 | 0 | 0 | 0 | 0 | 0 | 0 | 0 | 0 | 0 | 0 | 0 | 0 | 0 | 0 | 0 | 0 | 0 | 0 | 0 | 0 | 0 | 0 | 0 | 0 | 0 | 0 | 0 | 0 | 0 | 0 | 0 | 0 | 0 | 0 | 0 | 0 | 0 | 0 | 0 | 0 | 0 | 0 | 0 | 0 | 0 | 0 | 0 | 0 | 0 | 0 | 0 | 0 | 0 | 0
Windows - High Efficiency Glazing_Office_Existing_U-0.29 Window | Windows - High Efficiency Glazing_Office_Existing | Windows - High Efficiency Glazing_Commercial_Existing_Double Pane Window_U-0.29 Window | Commercial | Office | Existing | Space Heating | Natural Gas | Windows - High Efficiency Glazing | NEQ | Double Pane Window | 45 | 45 | 45 | 0.6 | 0 | 0 | 0.51748 | 0.8561 | Retro1Slow | 0.012666666666666666 | TBD | A | WCM5 | 0.7 | 0.42 | sqft window | 0.0321 | 3314.482858303348 | 3314.4829 | 2614.240000915317 | 2614.24 | RTF Wkbk - ComWeatherizationSchool_v4_1 | RTF Wkbk - ComWeatherizationSchool_v4_1 | RTF Wkbk - ComWeatherizationSchool_v4_1 | 0 | 0 | 34.6186 | Double Pane Window | Double Pane Window | Double Pane Window | Double Pane Window | Double Pane Window | Double Pane Window | Double Pane Window | Double Pane Window | Double Pane Window | Double Pane Window | Double Pane Window | Double Pane Window | Double Pane Window | Double Pane Window | Double Pane Window | Double Pane Window | Double Pane Window | Double Pane Window | Double Pane Window | Double Pane Window | Double Pane Window | Double Pane Window | Double Pane Window | Double Pane Window | Double Pane Window | Double Pane Window | Double Pane Window | Double Pane Window | 0 | 0 | 0 | 2807.4258 | 5525.4642 | 9642.7646 | 15386.4514 | 22858.5471 | 31962.241 | 42347.6857 | 53372.685 | 64110.4563 | 73404.7091 | 80008.0401 | 82787.1536 | 80979.1861 | 74474.9723 | 63978.0198 | 51759.2489 | 38783.8663 | 26350.3328 | 13674.1279 | 8977.3918 | 0 | 0 | 0 | 0 | 0 | 0 | 0 | 0 | 2807.4258 | 8289.669 | 17790.5248 | 32838.0413 | 54999.2661 | 85657.7146 | 125779.6265 | 175657.8167 | 234706.1682 | 301291.0299 | 372711.7389 | 445311.8679 | 514755.0452 | 576677.0353 | 627425.8824 | 665549.37 | 690936.0938 | 704419.0777 | 706291.7611 | 704523.5261 | 695414.5627 | 687010.3218 | 679256.018 | 672101.1628 | 665499.2217 | 0 | 0 | 0 | 393.14823398751304 | 785.8775324038934 | 1395.3611467417763 | 2269.746155014724 | 3445.1576426932143 | 4934.201897574393 | 6711.869619839976 | 8701.007183532032 | 10761.646284600909 | 12690.537414212531 | 14237.95824956873 | 15146.506881652713 | 15209.741546570518 | 14337.746478260085 | 12606.085884467173 | 10425.093739428388 | 7972.1305066217055 | 5519.167273815026 | 2912.8938389579316 | 1941.929225971954 | 0 | 0 | 0 | 0 | 0 | 0 | 0 | 0 | 393.14823398751304 | 1179.0257663914065 | 2574.386913133183 | 4844.133068147907 | 8289.290710841122 | 13223.492608415514 | 19935.36222825549 | 28636.36941178752 | 39398.01569638843 | 52088.553110600966 | 66326.5113601697 | 81473.01824182241 | 96682.75978839293 | 111020.50626665301 | 123626.59215112019 | 134051.68589054857 | 142023.81639717027 | 147542.9836709853 | 150455.87750994324 | 152397.8067359152 | 152397.8067359152 | 152397.8067359152 | 152397.8067359152 | 152397.8067359152 | 152397.8067359152 | U-0.29 Window | U-0.29 Window | U-0.29 Window | U-0.29 Window | U-0.29 Window | U-0.29 Window | U-0.29 Window | U-0.29 Window | U-0.29 Window | U-0.29 Window | U-0.29 Window | U-0.29 Window | U-0.29 Window | U-0.29 Window | U-0.29 Window | U-0.29 Window | U-0.29 Window | U-0.29 Window | U-0.29 Window | U-0.29 Window | U-0.29 Window | U-0.29 Window | U-0.29 Window | U-0.29 Window | U-0.29 Window | U-0.29 Window | U-0.29 Window | U-0.29 Window | 34.6186 | 34.6186 | 34.6186 | 34.6186 | 34.6186 | 34.6186 | 34.6186 | 34.6186 | 34.6186 | 34.6186 | 34.6186 | 34.6186 | 34.6186 | 34.6186 | 34.6186 | 34.6186 | 34.6186 | 34.6186 | 34.6186 | 34.6186 | 34.6186 | 34.6186 | 34.6186 | 34.6186 | 34.6186 | 34.6186 | 34.6186 | 34.6186 | 0.6 | 0.6 | 0.6 | 0.6 | 0.6 | 0.6 | 0.6 | 0.6 | 0.6 | 0.6 | 0.6 | 0.6 | 0.6 | 0.6 | 0.6 | 0.6 | 0.6 | 0.6 | 0.6 | 0.6 | 0.6 | 0.6 | 0.6 | 0.6 | 0.6 | 0.6 | 0.6 | 0.6 | 0 | 0 | 0 | 0 | 0 | 0 | 0 | 0 | 0 | 0 | 0 | 0 | 0 | 0 | 0 | 0 | 0 | 0 | 0 | 0 | 0 | 0 | 0 | 0 | 0 | 0 | 0 | 0 | 0 | 0 | 0 | 0 | 0 | 0 | 0 | 0 | 0 | 0 | 0 | 0 | 0 | 0 | 0 | 0 | 0 | 0 | 0 | 0 | 0 | 0 | 0 | 0 | 0 | 0 | 0 | 0 | 0 | 0 | 0 | 0 | 0 | 0 | 0 | 0 | 0 | 0 | 0 | 0 | 0 | 0 | 0 | 0 | 0 | 0 | 0 | 0 | 0 | 0 | 0 | 0 | 0 | 0 | 0 | 0 | 0 | 0 | 0 | 0 | 0 | 0 | 0 | 0 | 0 | 0 | 0 | 0 | 0 | 0 | 0 | 0 | 0 | 0 | 0 | 0 | 0 | 0 | 0 | 0 | 0 | 0 | 0 | 0 | U-0.29 Window | U-0.29 Window | U-0.29 Window | U-0.29 Window | U-0.29 Window | U-0.29 Window | U-0.29 Window | U-0.29 Window | U-0.29 Window | U-0.29 Window | U-0.29 Window | U-0.29 Window | U-0.29 Window | U-0.29 Window | U-0.29 Window | U-0.29 Window | U-0.29 Window | U-0.29 Window | U-0.29 Window | U-0.29 Window | U-0.29 Window | U-0.29 Window | U-0.29 Window | U-0.29 Window | U-0.29 Window | U-0.29 Window | U-0.29 Window | U-0.29 Window | 34.6186 | 34.6186 | 34.6186 | 34.6186 | 34.6186 | 34.6186 | 34.6186 | 34.6186 | 34.6186 | 34.6186 | 34.6186 | 34.6186 | 34.6186 | 34.6186 | 34.6186 | 34.6186 | 34.6186 | 34.6186 | 34.6186 | 34.6186 | 34.6186 | 34.6186 | 34.6186 | 34.6186 | 34.6186 | 34.6186 | 34.6186 | 34.6186 | 0.6 | 0.6 | 0.6 | 0.6 | 0.6 | 0.6 | 0.6 | 0.6 | 0.6 | 0.6 | 0.6 | 0.6 | 0.6 | 0.6 | 0.6 | 0.6 | 0.6 | 0.6 | 0.6 | 0.6 | 0.6 | 0.6 | 0.6 | 0.6 | 0.6 | 0.6 | 0.6 | 0.6 | 0 | 0 | 0 | 0 | 0 | 0 | 0 | 0 | 0 | 0 | 0 | 0 | 0 | 0 | 0 | 0 | 0 | 0 | 0 | 0 | 0 | 0 | 0 | 0 | 0 | 0 | 0 | 0 | 0 | 0 | 0 | 0 | 0 | 0 | 0 | 0 | 0 | 0 | 0 | 0 | 0 | 0 | 0 | 0 | 0 | 0 | 0 | 0 | 0 | 0 | 0 | 0 | 0 | 0 | 0 | 0 | 0 | 0 | 0 | 0 | 0 | 0 | 0 | 0 | 0 | 0 | 0 | 0 | 0 | 0 | 0 | 0 | 0 | 0 | 0 | 0 | 0 | 0 | 0 | 0 | 0 | 0 | 0 | 0 | 0 | 0
Commercial Laundry - ENERGY STAR Washer (8.0)_Education_Existing_EnergyStar Front Loading Clothers Washer | Commercial Laundry - ENERGY STAR Washer (8.0)_Education_Existing | Commercial Laundry - ENERGY STAR Washer (8.0)_Commercial_Existing_Federal Standard Front-Loading Clothes Washer_EnergyStar Front Loading Clothers Washer | Commercial | Education | Existing | Miscellaneous | Natural Gas | Commercial Laundry - ENERGY STAR Washer (8.0) | NEQ | Federal Standard Front-Loading Clothes Washer | 11 | 11 | 11 | 0 | 0 | 0 | 0.08 | 0.2 | Retro5Med | 8.35569166605469E-06 | TBD | A | WCM439 | 0.7 | 0.42 | Washer | 0.0321 | 4071.0147694814164 | 4071.0148 | 3210.9412266332297 | 3210.9412 | Regional Technical Forum. Commercial Clothes Washers - Unit Energy Savings Workbook, Version 7.1. Northwest Power and Conservation Council. July 18, 2023 | Regional Technical Forum. Commercial Clothes Washers - Unit Energy Savings Workbook, Version 7.1. Northwest Power and Conservation Council. July 18, 2023 | Regional Technical Forum. Commercial Clothes Washers - Unit Energy Savings Workbook, Version 7.1. Northwest Power and Conservation Council. July 18, 2023 | 0 | 0 | 668.9719 | Federal Standard Front-Loading Clothes Washer | Federal Standard Front-Loading Clothes Washer | Federal Standard Front-Loading Clothes Washer | Federal Standard Front-Loading Clothes Washer | Federal Standard Front-Loading Clothes Washer | Federal Standard Front-Loading Clothes Washer | Federal Standard Front-Loading Clothes Washer | Federal Standard Front-Loading Clothes Washer | Federal Standard Front-Loading Clothes Washer | Federal Standard Front-Loading Clothes Washer | Federal Standard Front-Loading Clothes Washer | Federal Standard Front-Loading Clothes Washer | Federal Standard Front-Loading Clothes Washer | Federal Standard Front-Loading Clothes Washer | Federal Standard Front-Loading Clothes Washer | Federal Standard Front-Loading Clothes Washer | Federal Standard Front-Loading Clothes Washer | Federal Standard Front-Loading Clothes Washer | Federal Standard Front-Loading Clothes Washer | Federal Standard Front-Loading Clothes Washer | Federal Standard Front-Loading Clothes Washer | Federal Standard Front-Loading Clothes Washer | Federal Standard Front-Loading Clothes Washer | Federal Standard Front-Loading Clothes Washer | Federal Standard Front-Loading Clothes Washer | Federal Standard Front-Loading Clothes Washer | Federal Standard Front-Loading Clothes Washer | Federal Standard Front-Loading Clothes Washer | 0 | 0 | 0 | 0 | 0 | 0 | 0 | 0 | 0 | 0 | 0 | 0 | 0 | 0 | 0 | 0 | 0 | 0 | 0 | 0 | 0 | 0 | 0 | 0 | 0 | 0 | 0 | 0 | 0 | 0 | 0 | 0 | 0 | 0 | 0 | 0 | 0 | 0 | 0 | 0 | 0 | 0 | 0 | 0 | 0 | 0 | 0 | 0 | 0 | 0 | 0 | 0 | 0 | 0 | 0 | 0 | 0 | 0 | 0 | 1.1680663001297835E-06 | 1.434199131180243E-06 | 1.7550400290574851E-06 | 2.037324942086831E-06 | 2.3238270888926623E-06 | 2.7168331976219268E-06 | 2.980408208874041E-06 | 3.044697512304514E-06 | 2.869262008454031E-06 | 2.466373731183526E-06 | 1.9085841241353536E-06 | 1.2631414640938359E-06 | 7.334369791512597E-07 | 3.531363232950509E-07 | 1.4940382908636766E-07 | 5.432866512231553E-08 | 1.6969830727747224E-08 | 3.698652571902133E-09 | 3.4046518079280593E-10 | 2.2697678719520383E-10 | 0 | 0 | 0 | 0 | 0 | 0 | 0 | 0 | 1.1680663001297835E-06 | 2.6022654313100265E-06 | 4.357305460367512E-06 | 6.394630402454343E-06 | 8.718457491347006E-06 | 1.1435290688968932E-05 | 1.4415698897842974E-05 | 1.7460396410147487E-05 | 2.032965841860152E-05 | 2.2796032149785045E-05 | 2.47046162739204E-05 | 2.5967757738014235E-05 | 2.6701194717165495E-05 | 2.7054331040460546E-05 | 2.7203734869546915E-05 | 2.725806353466923E-05 | 2.7275033365396975E-05 | 2.727873201796888E-05 | 2.7279072483149675E-05 | 2.727929945993687E-05 | 2.727929945993687E-05 | 2.727929945993687E-05 | 2.727929945993687E-05 | 2.727929945993687E-05 | 2.727929945993687E-05 | EnergyStar Front Loading Clothers Washer | EnergyStar Front Loading Clothers Washer | EnergyStar Front Loading Clothers Washer | EnergyStar Front Loading Clothers Washer | EnergyStar Front Loading Clothers Washer | EnergyStar Front Loading Clothers Washer | EnergyStar Front Loading Clothers Washer | EnergyStar Front Loading Clothers Washer | EnergyStar Front Loading Clothers Washer | EnergyStar Front Loading Clothers Washer | EnergyStar Front Loading Clothers Washer | EnergyStar Front Loading Clothers Washer | EnergyStar Front Loading Clothers Washer | EnergyStar Front Loading Clothers Washer | EnergyStar Front Loading Clothers Washer | EnergyStar Front Loading Clothers Washer | EnergyStar Front Loading Clothers Washer | EnergyStar Front Loading Clothers Washer | EnergyStar Front Loading Clothers Washer | EnergyStar Front Loading Clothers Washer | EnergyStar Front Loading Clothers Washer | EnergyStar Front Loading Clothers Washer | EnergyStar Front Loading Clothers Washer | EnergyStar Front Loading Clothers Washer | EnergyStar Front Loading Clothers Washer | EnergyStar Front Loading Clothers Washer | EnergyStar Front Loading Clothers Washer | EnergyStar Front Loading Clothers Washer | 668.9719 | 668.9719 | 668.9719 | 668.9719 | 668.9719 | 668.9719 | 668.9719 | 668.9719 | 668.9719 | 668.9719 | 668.9719 | 668.9719 | 668.9719 | 668.9719 | 668.9719 | 668.9719 | 668.9719 | 668.9719 | 668.9719 | 668.9719 | 668.9719 | 668.9719 | 668.9719 | 668.9719 | 668.9719 | 668.9719 | 668.9719 | 668.9719 | 0 | 0 | 0 | 0 | 0 | 0 | 0 | 0 | 0 | 0 | 0 | 0 | 0 | 0 | 0 | 0 | 0 | 0 | 0 | 0 | 0 | 0 | 0 | 0 | 0 | 0 | 0 | 0 | 0 | 0 | 0 | 0 | 0 | 0 | 0 | 0 | 0 | 0 | 0 | 0 | 0 | 0 | 0 | 0 | 0 | 0 | 0 | 0 | 0 | 0 | 0 | 0 | 0 | 0 | 0 | 0 | 0 | 0 | 0 | 0 | 0 | 0 | 0 | 0 | 0 | 0 | 0 | 0 | 0 | 0 | 0 | 0 | 0 | 0 | 0 | 0 | 0 | 0 | 0 | 0 | 0 | 0 | 0 | 0 | 0 | 0 | 0 | 0 | 0 | 0 | 0 | 0 | 0 | 0 | 0 | 0 | 0 | 0 | 0 | 0 | 0 | 0 | 0 | 0 | 0 | 0 | 0 | 0 | 0 | 0 | 0 | 0 | 0 | 0 | 0 | 0 | 0 | 0 | 0 | 0 | 0 | 0 | 0 | 0 | 0 | 0 | 0 | 0 | 0 | 0 | 0 | 0 | 0 | 0 | 0 | 0 | 0 | 0 | 0 | 0 | EnergyStar Front Loading Clothers Washer | EnergyStar Front Loading Clothers Washer | EnergyStar Front Loading Clothers Washer | EnergyStar Front Loading Clothers Washer | EnergyStar Front Loading Clothers Washer | EnergyStar Front Loading Clothers Washer | EnergyStar Front Loading Clothers Washer | EnergyStar Front Loading Clothers Washer | EnergyStar Front Loading Clothers Washer | EnergyStar Front Loading Clothers Washer | EnergyStar Front Loading Clothers Washer | EnergyStar Front Loading Clothers Washer | EnergyStar Front Loading Clothers Washer | EnergyStar Front Loading Clothers Washer | EnergyStar Front Loading Clothers Washer | EnergyStar Front Loading Clothers Washer | EnergyStar Front Loading Clothers Washer | EnergyStar Front Loading Clothers Washer | EnergyStar Front Loading Clothers Washer | EnergyStar Front Loading Clothers Washer | EnergyStar Front Loading Clothers Washer | EnergyStar Front Loading Clothers Washer | EnergyStar Front Loading Clothers Washer | EnergyStar Front Loading Clothers Washer | EnergyStar Front Loading Clothers Washer | EnergyStar Front Loading Clothers Washer | EnergyStar Front Loading Clothers Washer | EnergyStar Front Loading Clothers Washer | 668.9719 | 668.9719 | 668.9719 | 668.9719 | 668.9719 | 668.9719 | 668.9719 | 668.9719 | 668.9719 | 668.9719 | 668.9719 | 668.9719 | 668.9719 | 668.9719 | 668.9719 | 668.9719 | 668.9719 | 668.9719 | 668.9719 | 668.9719 | 668.9719 | 668.9719 | 668.9719 | 668.9719 | 668.9719 | 668.9719 | 668.9719 | 668.9719 | 0 | 0 | 0 | 0 | 0 | 0 | 0 | 0 | 0 | 0 | 0 | 0 | 0 | 0 | 0 | 0 | 0 | 0 | 0 | 0 | 0 | 0 | 0 | 0 | 0 | 0 | 0 | 0 | 0 | 0 | 0 | 0 | 0 | 0 | 0 | 0 | 0 | 0 | 0 | 0 | 0 | 0 | 0 | 0 | 0 | 0 | 0 | 0 | 0 | 0 | 0 | 0 | 0 | 0 | 0 | 0 | 0 | 0 | 0 | 0 | 0 | 0 | 0 | 0 | 0 | 0 | 0 | 0 | 0 | 0 | 0 | 0 | 0 | 0 | 0 | 0 | 0 | 0 | 0 | 0 | 0 | 0 | 0 | 0 | 0 | 0 | 0 | 0 | 0 | 0 | 0 | 0 | 0 | 0 | 0 | 0 | 0 | 0 | 0 | 0 | 0 | 0 | 0 | 0 | 0 | 0 | 0 | 0 | 0 | 0 | 0 | 0 | 0 | 0
Commercial Laundry - ENERGY STAR Washer (8.0)_Education_Existing_EnergyStar Front Loading Clothers Washer | Commercial Laundry - ENERGY STAR Washer (8.0)_Education_Existing | Commercial Laundry - ENERGY STAR Washer (8.0)_Commercial_Existing_Federal Standard Front-Loading Clothes Washer_EnergyStar Front Loading Clothers Washer | Commercial | Education | Existing | Water Heating | Natural Gas | Commercial Laundry - ENERGY STAR Washer (8.0) | NEQ | Federal Standard Front-Loading Clothes Washer | 11 | 11 | 11 | 23.903 | 0 | 0 | 0.08 | 0.2 | Retro5Med | 8.35569166605469E-06 | TBD | A | WCM438 | 0.7 | 0.42 | Washer | 0.0321 | 4071.0147694814164 | 4071.0148 | 3210.9412266332297 | 3210.9412 | Regional Technical Forum. Commercial Clothes Washers - Unit Energy Savings Workbook, Version 7.1. Northwest Power and Conservation Council. July 18, 2023 | Regional Technical Forum. Commercial Clothes Washers - Unit Energy Savings Workbook, Version 7.1. Northwest Power and Conservation Council. July 18, 2023 | Regional Technical Forum. Commercial Clothes Washers - Unit Energy Savings Workbook, Version 7.1. Northwest Power and Conservation Council. July 18, 2023 | 0 | 0 | 668.9719 | Federal Standard Front-Loading Clothes Washer | Federal Standard Front-Loading Clothes Washer | Federal Standard Front-Loading Clothes Washer | Federal Standard Front-Loading Clothes Washer | Federal Standard Front-Loading Clothes Washer | Federal Standard Front-Loading Clothes Washer | Federal Standard Front-Loading Clothes Washer | Federal Standard Front-Loading Clothes Washer | Federal Standard Front-Loading Clothes Washer | Federal Standard Front-Loading Clothes Washer | Federal Standard Front-Loading Clothes Washer | Federal Standard Front-Loading Clothes Washer | Federal Standard Front-Loading Clothes Washer | Federal Standard Front-Loading Clothes Washer | Federal Standard Front-Loading Clothes Washer | Federal Standard Front-Loading Clothes Washer | Federal Standard Front-Loading Clothes Washer | Federal Standard Front-Loading Clothes Washer | Federal Standard Front-Loading Clothes Washer | Federal Standard Front-Loading Clothes Washer | Federal Standard Front-Loading Clothes Washer | Federal Standard Front-Loading Clothes Washer | Federal Standard Front-Loading Clothes Washer | Federal Standard Front-Loading Clothes Washer | Federal Standard Front-Loading Clothes Washer | Federal Standard Front-Loading Clothes Washer | Federal Standard Front-Loading Clothes Washer | Federal Standard Front-Loading Clothes Washer | 0 | 0 | 0 | 16.8044 | 20.3506 | 24.5071 | 27.9239 | 31.1715 | 35.5591 | 37.958 | 37.7322 | 34.5997 | 29.0175 | 21.9752 | 14.2797 | 8.151 | 3.869 | 1.6232 | 0.58648 | 0.18234 | 0.039602 | 0.0036363 | 0.0024197 | 0 | 0 | 0 | 0 | 0 | 0 | 0 | 0 | 16.8044 | 36.9249 | 60.8447 | 87.646 | 116.9483 | 149.6702 | 183.5959 | 216.3827 | 245.1498 | 268.2012 | 284.4461 | 293.5642 | 296.7412 | 296.4111 | 295.5473 | 294.253 | 293.0614 | 292.0768 | 291.3481 | 290.8174 | 290.5984 | 290.4232 | 290.283 | 290.1709 | 290.0811 | 0 | 0 | 0 | 1.0188723907965704E-06 | 1.2510128042403226E-06 | 1.530873572973384E-06 | 1.7771030072033202E-06 | 2.027011019489928E-06 | 2.3698195343440526E-06 | 2.599728831306764E-06 | 2.655806638090142E-06 | 2.5027790306513505E-06 | 2.1513505695777773E-06 | 1.6648059013243533E-06 | 1.1018038644660587E-06 | 6.397570825931953E-07 | 3.080311879152423E-07 | 1.303208871949102E-07 | 4.7389413525421893E-08 | 1.4802320727061313E-08 | 3.226233809023595E-09 | 2.9697849574019043E-10 | 1.9798566382679366E-10 | 0 | 0 | 0 | 0 | 0 | 0 | 0 | 0 | 1.0188723907965704E-06 | 2.2698851950368928E-06 | 3.800758768010277E-06 | 5.5778617752135975E-06 | 7.604872794703526E-06 | 9.974692329047578E-06 | 1.2574421160354342E-05 | 1.5230227798444484E-05 | 1.7733006829095833E-05 | 1.9884357398673612E-05 | 2.1549163299997964E-05 | 2.265096716446402E-05 | 2.3290724247057216E-05 | 2.3598755434972457E-05 | 2.372907632216737E-05 | 2.3776465735692793E-05 | 2.3791268056419854E-05 | 2.3794494290228874E-05 | 2.3794791268724614E-05 | 2.3794989254388438E-05 | 2.3794989254388438E-05 | 2.3794989254388438E-05 | 2.3794989254388438E-05 | 2.3794989254388438E-05 | 2.3794989254388438E-05 | EnergyStar Front Loading Clothers Washer | EnergyStar Front Loading Clothers Washer | EnergyStar Front Loading Clothers Washer | EnergyStar Front Loading Clothers Washer | EnergyStar Front Loading Clothers Washer | EnergyStar Front Loading Clothers Washer | EnergyStar Front Loading Clothers Washer | EnergyStar Front Loading Clothers Washer | EnergyStar Front Loading Clothers Washer | EnergyStar Front Loading Clothers Washer | EnergyStar Front Loading Clothers Washer | EnergyStar Front Loading Clothers Washer | EnergyStar Front Loading Clothers Washer | EnergyStar Front Loading Clothers Washer | EnergyStar Front Loading Clothers Washer | EnergyStar Front Loading Clothers Washer | EnergyStar Front Loading Clothers Washer | EnergyStar Front Loading Clothers Washer | EnergyStar Front Loading Clothers Washer | EnergyStar Front Loading Clothers Washer | EnergyStar Front Loading Clothers Washer | EnergyStar Front Loading Clothers Washer | EnergyStar Front Loading Clothers Washer | EnergyStar Front Loading Clothers Washer | EnergyStar Front Loading Clothers Washer | EnergyStar Front Loading Clothers Washer | EnergyStar Front Loading Clothers Washer | EnergyStar Front Loading Clothers Washer | 668.9719 | 668.9719 | 668.9719 | 668.9719 | 668.9719 | 668.9719 | 668.9719 | 668.9719 | 668.9719 | 668.9719 | 668.9719 | 668.9719 | 668.9719 | 668.9719 | 668.9719 | 668.9719 | 668.9719 | 668.9719 | 668.9719 | 668.9719 | 668.9719 | 668.9719 | 668.9719 | 668.9719 | 668.9719 | 668.9719 | 668.9719 | 668.9719 | 23.903 | 23.903 | 23.903 | 23.903 | 23.903 | 23.903 | 23.903 | 23.903 | 23.903 | 23.903 | 23.903 | 23.903 | 23.903 | 23.903 | 23.903 | 23.903 | 23.903 | 23.903 | 23.903 | 23.903 | 23.903 | 23.903 | 23.903 | 23.903 | 23.903 | 23.903 | 23.903 | 23.903 | 0 | 0 | 0 | 0 | 0 | 0 | 0 | 0 | 0 | 0 | 0 | 0 | 0 | 0 | 0 | 0 | 0 | 0 | 0 | 0 | 0 | 0 | 0 | 0 | 0 | 0 | 0 | 0 | 0 | 0 | 0 | 0 | 0 | 0 | 0 | 0 | 0 | 0 | 0 | 0 | 0 | 0 | 0 | 0 | 0 | 0 | 0 | 0 | 0 | 0 | 0 | 0 | 0 | 0 | 0 | 0 | 0 | 0 | 0 | 0 | 0 | 0 | 0 | 0 | 0 | 0 | 0 | 0 | 0 | 0 | 0 | 0 | 0 | 0 | 0 | 0 | 0 | 0 | 0 | 0 | 0 | 0 | 0 | 0 | 0 | 0 | 0 | 0 | 0 | 0 | 0 | 0 | 0 | 0 | 0 | 0 | 0 | 0 | 0 | 0 | 0 | 0 | 0 | 0 | 0 | 0 | 0 | 0 | 0 | 0 | 0 | 0 | EnergyStar Front Loading Clothers Washer | EnergyStar Front Loading Clothers Washer | EnergyStar Front Loading Clothers Washer | EnergyStar Front Loading Clothers Washer | EnergyStar Front Loading Clothers Washer | EnergyStar Front Loading Clothers Washer | EnergyStar Front Loading Clothers Washer | EnergyStar Front Loading Clothers Washer | EnergyStar Front Loading Clothers Washer | EnergyStar Front Loading Clothers Washer | EnergyStar Front Loading Clothers Washer | EnergyStar Front Loading Clothers Washer | EnergyStar Front Loading Clothers Washer | EnergyStar Front Loading Clothers Washer | EnergyStar Front Loading Clothers Washer | EnergyStar Front Loading Clothers Washer | EnergyStar Front Loading Clothers Washer | EnergyStar Front Loading Clothers Washer | EnergyStar Front Loading Clothers Washer | EnergyStar Front Loading Clothers Washer | EnergyStar Front Loading Clothers Washer | EnergyStar Front Loading Clothers Washer | EnergyStar Front Loading Clothers Washer | EnergyStar Front Loading Clothers Washer | EnergyStar Front Loading Clothers Washer | EnergyStar Front Loading Clothers Washer | EnergyStar Front Loading Clothers Washer | EnergyStar Front Loading Clothers Washer | 668.9719 | 668.9719 | 668.9719 | 668.9719 | 668.9719 | 668.9719 | 668.9719 | 668.9719 | 668.9719 | 668.9719 | 668.9719 | 668.9719 | 668.9719 | 668.9719 | 668.9719 | 668.9719 | 668.9719 | 668.9719 | 668.9719 | 668.9719 | 668.9719 | 668.9719 | 668.9719 | 668.9719 | 668.9719 | 668.9719 | 668.9719 | 668.9719 | 23.903 | 23.903 | 23.903 | 23.903 | 23.903 | 23.903 | 23.903 | 23.903 | 23.903 | 23.903 | 23.903 | 23.903 | 23.903 | 23.903 | 23.903 | 23.903 | 23.903 | 23.903 | 23.903 | 23.903 | 23.903 | 23.903 | 23.903 | 23.903 | 23.903 | 23.903 | 23.903 | 23.903 | 0 | 0 | 0 | 0 | 0 | 0 | 0 | 0 | 0 | 0 | 0 | 0 | 0 | 0 | 0 | 0 | 0 | 0 | 0 | 0 | 0 | 0 | 0 | 0 | 0 | 0 | 0 | 0 | 0 | 0 | 0 | 0 | 0 | 0 | 0 | 0 | 0 | 0 | 0 | 0 | 0 | 0 | 0 | 0 | 0 | 0 | 0 | 0 | 0 | 0 | 0 | 0 | 0 | 0 | 0 | 0 | 0 | 0 | 0 | 0 | 0 | 0 | 0 | 0 | 0 | 0 | 0 | 0 | 0 | 0 | 0 | 0 | 0 | 0 | 0 | 0 | 0 | 0 | 0 | 0 | 0 | 0 | 0 | 0 | 0 | 0
Commercial Laundry - ENERGY STAR Washer (8.0)_Healthcare_Existing_EnergyStar Front Loading Clothers Washer | Commercial Laundry - ENERGY STAR Washer (8.0)_Healthcare_Existing | Commercial Laundry - ENERGY STAR Washer (8.0)_Commercial_Existing_Federal Standard Front-Loading Clothes Washer_EnergyStar Front Loading Clothers Washer | Commercial | Healthcare | Existing | Miscellaneous | Natural Gas | Commercial Laundry - ENERGY STAR Washer (8.0) | NEQ | Federal Standard Front-Loading Clothes Washer | 11 | 11 | 11 | 0 | 0 | 0 | 0.08 | 0.2 | Retro5Med | 8.35569166605469E-06 | TBD | A | WCM539 | 0.7 | 0.42 | Washer | 0.0321 | 4073.1970420483726 | 4073.197 | 3212.662455700125 | 3212.6625 | Regional Technical Forum. Commercial Clothes Washers - Unit Energy Savings Workbook, Version 7.1. Northwest Power and Conservation Council. July 18, 2023 | Regional Technical Forum. Commercial Clothes Washers - Unit Energy Savings Workbook, Version 7.1. Northwest Power and Conservation Council. July 18, 2023 | Regional Technical Forum. Commercial Clothes Washers - Unit Energy Savings Workbook, Version 7.1. Northwest Power and Conservation Council. July 18, 2023 | 0 | 0 | 668.9719 | Federal Standard Front-Loading Clothes Washer | Federal Standard Front-Loading Clothes Washer | Federal Standard Front-Loading Clothes Washer | Federal Standard Front-Loading Clothes Washer | Federal Standard Front-Loading Clothes Washer | Federal Standard Front-Loading Clothes Washer | Federal Standard Front-Loading Clothes Washer | Federal Standard Front-Loading Clothes Washer | Federal Standard Front-Loading Clothes Washer | Federal Standard Front-Loading Clothes Washer | Federal Standard Front-Loading Clothes Washer | Federal Standard Front-Loading Clothes Washer | Federal Standard Front-Loading Clothes Washer | Federal Standard Front-Loading Clothes Washer | Federal Standard Front-Loading Clothes Washer | Federal Standard Front-Loading Clothes Washer | Federal Standard Front-Loading Clothes Washer | Federal Standard Front-Loading Clothes Washer | Federal Standard Front-Loading Clothes Washer | Federal Standard Front-Loading Clothes Washer | Federal Standard Front-Loading Clothes Washer | Federal Standard Front-Loading Clothes Washer | Federal Standard Front-Loading Clothes Washer | Federal Standard Front-Loading Clothes Washer | Federal Standard Front-Loading Clothes Washer | Federal Standard Front-Loading Clothes Washer | Federal Standard Front-Loading Clothes Washer | Federal Standard Front-Loading Clothes Washer | 0 | 0 | 0 | 0 | 0 | 0 | 0 | 0 | 0 | 0 | 0 | 0 | 0 | 0 | 0 | 0 | 0 | 0 | 0 | 0 | 0 | 0 | 0 | 0 | 0 | 0 | 0 | 0 | 0 | 0 | 0 | 0 | 0 | 0 | 0 | 0 | 0 | 0 | 0 | 0 | 0 | 0 | 0 | 0 | 0 | 0 | 0 | 0 | 0 | 0 | 0 | 0 | 0 | 0 | 0 | 0 | 0 | 0 | 0 | 1.932793381957055E-09 | 2.373162027571324E-09 | 2.904055833864163E-09 | 3.371151247599515E-09 | 3.845224896673433E-09 | 4.495530111314263E-09 | 4.931666345482425E-09 | 5.038045529769518E-09 | 4.747753291422396E-09 | 4.081096102622417E-09 | 3.1581244691566237E-09 | 2.0901137735116997E-09 | 1.2136144491358253E-09 | 5.84332882917249E-10 | 2.4721775815729766E-10 | 8.989736660265373E-11 | 2.807989282789597E-11 | 6.120141649781854E-12 | 5.633660076915423E-13 | 3.755773384610281E-13 | 0 | 0 | 0 | 0 | 0 | 0 | 0 | 0 | 1.932793381957055E-09 | 4.305955409528378E-09 | 7.210011243392542E-09 | 1.0581162490992057E-08 | 1.4426387387665492E-08 | 1.8921917498979756E-08 | 2.3853583844462178E-08 | 2.8891629374231702E-08 | 3.36393826656541E-08 | 3.7720478768276515E-08 | 4.087860323743314E-08 | 4.2968717010944835E-08 | 4.4182331460080664E-08 | 4.476666434299791E-08 | 4.5013882101155206E-08 | 4.5103779467757855E-08 | 4.513185936058575E-08 | 4.5137979502235534E-08 | 4.513854286824322E-08 | 4.513891844558168E-08 | 4.513891844558168E-08 | 4.513891844558168E-08 | 4.513891844558168E-08 | 4.513891844558168E-08 | 4.513891844558168E-08 | EnergyStar Front Loading Clothers Washer | EnergyStar Front Loading Clothers Washer | EnergyStar Front Loading Clothers Washer | EnergyStar Front Loading Clothers Washer | EnergyStar Front Loading Clothers Washer | EnergyStar Front Loading Clothers Washer | EnergyStar Front Loading Clothers Washer | EnergyStar Front Loading Clothers Washer | EnergyStar Front Loading Clothers Washer | EnergyStar Front Loading Clothers Washer | EnergyStar Front Loading Clothers Washer | EnergyStar Front Loading Clothers Washer | EnergyStar Front Loading Clothers Washer | EnergyStar Front Loading Clothers Washer | EnergyStar Front Loading Clothers Washer | EnergyStar Front Loading Clothers Washer | EnergyStar Front Loading Clothers Washer | EnergyStar Front Loading Clothers Washer | EnergyStar Front Loading Clothers Washer | EnergyStar Front Loading Clothers Washer | EnergyStar Front Loading Clothers Washer | EnergyStar Front Loading Clothers Washer | EnergyStar Front Loading Clothers Washer | EnergyStar Front Loading Clothers Washer | EnergyStar Front Loading Clothers Washer | EnergyStar Front Loading Clothers Washer | EnergyStar Front Loading Clothers Washer | EnergyStar Front Loading Clothers Washer | 668.9719 | 668.9719 | 668.9719 | 668.9719 | 668.9719 | 668.9719 | 668.9719 | 668.9719 | 668.9719 | 668.9719 | 668.9719 | 668.9719 | 668.9719 | 668.9719 | 668.9719 | 668.9719 | 668.9719 | 668.9719 | 668.9719 | 668.9719 | 668.9719 | 668.9719 | 668.9719 | 668.9719 | 668.9719 | 668.9719 | 668.9719 | 668.9719 | 0 | 0 | 0 | 0 | 0 | 0 | 0 | 0 | 0 | 0 | 0 | 0 | 0 | 0 | 0 | 0 | 0 | 0 | 0 | 0 | 0 | 0 | 0 | 0 | 0 | 0 | 0 | 0 | 0 | 0 | 0 | 0 | 0 | 0 | 0 | 0 | 0 | 0 | 0 | 0 | 0 | 0 | 0 | 0 | 0 | 0 | 0 | 0 | 0 | 0 | 0 | 0 | 0 | 0 | 0 | 0 | 0 | 0 | 0 | 0 | 0 | 0 | 0 | 0 | 0 | 0 | 0 | 0 | 0 | 0 | 0 | 0 | 0 | 0 | 0 | 0 | 0 | 0 | 0 | 0 | 0 | 0 | 0 | 0 | 0 | 0 | 0 | 0 | 0 | 0 | 0 | 0 | 0 | 0 | 0 | 0 | 0 | 0 | 0 | 0 | 0 | 0 | 0 | 0 | 0 | 0 | 0 | 0 | 0 | 0 | 0 | 0 | 0 | 0 | 0 | 0 | 0 | 0 | 0 | 0 | 0 | 0 | 0 | 0 | 0 | 0 | 0 | 0 | 0 | 0 | 0 | 0 | 0 | 0 | 0 | 0 | 0 | 0 | 0 | 0 | EnergyStar Front Loading Clothers Washer | EnergyStar Front Loading Clothers Washer | EnergyStar Front Loading Clothers Washer | EnergyStar Front Loading Clothers Washer | EnergyStar Front Loading Clothers Washer | EnergyStar Front Loading Clothers Washer | EnergyStar Front Loading Clothers Washer | EnergyStar Front Loading Clothers Washer | EnergyStar Front Loading Clothers Washer | EnergyStar Front Loading Clothers Washer | EnergyStar Front Loading Clothers Washer | EnergyStar Front Loading Clothers Washer | EnergyStar Front Loading Clothers Washer | EnergyStar Front Loading Clothers Washer | EnergyStar Front Loading Clothers Washer | EnergyStar Front Loading Clothers Washer | EnergyStar Front Loading Clothers Washer | EnergyStar Front Loading Clothers Washer | EnergyStar Front Loading Clothers Washer | EnergyStar Front Loading Clothers Washer | EnergyStar Front Loading Clothers Washer | EnergyStar Front Loading Clothers Washer | EnergyStar Front Loading Clothers Washer | EnergyStar Front Loading Clothers Washer | EnergyStar Front Loading Clothers Washer | EnergyStar Front Loading Clothers Washer | EnergyStar Front Loading Clothers Washer | EnergyStar Front Loading Clothers Washer | 668.9719 | 668.9719 | 668.9719 | 668.9719 | 668.9719 | 668.9719 | 668.9719 | 668.9719 | 668.9719 | 668.9719 | 668.9719 | 668.9719 | 668.9719 | 668.9719 | 668.9719 | 668.9719 | 668.9719 | 668.9719 | 668.9719 | 668.9719 | 668.9719 | 668.9719 | 668.9719 | 668.9719 | 668.9719 | 668.9719 | 668.9719 | 668.9719 | 0 | 0 | 0 | 0 | 0 | 0 | 0 | 0 | 0 | 0 | 0 | 0 | 0 | 0 | 0 | 0 | 0 | 0 | 0 | 0 | 0 | 0 | 0 | 0 | 0 | 0 | 0 | 0 | 0 | 0 | 0 | 0 | 0 | 0 | 0 | 0 | 0 | 0 | 0 | 0 | 0 | 0 | 0 | 0 | 0 | 0 | 0 | 0 | 0 | 0 | 0 | 0 | 0 | 0 | 0 | 0 | 0 | 0 | 0 | 0 | 0 | 0 | 0 | 0 | 0 | 0 | 0 | 0 | 0 | 0 | 0 | 0 | 0 | 0 | 0 | 0 | 0 | 0 | 0 | 0 | 0 | 0 | 0 | 0 | 0 | 0 | 0 | 0 | 0 | 0 | 0 | 0 | 0 | 0 | 0 | 0 | 0 | 0 | 0 | 0 | 0 | 0 | 0 | 0 | 0 | 0 | 0 | 0 | 0 | 0 | 0 | 0 | 0 | 0
Commercial Laundry - ENERGY STAR Washer (8.0)_Healthcare_Existing_EnergyStar Front Loading Clothers Washer | Commercial Laundry - ENERGY STAR Washer (8.0)_Healthcare_Existing | Commercial Laundry - ENERGY STAR Washer (8.0)_Commercial_Existing_Federal Standard Front-Loading Clothes Washer_EnergyStar Front Loading Clothers Washer | Commercial | Healthcare | Existing | Water Heating | Natural Gas | Commercial Laundry - ENERGY STAR Washer (8.0) | NEQ | Federal Standard Front-Loading Clothes Washer | 11 | 11 | 11 | 23.903 | 0 | 0 | 0.08 | 0.2 | Retro5Med | 8.35569166605469E-06 | TBD | A | WCM538 | 0.7 | 0.42 | Washer | 0.0321 | 4073.1970420483726 | 4073.197 | 3212.662455700125 | 3212.6625 | Regional Technical Forum. Commercial Clothes Washers - Unit Energy Savings Workbook, Version 7.1. Northwest Power and Conservation Council. July 18, 2023 | Regional Technical Forum. Commercial Clothes Washers - Unit Energy Savings Workbook, Version 7.1. Northwest Power and Conservation Council. July 18, 2023 | Regional Technical Forum. Commercial Clothes Washers - Unit Energy Savings Workbook, Version 7.1. Northwest Power and Conservation Council. July 18, 2023 | 0 | 0 | 668.9719 | Federal Standard Front-Loading Clothes Washer | Federal Standard Front-Loading Clothes Washer | Federal Standard Front-Loading Clothes Washer | Federal Standard Front-Loading Clothes Washer | Federal Standard Front-Loading Clothes Washer | Federal Standard Front-Loading Clothes Washer | Federal Standard Front-Loading Clothes Washer | Federal Standard Front-Loading Clothes Washer | Federal Standard Front-Loading Clothes Washer | Federal Standard Front-Loading Clothes Washer | Federal Standard Front-Loading Clothes Washer | Federal Standard Front-Loading Clothes Washer | Federal Standard Front-Loading Clothes Washer | Federal Standard Front-Loading Clothes Washer | Federal Standard Front-Loading Clothes Washer | Federal Standard Front-Loading Clothes Washer | Federal Standard Front-Loading Clothes Washer | Federal Standard Front-Loading Clothes Washer | Federal Standard Front-Loading Clothes Washer | Federal Standard Front-Loading Clothes Washer | Federal Standard Front-Loading Clothes Washer | Federal Standard Front-Loading Clothes Washer | Federal Standard Front-Loading Clothes Washer | Federal Standard Front-Loading Clothes Washer | Federal Standard Front-Loading Clothes Washer | Federal Standard Front-Loading Clothes Washer | Federal Standard Front-Loading Clothes Washer | Federal Standard Front-Loading Clothes Washer | 0 | 0 | 0 | 0.20831 | 0.25295 | 0.30575 | 0.35019 | 0.39371 | 0.45324 | 0.48917 | 0.49234 | 0.45746 | 0.38872 | 0.29799 | 0.19571 | 0.1127 | 0.053866 | 0.022715 | 0.0082378 | 0.0025674 | 0.00055854 | 5.1335e-05 | 3.4182e-05 | 0 | 0 | 0 | 0 | 0 | 0 | 0 | 0 | 0.20831 | 0.45897 | 0.75911 | 1.0992 | 1.4771 | 1.9077 | 2.366 | 2.8234 | 3.2413 | 3.5928 | 3.8571 | 4.0234 | 4.1029 | 4.1268 | 4.136 | 4.1331 | 4.1265 | 4.1194 | 4.1131 | 4.1082 | 4.1051 | 4.1027 | 4.1007 | 4.0991 | 4.0978 | 0 | 0 | 0 | 1.5649205052349084E-09 | 1.9214728040049414E-09 | 2.3513204076472077E-09 | 2.7295125091306537E-09 | 3.113354662851251E-09 | 3.639885835066964E-09 | 3.993011286704534E-09 | 4.079143083499321E-09 | 3.8441028145596775E-09 | 3.3043319759100845E-09 | 2.5570315927215446E-09 | 1.6922977556610053E-09 | 9.826245032870353E-10 | 4.731155015826465E-10 | 2.0016425066958117E-10 | 7.278700024348409E-11 | 2.273538417576669E-11 | 4.955281434680858E-12 | 4.561392984987003E-13 | 3.0409286566580025E-13 | 0 | 0 | 0 | 0 | 0 | 0 | 0 | 0 | 1.5649205052349084E-09 | 3.4863933092398496E-09 | 5.837713716887057E-09 | 8.567226226017711E-09 | 1.1680580888868962E-08 | 1.5320466723935926E-08 | 1.931347801064046E-08 | 2.3392621094139782E-08 | 2.7236723908699456E-08 | 3.054105588460954E-08 | 3.309808747733109E-08 | 3.479038523299209E-08 | 3.5773009736279126E-08 | 3.6246125237861776E-08 | 3.644628948853136E-08 | 3.651907648877484E-08 | 3.654181187295061E-08 | 3.654676715438529E-08 | 3.654722329368379E-08 | 3.6547527386549457E-08 | 3.6547527386549457E-08 | 3.6547527386549457E-08 | 3.6547527386549457E-08 | 3.6547527386549457E-08 | 3.6547527386549457E-08 | EnergyStar Front Loading Clothers Washer | EnergyStar Front Loading Clothers Washer | EnergyStar Front Loading Clothers Washer | EnergyStar Front Loading Clothers Washer | EnergyStar Front Loading Clothers Washer | EnergyStar Front Loading Clothers Washer | EnergyStar Front Loading Clothers Washer | EnergyStar Front Loading Clothers Washer | EnergyStar Front Loading Clothers Washer | EnergyStar Front Loading Clothers Washer | EnergyStar Front Loading Clothers Washer | EnergyStar Front Loading Clothers Washer | EnergyStar Front Loading Clothers Washer | EnergyStar Front Loading Clothers Washer | EnergyStar Front Loading Clothers Washer | EnergyStar Front Loading Clothers Washer | EnergyStar Front Loading Clothers Washer | EnergyStar Front Loading Clothers Washer | EnergyStar Front Loading Clothers Washer | EnergyStar Front Loading Clothers Washer | EnergyStar Front Loading Clothers Washer | EnergyStar Front Loading Clothers Washer | EnergyStar Front Loading Clothers Washer | EnergyStar Front Loading Clothers Washer | EnergyStar Front Loading Clothers Washer | EnergyStar Front Loading Clothers Washer | EnergyStar Front Loading Clothers Washer | EnergyStar Front Loading Clothers Washer | 668.9719 | 668.9719 | 668.9719 | 668.9719 | 668.9719 | 668.9719 | 668.9719 | 668.9719 | 668.9719 | 668.9719 | 668.9719 | 668.9719 | 668.9719 | 668.9719 | 668.9719 | 668.9719 | 668.9719 | 668.9719 | 668.9719 | 668.9719 | 668.9719 | 668.9719 | 668.9719 | 668.9719 | 668.9719 | 668.9719 | 668.9719 | 668.9719 | 23.903 | 23.903 | 23.903 | 23.903 | 23.903 | 23.903 | 23.903 | 23.903 | 23.903 | 23.903 | 23.903 | 23.903 | 23.903 | 23.903 | 23.903 | 23.903 | 23.903 | 23.903 | 23.903 | 23.903 | 23.903 | 23.903 | 23.903 | 23.903 | 23.903 | 23.903 | 23.903 | 23.903 | 0 | 0 | 0 | 0 | 0 | 0 | 0 | 0 | 0 | 0 | 0 | 0 | 0 | 0 | 0 | 0 | 0 | 0 | 0 | 0 | 0 | 0 | 0 | 0 | 0 | 0 | 0 | 0 | 0 | 0 | 0 | 0 | 0 | 0 | 0 | 0 | 0 | 0 | 0 | 0 | 0 | 0 | 0 | 0 | 0 | 0 | 0 | 0 | 0 | 0 | 0 | 0 | 0 | 0 | 0 | 0 | 0 | 0 | 0 | 0 | 0 | 0 | 0 | 0 | 0 | 0 | 0 | 0 | 0 | 0 | 0 | 0 | 0 | 0 | 0 | 0 | 0 | 0 | 0 | 0 | 0 | 0 | 0 | 0 | 0 | 0 | 0 | 0 | 0 | 0 | 0 | 0 | 0 | 0 | 0 | 0 | 0 | 0 | 0 | 0 | 0 | 0 | 0 | 0 | 0 | 0 | 0 | 0 | 0 | 0 | 0 | 0 | EnergyStar Front Loading Clothers Washer | EnergyStar Front Loading Clothers Washer | EnergyStar Front Loading Clothers Washer | EnergyStar Front Loading Clothers Washer | EnergyStar Front Loading Clothers Washer | EnergyStar Front Loading Clothers Washer | EnergyStar Front Loading Clothers Washer | EnergyStar Front Loading Clothers Washer | EnergyStar Front Loading Clothers Washer | EnergyStar Front Loading Clothers Washer | EnergyStar Front Loading Clothers Washer | EnergyStar Front Loading Clothers Washer | EnergyStar Front Loading Clothers Washer | EnergyStar Front Loading Clothers Washer | EnergyStar Front Loading Clothers Washer | EnergyStar Front Loading Clothers Washer | EnergyStar Front Loading Clothers Washer | EnergyStar Front Loading Clothers Washer | EnergyStar Front Loading Clothers Washer | EnergyStar Front Loading Clothers Washer | EnergyStar Front Loading Clothers Washer | EnergyStar Front Loading Clothers Washer | EnergyStar Front Loading Clothers Washer | EnergyStar Front Loading Clothers Washer | EnergyStar Front Loading Clothers Washer | EnergyStar Front Loading Clothers Washer | EnergyStar Front Loading Clothers Washer | EnergyStar Front Loading Clothers Washer | 668.9719 | 668.9719 | 668.9719 | 668.9719 | 668.9719 | 668.9719 | 668.9719 | 668.9719 | 668.9719 | 668.9719 | 668.9719 | 668.9719 | 668.9719 | 668.9719 | 668.9719 | 668.9719 | 668.9719 | 668.9719 | 668.9719 | 668.9719 | 668.9719 | 668.9719 | 668.9719 | 668.9719 | 668.9719 | 668.9719 | 668.9719 | 668.9719 | 23.903 | 23.903 | 23.903 | 23.903 | 23.903 | 23.903 | 23.903 | 23.903 | 23.903 | 23.903 | 23.903 | 23.903 | 23.903 | 23.903 | 23.903 | 23.903 | 23.903 | 23.903 | 23.903 | 23.903 | 23.903 | 23.903 | 23.903 | 23.903 | 23.903 | 23.903 | 23.903 | 23.903 | 0 | 0 | 0 | 0 | 0 | 0 | 0 | 0 | 0 | 0 | 0 | 0 | 0 | 0 | 0 | 0 | 0 | 0 | 0 | 0 | 0 | 0 | 0 | 0 | 0 | 0 | 0 | 0 | 0 | 0 | 0 | 0 | 0 | 0 | 0 | 0 | 0 | 0 | 0 | 0 | 0 | 0 | 0 | 0 | 0 | 0 | 0 | 0 | 0 | 0 | 0 | 0 | 0 | 0 | 0 | 0 | 0 | 0 | 0 | 0 | 0 | 0 | 0 | 0 | 0 | 0 | 0 | 0 | 0 | 0 | 0 | 0 | 0 | 0 | 0 | 0 | 0 | 0 | 0 | 0 | 0 | 0 | 0 | 0 | 0 | 0
Commercial Laundry - ENERGY STAR Washer (8.0)_Lodging_Existing_EnergyStar Front Loading Clothers Washer | Commercial Laundry - ENERGY STAR Washer (8.0)_Lodging_Existing | Commercial Laundry - ENERGY STAR Washer (8.0)_Commercial_Existing_Federal Standard Front-Loading Clothes Washer_EnergyStar Front Loading Clothers Washer | Commercial | Lodging | Existing | Miscellaneous | Natural Gas | Commercial Laundry - ENERGY STAR Washer (8.0) | NEQ | Federal Standard Front-Loading Clothes Washer | 11 | 11 | 11 | 0 | 0 | 0 | 0.4 | 1 | Retro5Med | 8.35569166605469E-06 | TBD | A | WCM639 | 0.7 | 0.42 | Washer | 0.0321 | 4073.6221635433417 | 4073.6222 | 3212.9977627947483 | 3212.9978 | Regional Technical Forum. Commercial Clothes Washers - Unit Energy Savings Workbook, Version 7.1. Northwest Power and Conservation Council. July 18, 2023 | Regional Technical Forum. Commercial Clothes Washers - Unit Energy Savings Workbook, Version 7.1. Northwest Power and Conservation Council. July 18, 2023 | Regional Technical Forum. Commercial Clothes Washers - Unit Energy Savings Workbook, Version 7.1. Northwest Power and Conservation Council. July 18, 2023 | 0 | 0 | 668.9719 | Federal Standard Front-Loading Clothes Washer | Federal Standard Front-Loading Clothes Washer | Federal Standard Front-Loading Clothes Washer | Federal Standard Front-Loading Clothes Washer | Federal Standard Front-Loading Clothes Washer | Federal Standard Front-Loading Clothes Washer | Federal Standard Front-Loading Clothes Washer | Federal Standard Front-Loading Clothes Washer | Federal Standard Front-Loading Clothes Washer | Federal Standard Front-Loading Clothes Washer | Federal Standard Front-Loading Clothes Washer | Federal Standard Front-Loading Clothes Washer | Federal Standard Front-Loading Clothes Washer | Federal Standard Front-Loading Clothes Washer | Federal Standard Front-Loading Clothes Washer | Federal Standard Front-Loading Clothes Washer | Federal Standard Front-Loading Clothes Washer | Federal Standard Front-Loading Clothes Washer | Federal Standard Front-Loading Clothes Washer | Federal Standard Front-Loading Clothes Washer | Federal Standard Front-Loading Clothes Washer | Federal Standard Front-Loading Clothes Washer | Federal Standard Front-Loading Clothes Washer | Federal Standard Front-Loading Clothes Washer | Federal Standard Front-Loading Clothes Washer | Federal Standard Front-Loading Clothes Washer | Federal Standard Front-Loading Clothes Washer | Federal Standard Front-Loading Clothes Washer | 0 | 0 | 0 | 0 | 0 | 0 | 0 | 0 | 0 | 0 | 0 | 0 | 0 | 0 | 0 | 0 | 0 | 0 | 0 | 0 | 0 | 0 | 0 | 0 | 0 | 0 | 0 | 0 | 0 | 0 | 0 | 0 | 0 | 0 | 0 | 0 | 0 | 0 | 0 | 0 | 0 | 0 | 0 | 0 | 0 | 0 | 0 | 0 | 0 | 0 | 0 | 0 | 0 | 0 | 0 | 0 | 0 | 0 | 0 | 1.6136235846207202E-07 | 1.9812724182333224E-07 | 2.4244976355588146E-07 | 2.814459740617535E-07 | 3.2102477374795185E-07 | 3.7531654861339365E-07 | 4.117280823102246E-07 | 4.206093192950363E-07 | 3.9637380573202163E-07 | 3.407168600519119E-07 | 2.636610914633268E-07 | 1.7449650391828713E-07 | 1.0132055066223122E-07 | 4.878396883737061E-08 | 2.0639371431195247E-08 | 7.505225974980092E-09 | 2.344294933110545E-09 | 5.109498511065885E-10 | 4.7033515598248786E-11 | 3.135567706549919E-11 | 0 | 0 | 0 | 0 | 0 | 0 | 0 | 0 | 1.6136235846207202E-07 | 3.5948960028540423E-07 | 6.019393638412857E-07 | 8.833853379030391E-07 | 1.204410111650991E-06 | 1.5797266602643844E-06 | 1.991454742574609E-06 | 2.412064061869645E-06 | 2.808437867601667E-06 | 3.149154727653579E-06 | 3.412815819116906E-06 | 3.587312323035193E-06 | 3.688632873697424E-06 | 3.7374168425347945E-06 | 3.7580562139659898E-06 | 3.7655614399409697E-06 | 3.76790573487408E-06 | 3.768416684725187E-06 | 3.768463718240785E-06 | 3.7684950739178506E-06 | 3.7684950739178506E-06 | 3.7684950739178506E-06 | 3.7684950739178506E-06 | 3.7684950739178506E-06 | 3.7684950739178506E-06 | EnergyStar Front Loading Clothers Washer | EnergyStar Front Loading Clothers Washer | EnergyStar Front Loading Clothers Washer | EnergyStar Front Loading Clothers Washer | EnergyStar Front Loading Clothers Washer | EnergyStar Front Loading Clothers Washer | EnergyStar Front Loading Clothers Washer | EnergyStar Front Loading Clothers Washer | EnergyStar Front Loading Clothers Washer | EnergyStar Front Loading Clothers Washer | EnergyStar Front Loading Clothers Washer | EnergyStar Front Loading Clothers Washer | EnergyStar Front Loading Clothers Washer | EnergyStar Front Loading Clothers Washer | EnergyStar Front Loading Clothers Washer | EnergyStar Front Loading Clothers Washer | EnergyStar Front Loading Clothers Washer | EnergyStar Front Loading Clothers Washer | EnergyStar Front Loading Clothers Washer | EnergyStar Front Loading Clothers Washer | EnergyStar Front Loading Clothers Washer | EnergyStar Front Loading Clothers Washer | EnergyStar Front Loading Clothers Washer | EnergyStar Front Loading Clothers Washer | EnergyStar Front Loading Clothers Washer | EnergyStar Front Loading Clothers Washer | EnergyStar Front Loading Clothers Washer | EnergyStar Front Loading Clothers Washer | 668.9719 | 668.9719 | 668.9719 | 668.9719 | 668.9719 | 668.9719 | 668.9719 | 668.9719 | 668.9719 | 668.9719 | 668.9719 | 668.9719 | 668.9719 | 668.9719 | 668.9719 | 668.9719 | 668.9719 | 668.9719 | 668.9719 | 668.9719 | 668.9719 | 668.9719 | 668.9719 | 668.9719 | 668.9719 | 668.9719 | 668.9719 | 668.9719 | 0 | 0 | 0 | 0 | 0 | 0 | 0 | 0 | 0 | 0 | 0 | 0 | 0 | 0 | 0 | 0 | 0 | 0 | 0 | 0 | 0 | 0 | 0 | 0 | 0 | 0 | 0 | 0 | 0 | 0 | 0 | 0 | 0 | 0 | 0 | 0 | 0 | 0 | 0 | 0 | 0 | 0 | 0 | 0 | 0 | 0 | 0 | 0 | 0 | 0 | 0 | 0 | 0 | 0 | 0 | 0 | 0 | 0 | 0 | 0 | 0 | 0 | 0 | 0 | 0 | 0 | 0 | 0 | 0 | 0 | 0 | 0 | 0 | 0 | 0 | 0 | 0 | 0 | 0 | 0 | 0 | 0 | 0 | 0 | 0 | 0 | 0 | 0 | 0 | 0 | 0 | 0 | 0 | 0 | 0 | 0 | 0 | 0 | 0 | 0 | 0 | 0 | 0 | 0 | 0 | 0 | 0 | 0 | 0 | 0 | 0 | 0 | 0 | 0 | 0 | 0 | 0 | 0 | 0 | 0 | 0 | 0 | 0 | 0 | 0 | 0 | 0 | 0 | 0 | 0 | 0 | 0 | 0 | 0 | 0 | 0 | 0 | 0 | 0 | 0 | EnergyStar Front Loading Clothers Washer | EnergyStar Front Loading Clothers Washer | EnergyStar Front Loading Clothers Washer | EnergyStar Front Loading Clothers Washer | EnergyStar Front Loading Clothers Washer | EnergyStar Front Loading Clothers Washer | EnergyStar Front Loading Clothers Washer | EnergyStar Front Loading Clothers Washer | EnergyStar Front Loading Clothers Washer | EnergyStar Front Loading Clothers Washer | EnergyStar Front Loading Clothers Washer | EnergyStar Front Loading Clothers Washer | EnergyStar Front Loading Clothers Washer | EnergyStar Front Loading Clothers Washer | EnergyStar Front Loading Clothers Washer | EnergyStar Front Loading Clothers Washer | EnergyStar Front Loading Clothers Washer | EnergyStar Front Loading Clothers Washer | EnergyStar Front Loading Clothers Washer | EnergyStar Front Loading Clothers Washer | EnergyStar Front Loading Clothers Washer | EnergyStar Front Loading Clothers Washer | EnergyStar Front Loading Clothers Washer | EnergyStar Front Loading Clothers Washer | EnergyStar Front Loading Clothers Washer | EnergyStar Front Loading Clothers Washer | EnergyStar Front Loading Clothers Washer | EnergyStar Front Loading Clothers Washer | 668.9719 | 668.9719 | 668.9719 | 668.9719 | 668.9719 | 668.9719 | 668.9719 | 668.9719 | 668.9719 | 668.9719 | 668.9719 | 668.9719 | 668.9719 | 668.9719 | 668.9719 | 668.9719 | 668.9719 | 668.9719 | 668.9719 | 668.9719 | 668.9719 | 668.9719 | 668.9719 | 668.9719 | 668.9719 | 668.9719 | 668.9719 | 668.9719 | 0 | 0 | 0 | 0 | 0 | 0 | 0 | 0 | 0 | 0 | 0 | 0 | 0 | 0 | 0 | 0 | 0 | 0 | 0 | 0 | 0 | 0 | 0 | 0 | 0 | 0 | 0 | 0 | 0 | 0 | 0 | 0 | 0 | 0 | 0 | 0 | 0 | 0 | 0 | 0 | 0 | 0 | 0 | 0 | 0 | 0 | 0 | 0 | 0 | 0 | 0 | 0 | 0 | 0 | 0 | 0 | 0 | 0 | 0 | 0 | 0 | 0 | 0 | 0 | 0 | 0 | 0 | 0 | 0 | 0 | 0 | 0 | 0 | 0 | 0 | 0 | 0 | 0 | 0 | 0 | 0 | 0 | 0 | 0 | 0 | 0 | 0 | 0 | 0 | 0 | 0 | 0 | 0 | 0 | 0 | 0 | 0 | 0 | 0 | 0 | 0 | 0 | 0 | 0 | 0 | 0 | 0 | 0 | 0 | 0 | 0 | 0 | 0 | 0
Commercial Laundry - ENERGY STAR Washer (8.0)_Lodging_Existing_EnergyStar Front Loading Clothers Washer | Commercial Laundry - ENERGY STAR Washer (8.0)_Lodging_Existing | Commercial Laundry - ENERGY STAR Washer (8.0)_Commercial_Existing_Federal Standard Front-Loading Clothes Washer_EnergyStar Front Loading Clothers Washer | Commercial | Lodging | Existing | Water Heating | Natural Gas | Commercial Laundry - ENERGY STAR Washer (8.0) | NEQ | Federal Standard Front-Loading Clothes Washer | 11 | 11 | 11 | 23.903 | 0 | 0 | 0.4 | 1 | Retro5Med | 8.35569166605469E-06 | TBD | A | WCM638 | 0.7 | 0.42 | Washer | 0.0321 | 4073.6221635433417 | 4073.6222 | 3212.9977627947483 | 3212.9978 | Regional Technical Forum. Commercial Clothes Washers - Unit Energy Savings Workbook, Version 7.1. Northwest Power and Conservation Council. July 18, 2023 | Regional Technical Forum. Commercial Clothes Washers - Unit Energy Savings Workbook, Version 7.1. Northwest Power and Conservation Council. July 18, 2023 | Regional Technical Forum. Commercial Clothes Washers - Unit Energy Savings Workbook, Version 7.1. Northwest Power and Conservation Council. July 18, 2023 | 0 | 0 | 668.9719 | Federal Standard Front-Loading Clothes Washer | Federal Standard Front-Loading Clothes Washer | Federal Standard Front-Loading Clothes Washer | Federal Standard Front-Loading Clothes Washer | Federal Standard Front-Loading Clothes Washer | Federal Standard Front-Loading Clothes Washer | Federal Standard Front-Loading Clothes Washer | Federal Standard Front-Loading Clothes Washer | Federal Standard Front-Loading Clothes Washer | Federal Standard Front-Loading Clothes Washer | Federal Standard Front-Loading Clothes Washer | Federal Standard Front-Loading Clothes Washer | Federal Standard Front-Loading Clothes Washer | Federal Standard Front-Loading Clothes Washer | Federal Standard Front-Loading Clothes Washer | Federal Standard Front-Loading Clothes Washer | Federal Standard Front-Loading Clothes Washer | Federal Standard Front-Loading Clothes Washer | Federal Standard Front-Loading Clothes Washer | Federal Standard Front-Loading Clothes Washer | Federal Standard Front-Loading Clothes Washer | Federal Standard Front-Loading Clothes Washer | Federal Standard Front-Loading Clothes Washer | Federal Standard Front-Loading Clothes Washer | Federal Standard Front-Loading Clothes Washer | Federal Standard Front-Loading Clothes Washer | Federal Standard Front-Loading Clothes Washer | Federal Standard Front-Loading Clothes Washer | 0 | 0 | 0 | 6.1005 | 7.408 | 8.9541 | 10.2548 | 11.5275 | 13.2684 | 14.3169 | 14.4065 | 13.3831 | 11.3701 | 8.7156 | 5.7243 | 3.2967 | 1.576 | 0.66472 | 0.24112 | 0.075168 | 0.016357 | 0.0015038 | 0.0010015 | 0 | 0 | 0 | 0 | 0 | 0 | 0 | 0 | 6.1005 | 13.4414 | 22.2306 | 32.1871 | 43.2486 | 55.8473 | 69.2482 | 82.6169 | 94.8235 | 105.0905 | 112.8137 | 117.6799 | 120.0195 | 120.738 | 121.0331 | 120.9772 | 120.8149 | 120.6399 | 120.4871 | 120.3664 | 120.2761 | 120.2038 | 120.146 | 120.0998 | 120.0628 | 0 | 0 | 0 | 1.5118727832961082E-07 | 1.8563386616131398E-07 | 2.2716152783728162E-07 | 2.63698741272577E-07 | 3.007818073676705E-07 | 3.5165008765200605E-07 | 3.857656071070884E-07 | 3.940868169650218E-07 | 3.7137953027539526E-07 | 3.192321632084183E-07 | 2.4703532595629814E-07 | 1.6349321958899775E-07 | 9.493154685812774E-08 | 4.570778182058001E-08 | 1.933790769332232E-08 | 7.0319664339353855E-09 | 2.196469944520474E-09 | 4.787307156884564E-10 | 4.4067707496007665E-11 | 2.93784716640051E-11 | 0 | 0 | 0 | 0 | 0 | 0 | 0 | 0 | 1.5118727832961082E-07 | 3.368211444909248E-07 | 5.639826723282064E-07 | 8.276814136007835E-07 | 1.128463220968454E-06 | 1.48011330862046E-06 | 1.8658789157275484E-06 | 2.2599657326925703E-06 | 2.6313452629679653E-06 | 2.9505774261763834E-06 | 3.1976127521326816E-06 | 3.3611059717216793E-06 | 3.4560375185798067E-06 | 3.501745300400387E-06 | 3.521083208093709E-06 | 3.5281151745276447E-06 | 3.530311644472165E-06 | 3.5307903751878538E-06 | 3.53083444289535E-06 | 3.5308638213670138E-06 | 3.5308638213670138E-06 | 3.5308638213670138E-06 | 3.5308638213670138E-06 | 3.5308638213670138E-06 | 3.5308638213670138E-06 | EnergyStar Front Loading Clothers Washer | EnergyStar Front Loading Clothers Washer | EnergyStar Front Loading Clothers Washer | EnergyStar Front Loading Clothers Washer | EnergyStar Front Loading Clothers Washer | EnergyStar Front Loading Clothers Washer | EnergyStar Front Loading Clothers Washer | EnergyStar Front Loading Clothers Washer | EnergyStar Front Loading Clothers Washer | EnergyStar Front Loading Clothers Washer | EnergyStar Front Loading Clothers Washer | EnergyStar Front Loading Clothers Washer | EnergyStar Front Loading Clothers Washer | EnergyStar Front Loading Clothers Washer | EnergyStar Front Loading Clothers Washer | EnergyStar Front Loading Clothers Washer | EnergyStar Front Loading Clothers Washer | EnergyStar Front Loading Clothers Washer | EnergyStar Front Loading Clothers Washer | EnergyStar Front Loading Clothers Washer | EnergyStar Front Loading Clothers Washer | EnergyStar Front Loading Clothers Washer | EnergyStar Front Loading Clothers Washer | EnergyStar Front Loading Clothers Washer | EnergyStar Front Loading Clothers Washer | EnergyStar Front Loading Clothers Washer | EnergyStar Front Loading Clothers Washer | EnergyStar Front Loading Clothers Washer | 668.9719 | 668.9719 | 668.9719 | 668.9719 | 668.9719 | 668.9719 | 668.9719 | 668.9719 | 668.9719 | 668.9719 | 668.9719 | 668.9719 | 668.9719 | 668.9719 | 668.9719 | 668.9719 | 668.9719 | 668.9719 | 668.9719 | 668.9719 | 668.9719 | 668.9719 | 668.9719 | 668.9719 | 668.9719 | 668.9719 | 668.9719 | 668.9719 | 23.903 | 23.903 | 23.903 | 23.903 | 23.903 | 23.903 | 23.903 | 23.903 | 23.903 | 23.903 | 23.903 | 23.903 | 23.903 | 23.903 | 23.903 | 23.903 | 23.903 | 23.903 | 23.903 | 23.903 | 23.903 | 23.903 | 23.903 | 23.903 | 23.903 | 23.903 | 23.903 | 23.903 | 0 | 0 | 0 | 0 | 0 | 0 | 0 | 0 | 0 | 0 | 0 | 0 | 0 | 0 | 0 | 0 | 0 | 0 | 0 | 0 | 0 | 0 | 0 | 0 | 0 | 0 | 0 | 0 | 0 | 0 | 0 | 0 | 0 | 0 | 0 | 0 | 0 | 0 | 0 | 0 | 0 | 0 | 0 | 0 | 0 | 0 | 0 | 0 | 0 | 0 | 0 | 0 | 0 | 0 | 0 | 0 | 0 | 0 | 0 | 0 | 0 | 0 | 0 | 0 | 0 | 0 | 0 | 0 | 0 | 0 | 0 | 0 | 0 | 0 | 0 | 0 | 0 | 0 | 0 | 0 | 0 | 0 | 0 | 0 | 0 | 0 | 0 | 0 | 0 | 0 | 0 | 0 | 0 | 0 | 0 | 0 | 0 | 0 | 0 | 0 | 0 | 0 | 0 | 0 | 0 | 0 | 0 | 0 | 0 | 0 | 0 | 0 | EnergyStar Front Loading Clothers Washer | EnergyStar Front Loading Clothers Washer | EnergyStar Front Loading Clothers Washer | EnergyStar Front Loading Clothers Washer | EnergyStar Front Loading Clothers Washer | EnergyStar Front Loading Clothers Washer | EnergyStar Front Loading Clothers Washer | EnergyStar Front Loading Clothers Washer | EnergyStar Front Loading Clothers Washer | EnergyStar Front Loading Clothers Washer | EnergyStar Front Loading Clothers Washer | EnergyStar Front Loading Clothers Washer | EnergyStar Front Loading Clothers Washer | EnergyStar Front Loading Clothers Washer | EnergyStar Front Loading Clothers Washer | EnergyStar Front Loading Clothers Washer | EnergyStar Front Loading Clothers Washer | EnergyStar Front Loading Clothers Washer | EnergyStar Front Loading Clothers Washer | EnergyStar Front Loading Clothers Washer | EnergyStar Front Loading Clothers Washer | EnergyStar Front Loading Clothers Washer | EnergyStar Front Loading Clothers Washer | EnergyStar Front Loading Clothers Washer | EnergyStar Front Loading Clothers Washer | EnergyStar Front Loading Clothers Washer | EnergyStar Front Loading Clothers Washer | EnergyStar Front Loading Clothers Washer | 668.9719 | 668.9719 | 668.9719 | 668.9719 | 668.9719 | 668.9719 | 668.9719 | 668.9719 | 668.9719 | 668.9719 | 668.9719 | 668.9719 | 668.9719 | 668.9719 | 668.9719 | 668.9719 | 668.9719 | 668.9719 | 668.9719 | 668.9719 | 668.9719 | 668.9719 | 668.9719 | 668.9719 | 668.9719 | 668.9719 | 668.9719 | 668.9719 | 23.903 | 23.903 | 23.903 | 23.903 | 23.903 | 23.903 | 23.903 | 23.903 | 23.903 | 23.903 | 23.903 | 23.903 | 23.903 | 23.903 | 23.903 | 23.903 | 23.903 | 23.903 | 23.903 | 23.903 | 23.903 | 23.903 | 23.903 | 23.903 | 23.903 | 23.903 | 23.903 | 23.903 | 0 | 0 | 0 | 0 | 0 | 0 | 0 | 0 | 0 | 0 | 0 | 0 | 0 | 0 | 0 | 0 | 0 | 0 | 0 | 0 | 0 | 0 | 0 | 0 | 0 | 0 | 0 | 0 | 0 | 0 | 0 | 0 | 0 | 0 | 0 | 0 | 0 | 0 | 0 | 0 | 0 | 0 | 0 | 0 | 0 | 0 | 0 | 0 | 0 | 0 | 0 | 0 | 0 | 0 | 0 | 0 | 0 | 0 | 0 | 0 | 0 | 0 | 0 | 0 | 0 | 0 | 0 | 0 | 0 | 0 | 0 | 0 | 0 | 0 | 0 | 0 | 0 | 0 | 0 | 0 | 0 | 0 | 0 | 0 | 0 | 0
Strategic Energy Management_Lodging_Existing_Implementation of strategic energy management program. | Strategic Energy Management_Lodging_Existing | Strategic Energy Management_Commercial_Existing_No strategic energy management._Implementation of strategic energy management program. | Commercial | Lodging | Existing | Water Heating | Natural Gas | Strategic Energy Management | NEQ | No strategic energy management. | 3 | 3 | 3 | 0.0071456 | 0 | 0 | 0 | 0 | RetroEven20 | 0.03333333333333333 | TBD | A | WCM648 | 0.7 | 0.42 | sqft | 0.0321 | 4088.0644693350278 | 4088.0645 | 3224.388877221991 | 3224.3889 | 2021 Power Plan - Com-EM-2021P_V4 - Commercial SEM, Northwest Power and Conservation Council (NWPCC), 2021 Power Plan Conservation Supply Workbooks. January 2022. | 2021 Power Plan - Com-EM-2021P_V4 - Commercial SEM, Northwest Power and Conservation Council (NWPCC), 2021 Power Plan Conservation Supply Workbooks. January 2022. | 2021 Power Plan - Com-EM-2021P_V4 - Commercial SEM, Northwest Power and Conservation Council (NWPCC), 2021 Power Plan Conservation Supply Workbooks. January 2022. | 0 | 0 | 0.11012 | No strategic energy management. | No strategic energy management. | No strategic energy management. | No strategic energy management. | No strategic energy management. | No strategic energy management. | No strategic energy management. | No strategic energy management. | No strategic energy management. | No strategic energy management. | No strategic energy management. | No strategic energy management. | No strategic energy management. | No strategic energy management. | No strategic energy management. | No strategic energy management. | No strategic energy management. | No strategic energy management. | No strategic energy management. | No strategic energy management. | No strategic energy management. | No strategic energy management. | No strategic energy management. | No strategic energy management. | No strategic energy management. | No strategic energy management. | No strategic energy management. | No strategic energy management. | 0 | 0 | 0 | 0 | 0 | 0 | 0 | 0 | 0 | 0 | 0 | 0 | 0 | 0 | 0 | 0 | 0 | 0 | 0 | 0 | 0 | 0 | 0 | 0 | 0 | 0 | 0 | 0 | 0 | 0 | 0 | 0 | 0 | 0 | 0 | 0 | 0 | 0 | 0 | 0 | 0 | 0 | 0 | 0 | 0 | 0 | 0 | 0 | 0 | 0 | 0 | 0 | 0 | 0 | 0 | 0 | 0 | 0 | 0 | 0 | 0 | 0 | 0 | 0 | 0 | 0 | 0 | 0 | 0 | 0 | 0 | 0 | 0 | 0 | 0 | 0 | 0 | 0 | 0 | 0 | 0 | 0 | 0 | 0 | 0 | 0 | 0 | 0 | 0 | 0 | 0 | 0 | 0 | 0 | 0 | 0 | 0 | 0 | 0 | 0 | 0 | 0 | 0 | 0 | 0 | 0 | 0 | 0 | 0 | 0 | 0 | 0 | Implementation of strategic energy management program. | Implementation of strategic energy management program. | Implementation of strategic energy management program. | Implementation of strategic energy management program. | Implementation of strategic energy management program. | Implementation of strategic energy management program. | Implementation of strategic energy management program. | Implementation of strategic energy management program. | Implementation of strategic energy management program. | Implementation of strategic energy management program. | Implementation of strategic energy management program. | Implementation of strategic energy management program. | Implementation of strategic energy management program. | Implementation of strategic energy management program. | Implementation of strategic energy management program. | Implementation of strategic energy management program. | Implementation of strategic energy management program. | Implementation of strategic energy management program. | Implementation of strategic energy management program. | Implementation of strategic energy management program. | Implementation of strategic energy management program. | Implementation of strategic energy management program. | Implementation of strategic energy management program. | Implementation of strategic energy management program. | Implementation of strategic energy management program. | Implementation of strategic energy management program. | Implementation of strategic energy management program. | Implementation of strategic energy management program. | 0.1101 | 0.1101 | 0.1101 | 0.1101 | 0.1101 | 0.1101 | 0.1101 | 0.1101 | 0.1101 | 0.1101 | 0.1101 | 0.1101 | 0.1101 | 0.1101 | 0.1101 | 0.1101 | 0.1101 | 0.1101 | 0.1101 | 0.1101 | 0.1101 | 0.1101 | 0.1101 | 0.1101 | 0.1101 | 0.1101 | 0.1101 | 0.1101 | 0.0071 | 0.0071 | 0.0071 | 0.0071 | 0.0071 | 0.0071 | 0.0071 | 0.0071 | 0.0071 | 0.0071 | 0.0071 | 0.0071 | 0.0071 | 0.0071 | 0.0071 | 0.0071 | 0.0071 | 0.0071 | 0.0071 | 0.0071 | 0.0071 | 0.0071 | 0.0071 | 0.0071 | 0.0071 | 0.0071 | 0.0071 | 0.0071 | 0 | 0 | 0 | 0 | 0 | 0 | 0 | 0 | 0 | 0 | 0 | 0 | 0 | 0 | 0 | 0 | 0 | 0 | 0 | 0 | 0 | 0 | 0 | 0 | 0 | 0 | 0 | 0 | 0 | 0 | 0 | 0 | 0 | 0 | 0 | 0 | 0 | 0 | 0 | 0 | 0 | 0 | 0 | 0 | 0 | 0 | 0 | 0 | 0 | 0 | 0 | 0 | 0 | 0 | 0 | 0 | 0 | 0 | 0 | 0 | 0 | 0 | 0 | 0 | 0 | 0 | 0 | 0 | 0 | 0 | 0 | 0 | 0 | 0 | 0 | 0 | 0 | 0 | 0 | 0 | 0 | 0 | 0 | 0 | 0 | 0 | 0 | 0 | 0 | 0 | 0 | 0 | 0 | 0 | 0 | 0 | 0 | 0 | 0 | 0 | 0 | 0 | 0 | 0 | 0 | 0 | 0 | 0 | 0 | 0 | 0 | 0 | Implementation of strategic energy management program. | Implementation of strategic energy management program. | Implementation of strategic energy management program. | Implementation of strategic energy management program. | Implementation of strategic energy management program. | Implementation of strategic energy management program. | Implementation of strategic energy management program. | Implementation of strategic energy management program. | Implementation of strategic energy management program. | Implementation of strategic energy management program. | Implementation of strategic energy management program. | Implementation of strategic energy management program. | Implementation of strategic energy management program. | Implementation of strategic energy management program. | Implementation of strategic energy management program. | Implementation of strategic energy management program. | Implementation of strategic energy management program. | Implementation of strategic energy management program. | Implementation of strategic energy management program. | Implementation of strategic energy management program. | Implementation of strategic energy management program. | Implementation of strategic energy management program. | Implementation of strategic energy management program. | Implementation of strategic energy management program. | Implementation of strategic energy management program. | Implementation of strategic energy management program. | Implementation of strategic energy management program. | Implementation of strategic energy management program. | 0.1101 | 0.1101 | 0.1101 | 0.1101 | 0.1101 | 0.1101 | 0.1101 | 0.1101 | 0.1101 | 0.1101 | 0.1101 | 0.1101 | 0.1101 | 0.1101 | 0.1101 | 0.1101 | 0.1101 | 0.1101 | 0.1101 | 0.1101 | 0.1101 | 0.1101 | 0.1101 | 0.1101 | 0.1101 | 0.1101 | 0.1101 | 0.1101 | 0.0071 | 0.0071 | 0.0071 | 0.0071 | 0.0071 | 0.0071 | 0.0071 | 0.0071 | 0.0071 | 0.0071 | 0.0071 | 0.0071 | 0.0071 | 0.0071 | 0.0071 | 0.0071 | 0.0071 | 0.0071 | 0.0071 | 0.0071 | 0.0071 | 0.0071 | 0.0071 | 0.0071 | 0.0071 | 0.0071 | 0.0071 | 0.0071 | 0 | 0 | 0 | 0 | 0 | 0 | 0 | 0 | 0 | 0 | 0 | 0 | 0 | 0 | 0 | 0 | 0 | 0 | 0 | 0 | 0 | 0 | 0 | 0 | 0 | 0 | 0 | 0 | 0 | 0 | 0 | 0 | 0 | 0 | 0 | 0 | 0 | 0 | 0 | 0 | 0 | 0 | 0 | 0 | 0 | 0 | 0 | 0 | 0 | 0 | 0 | 0 | 0 | 0 | 0 | 0 | 0 | 0 | 0 | 0 | 0 | 0 | 0 | 0 | 0 | 0 | 0 | 0 | 0 | 0 | 0 | 0 | 0 | 0 | 0 | 0 | 0 | 0 | 0 | 0 | 0 | 0 | 0 | 0 | 0 | 0
Strategic Energy Management_Lodging_Existing_Implementation of strategic energy management program. | Strategic Energy Management_Lodging_Existing | Strategic Energy Management_Commercial_Existing_No strategic energy management._Implementation of strategic energy management program. | Commercial | Lodging | Existing | Space Heating | Natural Gas | Strategic Energy Management | NEQ | No strategic energy management. | 3 | 3 | 3 | 0.0062246 | 0 | 0 | 0 | 0 | RetroEven20 | 0.03333333333333333 | TBD | A | WCM647 | 0.7 | 0.42 | sqft | 0.0321 | 4088.0644693350278 | 4088.0645 | 3224.388877221991 | 3224.3889 | 2021 Power Plan - Com-EM-2021P_V4 - Commercial SEM, Northwest Power and Conservation Council (NWPCC), 2021 Power Plan Conservation Supply Workbooks. January 2022. | 2021 Power Plan - Com-EM-2021P_V4 - Commercial SEM, Northwest Power and Conservation Council (NWPCC), 2021 Power Plan Conservation Supply Workbooks. January 2022. | 2021 Power Plan - Com-EM-2021P_V4 - Commercial SEM, Northwest Power and Conservation Council (NWPCC), 2021 Power Plan Conservation Supply Workbooks. January 2022. | 0 | 0 | 0.11012 | No strategic energy management. | No strategic energy management. | No strategic energy management. | No strategic energy management. | No strategic energy management. | No strategic energy management. | No strategic energy management. | No strategic energy management. | No strategic energy management. | No strategic energy management. | No strategic energy management. | No strategic energy management. | No strategic energy management. | No strategic energy management. | No strategic energy management. | No strategic energy management. | No strategic energy management. | No strategic energy management. | No strategic energy management. | No strategic energy management. | No strategic energy management. | No strategic energy management. | No strategic energy management. | No strategic energy management. | No strategic energy management. | No strategic energy management. | No strategic energy management. | No strategic energy management. | 0 | 0 | 0 | 0 | 0 | 0 | 0 | 0 | 0 | 0 | 0 | 0 | 0 | 0 | 0 | 0 | 0 | 0 | 0 | 0 | 0 | 0 | 0 | 0 | 0 | 0 | 0 | 0 | 0 | 0 | 0 | 0 | 0 | 0 | 0 | 0 | 0 | 0 | 0 | 0 | 0 | 0 | 0 | 0 | 0 | 0 | 0 | 0 | 0 | 0 | 0 | 0 | 0 | 0 | 0 | 0 | 0 | 0 | 0 | 0 | 0 | 0 | 0 | 0 | 0 | 0 | 0 | 0 | 0 | 0 | 0 | 0 | 0 | 0 | 0 | 0 | 0 | 0 | 0 | 0 | 0 | 0 | 0 | 0 | 0 | 0 | 0 | 0 | 0 | 0 | 0 | 0 | 0 | 0 | 0 | 0 | 0 | 0 | 0 | 0 | 0 | 0 | 0 | 0 | 0 | 0 | 0 | 0 | 0 | 0 | 0 | 0 | Implementation of strategic energy management program. | Implementation of strategic energy management program. | Implementation of strategic energy management program. | Implementation of strategic energy management program. | Implementation of strategic energy management program. | Implementation of strategic energy management program. | Implementation of strategic energy management program. | Implementation of strategic energy management program. | Implementation of strategic energy management program. | Implementation of strategic energy management program. | Implementation of strategic energy management program. | Implementation of strategic energy management program. | Implementation of strategic energy management program. | Implementation of strategic energy management program. | Implementation of strategic energy management program. | Implementation of strategic energy management program. | Implementation of strategic energy management program. | Implementation of strategic energy management program. | Implementation of strategic energy management program. | Implementation of strategic energy management program. | Implementation of strategic energy management program. | Implementation of strategic energy management program. | Implementation of strategic energy management program. | Implementation of strategic energy management program. | Implementation of strategic energy management program. | Implementation of strategic energy management program. | Implementation of strategic energy management program. | Implementation of strategic energy management program. | 0.1101 | 0.1101 | 0.1101 | 0.1101 | 0.1101 | 0.1101 | 0.1101 | 0.1101 | 0.1101 | 0.1101 | 0.1101 | 0.1101 | 0.1101 | 0.1101 | 0.1101 | 0.1101 | 0.1101 | 0.1101 | 0.1101 | 0.1101 | 0.1101 | 0.1101 | 0.1101 | 0.1101 | 0.1101 | 0.1101 | 0.1101 | 0.1101 | 0.0062 | 0.0062 | 0.0062 | 0.0062 | 0.0062 | 0.0062 | 0.0062 | 0.0062 | 0.0062 | 0.0062 | 0.0062 | 0.0062 | 0.0062 | 0.0062 | 0.0062 | 0.0062 | 0.0062 | 0.0062 | 0.0062 | 0.0062 | 0.0062 | 0.0062 | 0.0062 | 0.0062 | 0.0062 | 0.0062 | 0.0062 | 0.0062 | 0 | 0 | 0 | 0 | 0 | 0 | 0 | 0 | 0 | 0 | 0 | 0 | 0 | 0 | 0 | 0 | 0 | 0 | 0 | 0 | 0 | 0 | 0 | 0 | 0 | 0 | 0 | 0 | 0 | 0 | 0 | 0 | 0 | 0 | 0 | 0 | 0 | 0 | 0 | 0 | 0 | 0 | 0 | 0 | 0 | 0 | 0 | 0 | 0 | 0 | 0 | 0 | 0 | 0 | 0 | 0 | 0 | 0 | 0 | 0 | 0 | 0 | 0 | 0 | 0 | 0 | 0 | 0 | 0 | 0 | 0 | 0 | 0 | 0 | 0 | 0 | 0 | 0 | 0 | 0 | 0 | 0 | 0 | 0 | 0 | 0 | 0 | 0 | 0 | 0 | 0 | 0 | 0 | 0 | 0 | 0 | 0 | 0 | 0 | 0 | 0 | 0 | 0 | 0 | 0 | 0 | 0 | 0 | 0 | 0 | 0 | 0 | Implementation of strategic energy management program. | Implementation of strategic energy management program. | Implementation of strategic energy management program. | Implementation of strategic energy management program. | Implementation of strategic energy management program. | Implementation of strategic energy management program. | Implementation of strategic energy management program. | Implementation of strategic energy management program. | Implementation of strategic energy management program. | Implementation of strategic energy management program. | Implementation of strategic energy management program. | Implementation of strategic energy management program. | Implementation of strategic energy management program. | Implementation of strategic energy management program. | Implementation of strategic energy management program. | Implementation of strategic energy management program. | Implementation of strategic energy management program. | Implementation of strategic energy management program. | Implementation of strategic energy management program. | Implementation of strategic energy management program. | Implementation of strategic energy management program. | Implementation of strategic energy management program. | Implementation of strategic energy management program. | Implementation of strategic energy management program. | Implementation of strategic energy management program. | Implementation of strategic energy management program. | Implementation of strategic energy management program. | Implementation of strategic energy management program. | 0.1101 | 0.1101 | 0.1101 | 0.1101 | 0.1101 | 0.1101 | 0.1101 | 0.1101 | 0.1101 | 0.1101 | 0.1101 | 0.1101 | 0.1101 | 0.1101 | 0.1101 | 0.1101 | 0.1101 | 0.1101 | 0.1101 | 0.1101 | 0.1101 | 0.1101 | 0.1101 | 0.1101 | 0.1101 | 0.1101 | 0.1101 | 0.1101 | 0.0062 | 0.0062 | 0.0062 | 0.0062 | 0.0062 | 0.0062 | 0.0062 | 0.0062 | 0.0062 | 0.0062 | 0.0062 | 0.0062 | 0.0062 | 0.0062 | 0.0062 | 0.0062 | 0.0062 | 0.0062 | 0.0062 | 0.0062 | 0.0062 | 0.0062 | 0.0062 | 0.0062 | 0.0062 | 0.0062 | 0.0062 | 0.0062 | 0 | 0 | 0 | 0 | 0 | 0 | 0 | 0 | 0 | 0 | 0 | 0 | 0 | 0 | 0 | 0 | 0 | 0 | 0 | 0 | 0 | 0 | 0 | 0 | 0 | 0 | 0 | 0 | 0 | 0 | 0 | 0 | 0 | 0 | 0 | 0 | 0 | 0 | 0 | 0 | 0 | 0 | 0 | 0 | 0 | 0 | 0 | 0 | 0 | 0 | 0 | 0 | 0 | 0 | 0 | 0 | 0 | 0 | 0 | 0 | 0 | 0 | 0 | 0 | 0 | 0 | 0 | 0 | 0 | 0 | 0 | 0 | 0 | 0 | 0 | 0 | 0 | 0 | 0 | 0 | 0 | 0 | 0 | 0 | 0 | 0
Ventilation - Demand Controlled_Office_Existing_new CO2 sensors installed on return air systems where no other sensors were previously installed | Ventilation - Demand Controlled_Office_Existing | Ventilation - Demand Controlled_Commercial_Existing_space with no demand control capability_new CO2 sensors installed on return air systems where no other sensors were previously installed | Commercial | Office | Existing | Space Heating | Natural Gas | Ventilation - Demand Controlled | NEQ | space with no demand control capability | 10 | 10 | 10 | 0.020552 | 0 | 0 | 0.075013 | 0.6144 | Retro3Slow | 0.004128203794943829 | TBD | A | WCM11 | 0.7 | 0.42 | sqft | 0.0321 | 4423.388664512064 | 4423.3887 | 3488.8699325728976 | 3488.8699 | IL TRM v13 - 4.4.19 - Demand Controlled Ventilation - CI-HVC-DCV-V07-240101 | IL TRM v13 - 4.4.19 - Demand Controlled Ventilation - CI-HVC-DCV-V07-240101 | IL TRM v13 - 4.4.19 - Demand Controlled Ventilation - CI-HVC-DCV-V07-240101 | 0 | 0 | 0.53487 | space with no demand control capability | space with no demand control capability | space with no demand control capability | space with no demand control capability | space with no demand control capability | space with no demand control capability | space with no demand control capability | space with no demand control capability | space with no demand control capability | space with no demand control capability | space with no demand control capability | space with no demand control capability | space with no demand control capability | space with no demand control capability | space with no demand control capability | space with no demand control capability | space with no demand control capability | space with no demand control capability | space with no demand control capability | space with no demand control capability | space with no demand control capability | space with no demand control capability | space with no demand control capability | space with no demand control capability | space with no demand control capability | space with no demand control capability | space with no demand control capability | space with no demand control capability | 0 | 0 | 0 | 3475.9473 | 5366.4127 | 10514.5386 | 17974.2186 | 27220.9272 | 36954.3769 | 45433.0978 | 51036.7576 | 52804.2203 | 50677.6203 | 45403.2697 | 38186.8488 | 30289.0275 | 22747.7647 | 16231.0484 | 11032.9917 | 7166.45 | 4457.7874 | 2232.3926 | 1463.4629 | 0 | 0 | 0 | 0 | 0 | 0 | 0 | 0 | 3475.9473 | 8780.3627 | 19116.3243 | 36647.7365 | 62900.0792 | 97948.2381 | 140049.786 | 185885.3402 | 231389.6471 | 272748.4434 | 307219.413 | 333489.4643 | 351488.2696 | 362145.3142 | 366915.3148 | 367331.9232 | 365065.6391 | 361303.8252 | 356718.1821 | 352237.6803 | 347645.8527 | 343409.9571 | 339502.2271 | 335897.0873 | 332570.9768 | 0 | 0 | 0 | 173470.8211913235 | 272680.0295590274 | 545360.0591180549 | 954380.1034565964 | 1484591.2720435935 | 2078427.7808610292 | 2645271.721095858 | 3086150.3412785004 | 3323546.521376845 | 3323546.521376844 | 3101976.753285058 | 2714229.6591244233 | 2235247.9545730534 | 1738526.186890154 | 1281019.2956032746 | 896713.5069222895 | 597809.0046148594 | 380423.9120276386 | 194174.74755832646 | 129449.83170555093 | 0 | 0 | 0 | 0 | 0 | 0 | 0 | 0 | 173470.8211913235 | 446150.8507503509 | 991510.9098684059 | 1945891.0133250023 | 3430482.2853685957 | 5508910.066229625 | 8154181.787325483 | 11240332.128603984 | 14563878.649980828 | 17887425.171357673 | 20989401.92464273 | 23703631.583767153 | 25938879.538340207 | 27677405.725230362 | 28958425.020833638 | 29855138.527755927 | 30452947.532370787 | 30833371.444398426 | 31027546.19195675 | 31156996.023662303 | 31156996.023662303 | 31156996.023662303 | 31156996.023662303 | 31156996.023662303 | 31156996.023662303 | new CO2 sensors installed on return air systems where no other sensors were previously installed | new CO2 sensors installed on return air systems where no other sensors were previously installed | new CO2 sensors installed on return air systems where no other sensors were previously installed | new CO2 sensors installed on return air systems where no other sensors were previously installed | new CO2 sensors installed on return air systems where no other sensors were previously installed | new CO2 sensors installed on return air systems where no other sensors were previously installed | new CO2 sensors installed on return air systems where no other sensors were previously installed | new CO2 sensors installed on return air systems where no other sensors were previously installed | new CO2 sensors installed on return air systems where no other sensors were previously installed | new CO2 sensors installed on return air systems where no other sensors were previously installed | new CO2 sensors installed on return air systems where no other sensors were previously installed | new CO2 sensors installed on return air systems where no other sensors were previously installed | new CO2 sensors installed on return air systems where no other sensors were previously installed | new CO2 sensors installed on return air systems where no other sensors were previously installed | new CO2 sensors installed on return air systems where no other sensors were previously installed | new CO2 sensors installed on return air systems where no other sensors were previously installed | new CO2 sensors installed on return air systems where no other sensors were previously installed | new CO2 sensors installed on return air systems where no other sensors were previously installed | new CO2 sensors installed on return air systems where no other sensors were previously installed | new CO2 sensors installed on return air systems where no other sensors were previously installed | new CO2 sensors installed on return air systems where no other sensors were previously installed | new CO2 sensors installed on return air systems where no other sensors were previously installed | new CO2 sensors installed on return air systems where no other sensors were previously installed | new CO2 sensors installed on return air systems where no other sensors were previously installed | new CO2 sensors installed on return air systems where no other sensors were previously installed | new CO2 sensors installed on return air systems where no other sensors were previously installed | new CO2 sensors installed on return air systems where no other sensors were previously installed | new CO2 sensors installed on return air systems where no other sensors were previously installed | 0.5349 | 0.5349 | 0.5349 | 0.5349 | 0.5349 | 0.5349 | 0.5349 | 0.5349 | 0.5349 | 0.5349 | 0.5349 | 0.5349 | 0.5349 | 0.5349 | 0.5349 | 0.5349 | 0.5349 | 0.5349 | 0.5349 | 0.5349 | 0.5349 | 0.5349 | 0.5349 | 0.5349 | 0.5349 | 0.5349 | 0.5349 | 0.5349 | 0.0206 | 0.0206 | 0.0206 | 0.0206 | 0.0206 | 0.0206 | 0.0206 | 0.0206 | 0.0206 | 0.0206 | 0.0206 | 0.0206 | 0.0206 | 0.0206 | 0.0206 | 0.0206 | 0.0206 | 0.0206 | 0.0206 | 0.0206 | 0.0206 | 0.0206 | 0.0206 | 0.0206 | 0.0206 | 0.0206 | 0.0206 | 0.0206 | 0 | 0 | 0 | 0 | 0 | 0 | 0 | 0 | 0 | 0 | 0 | 0 | 0 | 0 | 0 | 0 | 0 | 0 | 0 | 0 | 0 | 0 | 0 | 0 | 0 | 0 | 0 | 0 | 0 | 0 | 0 | 0 | 0 | 0 | 0 | 0 | 0 | 0 | 0 | 0 | 0 | 0 | 0 | 0 | 0 | 0 | 0 | 0 | 0 | 0 | 0 | 0 | 0 | 0 | 0 | 0 | 0 | 0 | 0 | 0 | 0 | 0 | 0 | 0 | 0 | 0 | 0 | 0 | 0 | 0 | 0 | 0 | 0 | 0 | 0 | 0 | 0 | 0 | 0 | 0 | 0 | 0 | 0 | 0 | 0 | 0 | 0 | 0 | 0 | 0 | 0 | 0 | 0 | 0 | 0 | 0 | 0 | 0 | 0 | 0 | 0 | 0 | 0 | 0 | 0 | 0 | 0 | 0 | 0 | 0 | 0 | 0 | new CO2 sensors installed on return air systems where no other sensors were previously installed | new CO2 sensors installed on return air systems where no other sensors were previously installed | new CO2 sensors installed on return air systems where no other sensors were previously installed | new CO2 sensors installed on return air systems where no other sensors were previously installed | new CO2 sensors installed on return air systems where no other sensors were previously installed | new CO2 sensors installed on return air systems where no other sensors were previously installed | new CO2 sensors installed on return air systems where no other sensors were previously installed | new CO2 sensors installed on return air systems where no other sensors were previously installed | new CO2 sensors installed on return air systems where no other sensors were previously installed | new CO2 sensors installed on return air systems where no other sensors were previously installed | new CO2 sensors installed on return air systems where no other sensors were previously installed | new CO2 sensors installed on return air systems where no other sensors were previously installed | new CO2 sensors installed on return air systems where no other sensors were previously installed | new CO2 sensors installed on return air systems where no other sensors were previously installed | new CO2 sensors installed on return air systems where no other sensors were previously installed | new CO2 sensors installed on return air systems where no other sensors were previously installed | new CO2 sensors installed on return air systems where no other sensors were previously installed | new CO2 sensors installed on return air systems where no other sensors were previously installed | new CO2 sensors installed on return air systems where no other sensors were previously installed | new CO2 sensors installed on return air systems where no other sensors were previously installed | new CO2 sensors installed on return air systems where no other sensors were previously installed | new CO2 sensors installed on return air systems where no other sensors were previously installed | new CO2 sensors installed on return air systems where no other sensors were previously installed | new CO2 sensors installed on return air systems where no other sensors were previously installed | new CO2 sensors installed on return air systems where no other sensors were previously installed | new CO2 sensors installed on return air systems where no other sensors were previously installed | new CO2 sensors installed on return air systems where no other sensors were previously installed | new CO2 sensors installed on return air systems where no other sensors were previously installed | 0.5349 | 0.5349 | 0.5349 | 0.5349 | 0.5349 | 0.5349 | 0.5349 | 0.5349 | 0.5349 | 0.5349 | 0.5349 | 0.5349 | 0.5349 | 0.5349 | 0.5349 | 0.5349 | 0.5349 | 0.5349 | 0.5349 | 0.5349 | 0.5349 | 0.5349 | 0.5349 | 0.5349 | 0.5349 | 0.5349 | 0.5349 | 0.5349 | 0.0206 | 0.0206 | 0.0206 | 0.0206 | 0.0206 | 0.0206 | 0.0206 | 0.0206 | 0.0206 | 0.0206 | 0.0206 | 0.0206 | 0.0206 | 0.0206 | 0.0206 | 0.0206 | 0.0206 | 0.0206 | 0.0206 | 0.0206 | 0.0206 | 0.0206 | 0.0206 | 0.0206 | 0.0206 | 0.0206 | 0.0206 | 0.0206 | 0 | 0 | 0 | 0 | 0 | 0 | 0 | 0 | 0 | 0 | 0 | 0 | 0 | 0 | 0 | 0 | 0 | 0 | 0 | 0 | 0 | 0 | 0 | 0 | 0 | 0 | 0 | 0 | 0 | 0 | 0 | 0 | 0 | 0 | 0 | 0 | 0 | 0 | 0 | 0 | 0 | 0 | 0 | 0 | 0 | 0 | 0 | 0 | 0 | 0 | 0 | 0 | 0 | 0 | 0 | 0 | 0 | 0 | 0 | 0 | 0 | 0 | 0 | 0 | 0 | 0 | 0 | 0 | 0 | 0 | 0 | 0 | 0 | 0 | 0 | 0 | 0 | 0 | 0 | 0 | 0 | 0 | 0 | 0 | 0 | 0
Ventilation - Demand Controlled_Restaurant_Existing_new CO2 sensors installed on return air systems where no other sensors were previously installed | Ventilation - Demand Controlled_Restaurant_Existing | Ventilation - Demand Controlled_Commercial_Existing_space with no demand control capability_new CO2 sensors installed on return air systems where no other sensors were previously installed | Commercial | Restaurant | Existing | Space Heating | Natural Gas | Ventilation - Demand Controlled | NEQ | space with no demand control capability | 10 | 10 | 10 | 0.027194 | 0 | 0 | 0.26696 | 0.30867 | Retro3Slow | 0.004128203794943829 | TBD | A | WCM111 | 0.7 | 0.42 | sqft | 0.0321 | 3323.6451806628684 | 3323.6452 | 2621.466621367898 | 2621.4666 | IL TRM v13 - 4.4.19 - Demand Controlled Ventilation - CI-HVC-DCV-V07-240101 | IL TRM v13 - 4.4.19 - Demand Controlled Ventilation - CI-HVC-DCV-V07-240101 | IL TRM v13 - 4.4.19 - Demand Controlled Ventilation - CI-HVC-DCV-V07-240101 | 0 | 0 | 0.53487 | space with no demand control capability | space with no demand control capability | space with no demand control capability | space with no demand control capability | space with no demand control capability | space with no demand control capability | space with no demand control capability | space with no demand control capability | space with no demand control capability | space with no demand control capability | space with no demand control capability | space with no demand control capability | space with no demand control capability | space with no demand control capability | space with no demand control capability | space with no demand control capability | space with no demand control capability | space with no demand control capability | space with no demand control capability | space with no demand control capability | space with no demand control capability | space with no demand control capability | space with no demand control capability | space with no demand control capability | space with no demand control capability | space with no demand control capability | space with no demand control capability | space with no demand control capability | 0 | 0 | 0 | 49.6586 | 76.6159 | 150.1171 | 256.8183 | 389.6187 | 530.6304 | 655.361 | 740.355 | 770.8102 | 744.4333 | 670.7757 | 566.6783 | 450.7343 | 338.7542 | 241.3011 | 163.3129 | 105.4059 | 65.0198 | 32.24 | 20.9154 | 2.0728e-16 | 2.0238e-16 | 1.9787e-16 | 1.937e-16 | 1.8985e-16 | 0 | 0 | 0 | 49.6586 | 125.3566 | 272.9256 | 523.6282 | 900.3018 | 1406.4454 | 2020.1828 | 2696.5104 | 3377.7129 | 4006.5617 | 4538.7769 | 4948.8566 | 5230.5351 | 5392.9797 | 5454.7976 | 5437.333 | 5369.4732 | 5269.8603 | 5151.6848 | 5034.0822 | 4908.3592 | 4792.3912 | 4685.4158 | 4586.7308 | 4495.6899 | 0 | 0 | 0 | 1873.5637676931672 | 2945.0683408700465 | 5890.136681740096 | 10307.73919304517 | 16034.260966959147 | 22447.9653537428 | 28570.137722945376 | 33331.82734343628 | 35895.81406216214 | 35895.81406216213 | 33502.759791351345 | 29314.914817432404 | 24141.69455553256 | 18776.873543192007 | 13835.591031825723 | 9684.91372227797 | 6456.609148185313 | 4108.751276117932 | 2097.175589115409 | 1398.1170594102725 | 1.4210854715202004E-14 | 1.4210854715202004E-14 | 1.4210854715202004E-14 | 1.4210854715202004E-14 | 1.4210854715202004E-14 | 0 | 0 | 0 | 1873.5637676931672 | 4818.6321085632135 | 10708.76879030331 | 21016.507983348478 | 37050.768950307625 | 59498.73430405042 | 88068.8720269958 | 121400.69937043208 | 157296.51343259422 | 193192.32749475635 | 226695.0872861077 | 256010.00210354012 | 280151.69665907265 | 298928.57020226464 | 312764.16123409034 | 322449.0749563683 | 328905.6841045536 | 333014.4353806715 | 335111.61096978694 | 336509.7280291972 | 336509.7280291972 | 336509.7280291972 | 336509.7280291972 | 336509.7280291972 | 336509.7280291972 | new CO2 sensors installed on return air systems where no other sensors were previously installed | new CO2 sensors installed on return air systems where no other sensors were previously installed | new CO2 sensors installed on return air systems where no other sensors were previously installed | new CO2 sensors installed on return air systems where no other sensors were previously installed | new CO2 sensors installed on return air systems where no other sensors were previously installed | new CO2 sensors installed on return air systems where no other sensors were previously installed | new CO2 sensors installed on return air systems where no other sensors were previously installed | new CO2 sensors installed on return air systems where no other sensors were previously installed | new CO2 sensors installed on return air systems where no other sensors were previously installed | new CO2 sensors installed on return air systems where no other sensors were previously installed | new CO2 sensors installed on return air systems where no other sensors were previously installed | new CO2 sensors installed on return air systems where no other sensors were previously installed | new CO2 sensors installed on return air systems where no other sensors were previously installed | new CO2 sensors installed on return air systems where no other sensors were previously installed | new CO2 sensors installed on return air systems where no other sensors were previously installed | new CO2 sensors installed on return air systems where no other sensors were previously installed | new CO2 sensors installed on return air systems where no other sensors were previously installed | new CO2 sensors installed on return air systems where no other sensors were previously installed | new CO2 sensors installed on return air systems where no other sensors were previously installed | new CO2 sensors installed on return air systems where no other sensors were previously installed | new CO2 sensors installed on return air systems where no other sensors were previously installed | new CO2 sensors installed on return air systems where no other sensors were previously installed | new CO2 sensors installed on return air systems where no other sensors were previously installed | new CO2 sensors installed on return air systems where no other sensors were previously installed | new CO2 sensors installed on return air systems where no other sensors were previously installed | new CO2 sensors installed on return air systems where no other sensors were previously installed | new CO2 sensors installed on return air systems where no other sensors were previously installed | new CO2 sensors installed on return air systems where no other sensors were previously installed | 0.5349 | 0.5349 | 0.5349 | 0.5349 | 0.5349 | 0.5349 | 0.5349 | 0.5349 | 0.5349 | 0.5349 | 0.5349 | 0.5349 | 0.5349 | 0.5349 | 0.5349 | 0.5349 | 0.5349 | 0.5349 | 0.5349 | 0.5349 | 0.5349 | 0.5349 | 0.5349 | 0.5349 | 0.5349 | 0.5349 | 0.5349 | 0.5349 | 0.0272 | 0.0272 | 0.0272 | 0.0272 | 0.0272 | 0.0272 | 0.0272 | 0.0272 | 0.0272 | 0.0272 | 0.0272 | 0.0272 | 0.0272 | 0.0272 | 0.0272 | 0.0272 | 0.0272 | 0.0272 | 0.0272 | 0.0272 | 0.0272 | 0.0272 | 0.0272 | 0.0272 | 0.0272 | 0.0272 | 0.0272 | 0.0272 | 0 | 0 | 0 | 0 | 0 | 0 | 0 | 0 | 0 | 0 | 0 | 0 | 0 | 0 | 0 | 0 | 0 | 0 | 0 | 0 | 0 | 0 | 0 | 0 | 0 | 0 | 0 | 0 | 0 | 0 | 0 | 0 | 0 | 0 | 0 | 0 | 0 | 0 | 0 | 0 | 0 | 0 | 0 | 0 | 0 | 0 | 0 | 0 | 0 | 0 | 0 | 0 | 0 | 0 | 0 | 0 | 0 | 0 | 0 | 0 | 0 | 0 | 0 | 0 | 0 | 0 | 0 | 0 | 0 | 0 | 0 | 0 | 0 | 0 | 0 | 0 | 0 | 0 | 0 | 0 | 0 | 0 | 0 | 0 | 0 | 0 | 0 | 0 | 0 | 0 | 0 | 0 | 0 | 0 | 0 | 0 | 0 | 0 | 0 | 0 | 0 | 0 | 0 | 0 | 0 | 0 | 0 | 0 | 0 | 0 | 0 | 0 | new CO2 sensors installed on return air systems where no other sensors were previously installed | new CO2 sensors installed on return air systems where no other sensors were previously installed | new CO2 sensors installed on return air systems where no other sensors were previously installed | new CO2 sensors installed on return air systems where no other sensors were previously installed | new CO2 sensors installed on return air systems where no other sensors were previously installed | new CO2 sensors installed on return air systems where no other sensors were previously installed | new CO2 sensors installed on return air systems where no other sensors were previously installed | new CO2 sensors installed on return air systems where no other sensors were previously installed | new CO2 sensors installed on return air systems where no other sensors were previously installed | new CO2 sensors installed on return air systems where no other sensors were previously installed | new CO2 sensors installed on return air systems where no other sensors were previously installed | new CO2 sensors installed on return air systems where no other sensors were previously installed | new CO2 sensors installed on return air systems where no other sensors were previously installed | new CO2 sensors installed on return air systems where no other sensors were previously installed | new CO2 sensors installed on return air systems where no other sensors were previously installed | new CO2 sensors installed on return air systems where no other sensors were previously installed | new CO2 sensors installed on return air systems where no other sensors were previously installed | new CO2 sensors installed on return air systems where no other sensors were previously installed | new CO2 sensors installed on return air systems where no other sensors were previously installed | new CO2 sensors installed on return air systems where no other sensors were previously installed | new CO2 sensors installed on return air systems where no other sensors were previously installed | new CO2 sensors installed on return air systems where no other sensors were previously installed | new CO2 sensors installed on return air systems where no other sensors were previously installed | new CO2 sensors installed on return air systems where no other sensors were previously installed | new CO2 sensors installed on return air systems where no other sensors were previously installed | new CO2 sensors installed on return air systems where no other sensors were previously installed | new CO2 sensors installed on return air systems where no other sensors were previously installed | new CO2 sensors installed on return air systems where no other sensors were previously installed | 0.5349 | 0.5349 | 0.5349 | 0.5349 | 0.5349 | 0.5349 | 0.5349 | 0.5349 | 0.5349 | 0.5349 | 0.5349 | 0.5349 | 0.5349 | 0.5349 | 0.5349 | 0.5349 | 0.5349 | 0.5349 | 0.5349 | 0.5349 | 0.5349 | 0.5349 | 0.5349 | 0.5349 | 0.5349 | 0.5349 | 0.5349 | 0.5349 | 0.0272 | 0.0272 | 0.0272 | 0.0272 | 0.0272 | 0.0272 | 0.0272 | 0.0272 | 0.0272 | 0.0272 | 0.0272 | 0.0272 | 0.0272 | 0.0272 | 0.0272 | 0.0272 | 0.0272 | 0.0272 | 0.0272 | 0.0272 | 0.0272 | 0.0272 | 0.0272 | 0.0272 | 0.0272 | 0.0272 | 0.0272 | 0.0272 | 0 | 0 | 0 | 0 | 0 | 0 | 0 | 0 | 0 | 0 | 0 | 0 | 0 | 0 | 0 | 0 | 0 | 0 | 0 | 0 | 0 | 0 | 0 | 0 | 0 | 0 | 0 | 0 | 0 | 0 | 0 | 0 | 0 | 0 | 0 | 0 | 0 | 0 | 0 | 0 | 0 | 0 | 0 | 0 | 0 | 0 | 0 | 0 | 0 | 0 | 0 | 0 | 0 | 0 | 0 | 0 | 0 | 0 | 0 | 0 | 0 | 0 | 0 | 0 | 0 | 0 | 0 | 0 | 0 | 0 | 0 | 0 | 0 | 0 | 0 | 0 | 0 | 0 | 0 | 0 | 0 | 0 | 0 | 0 | 0 | 0
Commercial Laundry - ENERGY STAR Washer (8.0)_Miscellaneous_Existing_EnergyStar Front Loading Clothers Washer | Commercial Laundry - ENERGY STAR Washer (8.0)_Miscellaneous_Existing | Commercial Laundry - ENERGY STAR Washer (8.0)_Commercial_Existing_Federal Standard Front-Loading Clothes Washer_EnergyStar Front Loading Clothers Washer | Commercial | Miscellaneous | Existing | Miscellaneous | Natural Gas | Commercial Laundry - ENERGY STAR Washer (8.0) | NEQ | Federal Standard Front-Loading Clothes Washer | 7 | 7 | 7 | 0 | 0 | 0 | 0.04 | 0.1 | Retro5Med | 8.35569166605469E-06 | TBD | A | WCM839 | 0.7 | 0.42 | Washer | 0.0321 | 4441.928574729947 | 4441.9286 | 3503.492960350383 | 3503.493 | Regional Technical Forum. Commercial Clothes Washers - Unit Energy Savings Workbook, Version 7.1. Northwest Power and Conservation Council. July 18, 2023 | Regional Technical Forum. Commercial Clothes Washers - Unit Energy Savings Workbook, Version 7.1. Northwest Power and Conservation Council. July 18, 2023 | Regional Technical Forum. Commercial Clothes Washers - Unit Energy Savings Workbook, Version 7.1. Northwest Power and Conservation Council. July 18, 2023 | 0 | 0 | 668.9719 | Federal Standard Front-Loading Clothes Washer | Federal Standard Front-Loading Clothes Washer | Federal Standard Front-Loading Clothes Washer | Federal Standard Front-Loading Clothes Washer | Federal Standard Front-Loading Clothes Washer | Federal Standard Front-Loading Clothes Washer | Federal Standard Front-Loading Clothes Washer | Federal Standard Front-Loading Clothes Washer | Federal Standard Front-Loading Clothes Washer | Federal Standard Front-Loading Clothes Washer | Federal Standard Front-Loading Clothes Washer | Federal Standard Front-Loading Clothes Washer | Federal Standard Front-Loading Clothes Washer | Federal Standard Front-Loading Clothes Washer | Federal Standard Front-Loading Clothes Washer | Federal Standard Front-Loading Clothes Washer | Federal Standard Front-Loading Clothes Washer | Federal Standard Front-Loading Clothes Washer | Federal Standard Front-Loading Clothes Washer | Federal Standard Front-Loading Clothes Washer | Federal Standard Front-Loading Clothes Washer | Federal Standard Front-Loading Clothes Washer | Federal Standard Front-Loading Clothes Washer | Federal Standard Front-Loading Clothes Washer | Federal Standard Front-Loading Clothes Washer | Federal Standard Front-Loading Clothes Washer | Federal Standard Front-Loading Clothes Washer | Federal Standard Front-Loading Clothes Washer | 0 | 0 | 0 | 0 | 0 | 0 | 0 | 0 | 0 | 0 | 0 | 0 | 0 | 0 | 0 | 0 | 0 | 0 | 0 | 0 | 0 | 0 | 0 | 0 | 0 | 0 | 0 | 0 | 0 | 0 | 0 | 0 | 0 | 0 | 0 | 0 | 0 | 0 | 0 | 0 | 0 | 0 | 0 | 0 | 0 | 0 | 0 | 0 | 0 | 0 | 0 | 0 | 0 | 0 | 0 | 0 | 0 | 0 | 0 | 3.534196235966128E-06 | 4.339429337598318E-06 | 5.310191608109638E-06 | 6.164295760406036E-06 | 7.031159917624574E-06 | 8.220271109368E-06 | 9.017765063742383E-06 | 9.21228400001476E-06 | 8.681472095507024E-06 | 7.462460612266656E-06 | 5.774767088815426E-06 | 3.821863371451743E-06 | 2.2191464737461733E-06 | 1.0684779318037133E-06 | 4.5204835576310934E-07 | 1.643812202774944E-07 | 5.134529767387588E-08 | 1.11909435246189E-08 | 1.0301390942464202E-09 | 6.867593961642801E-10 | 2.9254033898394143E-26 | 2.9254033898394143E-26 | 2.9254033898394143E-26 | 2.9254033898394143E-26 | 2.9254033898394143E-26 | 0 | 0 | 0 | 3.534196235966128E-06 | 7.873625573564446E-06 | 1.3183817181674083E-05 | 1.9348112942080122E-05 | 2.6379272859704696E-05 | 3.45995439690727E-05 | 4.361730903281508E-05 | 5.282959303282983E-05 | 6.151106512833686E-05 | 6.897352574060352E-05 | 7.474829282941894E-05 | 7.857015620087068E-05 | 8.078930267461686E-05 | 8.185778060642057E-05 | 8.230982896218367E-05 | 8.247421018246117E-05 | 8.252555548013505E-05 | 8.253674642365967E-05 | 8.253777656275392E-05 | 8.253846332215008E-05 | 8.253846332215008E-05 | 8.253846332215008E-05 | 8.253846332215008E-05 | 8.253846332215008E-05 | 8.253846332215008E-05 | EnergyStar Front Loading Clothers Washer | EnergyStar Front Loading Clothers Washer | EnergyStar Front Loading Clothers Washer | EnergyStar Front Loading Clothers Washer | EnergyStar Front Loading Clothers Washer | EnergyStar Front Loading Clothers Washer | EnergyStar Front Loading Clothers Washer | EnergyStar Front Loading Clothers Washer | EnergyStar Front Loading Clothers Washer | EnergyStar Front Loading Clothers Washer | EnergyStar Front Loading Clothers Washer | EnergyStar Front Loading Clothers Washer | EnergyStar Front Loading Clothers Washer | EnergyStar Front Loading Clothers Washer | EnergyStar Front Loading Clothers Washer | EnergyStar Front Loading Clothers Washer | EnergyStar Front Loading Clothers Washer | EnergyStar Front Loading Clothers Washer | EnergyStar Front Loading Clothers Washer | EnergyStar Front Loading Clothers Washer | EnergyStar Front Loading Clothers Washer | EnergyStar Front Loading Clothers Washer | EnergyStar Front Loading Clothers Washer | EnergyStar Front Loading Clothers Washer | EnergyStar Front Loading Clothers Washer | EnergyStar Front Loading Clothers Washer | EnergyStar Front Loading Clothers Washer | EnergyStar Front Loading Clothers Washer | 668.9719 | 668.9719 | 668.9719 | 668.9719 | 668.9719 | 668.9719 | 668.9719 | 668.9719 | 668.9719 | 668.9719 | 668.9719 | 668.9719 | 668.9719 | 668.9719 | 668.9719 | 668.9719 | 668.9719 | 668.9719 | 668.9719 | 668.9719 | 668.9719 | 668.9719 | 668.9719 | 668.9719 | 668.9719 | 668.9719 | 668.9719 | 668.9719 | 0 | 0 | 0 | 0 | 0 | 0 | 0 | 0 | 0 | 0 | 0 | 0 | 0 | 0 | 0 | 0 | 0 | 0 | 0 | 0 | 0 | 0 | 0 | 0 | 0 | 0 | 0 | 0 | 0 | 0 | 0 | 0 | 0 | 0 | 0 | 0 | 0 | 0 | 0 | 0 | 0 | 0 | 0 | 0 | 0 | 0 | 0 | 0 | 0 | 0 | 0 | 0 | 0 | 0 | 0 | 0 | 0 | 0 | 0 | 0 | 0 | 0 | 0 | 0 | 0 | 0 | 0 | 0 | 0 | 0 | 0 | 0 | 0 | 0 | 0 | 0 | 0 | 0 | 0 | 0 | 0 | 0 | 0 | 0 | 0 | 0 | 0 | 0 | 0 | 0 | 0 | 0 | 0 | 0 | 0 | 0 | 0 | 0 | 0 | 0 | 0 | 0 | 0 | 0 | 0 | 0 | 0 | 0 | 0 | 0 | 0 | 0 | 0 | 0 | 0 | 0 | 0 | 0 | 0 | 0 | 0 | 0 | 0 | 0 | 0 | 0 | 0 | 0 | 0 | 0 | 0 | 0 | 0 | 0 | 0 | 0 | 0 | 0 | 0 | 0 | EnergyStar Front Loading Clothers Washer | EnergyStar Front Loading Clothers Washer | EnergyStar Front Loading Clothers Washer | EnergyStar Front Loading Clothers Washer | EnergyStar Front Loading Clothers Washer | EnergyStar Front Loading Clothers Washer | EnergyStar Front Loading Clothers Washer | EnergyStar Front Loading Clothers Washer | EnergyStar Front Loading Clothers Washer | EnergyStar Front Loading Clothers Washer | EnergyStar Front Loading Clothers Washer | EnergyStar Front Loading Clothers Washer | EnergyStar Front Loading Clothers Washer | EnergyStar Front Loading Clothers Washer | EnergyStar Front Loading Clothers Washer | EnergyStar Front Loading Clothers Washer | EnergyStar Front Loading Clothers Washer | EnergyStar Front Loading Clothers Washer | EnergyStar Front Loading Clothers Washer | EnergyStar Front Loading Clothers Washer | EnergyStar Front Loading Clothers Washer | EnergyStar Front Loading Clothers Washer | EnergyStar Front Loading Clothers Washer | EnergyStar Front Loading Clothers Washer | EnergyStar Front Loading Clothers Washer | EnergyStar Front Loading Clothers Washer | EnergyStar Front Loading Clothers Washer | EnergyStar Front Loading Clothers Washer | 668.9719 | 668.9719 | 668.9719 | 668.9719 | 668.9719 | 668.9719 | 668.9719 | 668.9719 | 668.9719 | 668.9719 | 668.9719 | 668.9719 | 668.9719 | 668.9719 | 668.9719 | 668.9719 | 668.9719 | 668.9719 | 668.9719 | 668.9719 | 668.9719 | 668.9719 | 668.9719 | 668.9719 | 668.9719 | 668.9719 | 668.9719 | 668.9719 | 0 | 0 | 0 | 0 | 0 | 0 | 0 | 0 | 0 | 0 | 0 | 0 | 0 | 0 | 0 | 0 | 0 | 0 | 0 | 0 | 0 | 0 | 0 | 0 | 0 | 0 | 0 | 0 | 0 | 0 | 0 | 0 | 0 | 0 | 0 | 0 | 0 | 0 | 0 | 0 | 0 | 0 | 0 | 0 | 0 | 0 | 0 | 0 | 0 | 0 | 0 | 0 | 0 | 0 | 0 | 0 | 0 | 0 | 0 | 0 | 0 | 0 | 0 | 0 | 0 | 0 | 0 | 0 | 0 | 0 | 0 | 0 | 0 | 0 | 0 | 0 | 0 | 0 | 0 | 0 | 0 | 0 | 0 | 0 | 0 | 0 | 0 | 0 | 0 | 0 | 0 | 0 | 0 | 0 | 0 | 0 | 0 | 0 | 0 | 0 | 0 | 0 | 0 | 0 | 0 | 0 | 0 | 0 | 0 | 0 | 0 | 0 | 0 | 0
Commercial Laundry - ENERGY STAR Washer (8.0)_Miscellaneous_Existing_EnergyStar Front Loading Clothers Washer | Commercial Laundry - ENERGY STAR Washer (8.0)_Miscellaneous_Existing | Commercial Laundry - ENERGY STAR Washer (8.0)_Commercial_Existing_Federal Standard Front-Loading Clothes Washer_EnergyStar Front Loading Clothers Washer | Commercial | Miscellaneous | Existing | Water Heating | Natural Gas | Commercial Laundry - ENERGY STAR Washer (8.0) | NEQ | Federal Standard Front-Loading Clothes Washer | 7 | 7 | 7 | 32.6783 | 0 | 0 | 0.04 | 0.1 | Retro5Med | 8.35569166605469E-06 | TBD | A | WCM838 | 0.7 | 0.42 | Washer | 0.0321 | 4441.928574729947 | 4441.9286 | 3503.492960350383 | 3503.493 | Regional Technical Forum. Commercial Clothes Washers - Unit Energy Savings Workbook, Version 7.1. Northwest Power and Conservation Council. July 18, 2023 | Regional Technical Forum. Commercial Clothes Washers - Unit Energy Savings Workbook, Version 7.1. Northwest Power and Conservation Council. July 18, 2023 | Regional Technical Forum. Commercial Clothes Washers - Unit Energy Savings Workbook, Version 7.1. Northwest Power and Conservation Council. July 18, 2023 | 0 | 0 | 668.9719 | Federal Standard Front-Loading Clothes Washer | Federal Standard Front-Loading Clothes Washer | Federal Standard Front-Loading Clothes Washer | Federal Standard Front-Loading Clothes Washer | Federal Standard Front-Loading Clothes Washer | Federal Standard Front-Loading Clothes Washer | Federal Standard Front-Loading Clothes Washer | Federal Standard Front-Loading Clothes Washer | Federal Standard Front-Loading Clothes Washer | Federal Standard Front-Loading Clothes Washer | Federal Standard Front-Loading Clothes Washer | Federal Standard Front-Loading Clothes Washer | Federal Standard Front-Loading Clothes Washer | Federal Standard Front-Loading Clothes Washer | Federal Standard Front-Loading Clothes Washer | Federal Standard Front-Loading Clothes Washer | Federal Standard Front-Loading Clothes Washer | Federal Standard Front-Loading Clothes Washer | Federal Standard Front-Loading Clothes Washer | Federal Standard Front-Loading Clothes Washer | Federal Standard Front-Loading Clothes Washer | Federal Standard Front-Loading Clothes Washer | Federal Standard Front-Loading Clothes Washer | Federal Standard Front-Loading Clothes Washer | Federal Standard Front-Loading Clothes Washer | Federal Standard Front-Loading Clothes Washer | Federal Standard Front-Loading Clothes Washer | Federal Standard Front-Loading Clothes Washer | 0 | 0 | 0 | 15.6885 | 19.0396 | 22.9942 | 26.304 | 29.5207 | 33.9057 | 36.4829 | 36.5818 | 33.8353 | 28.5983 | 21.7943 | 14.2249 | 8.1404 | 3.8679 | 1.6228 | 0.58605 | 0.18208 | 0.039531 | 0.0036297 | 0.0024154 | 0 | 0 | 0 | 0 | 0 | 0 | 0 | 0 | 15.6885 | 34.5462 | 57.0886 | 82.5615 | 110.7548 | 142.7109 | 176.4614 | 209.7855 | 239.7339 | 264.3263 | 282.1049 | 292.4365 | 296.3553 | 296.3278 | 295.4762 | 294.0379 | 292.6583 | 291.5534 | 290.8238 | 290.2919 | 290.0709 | 289.8942 | 289.7527 | 289.6396 | 289.5491 | 0 | 0 | 0 | 2.0893971700327335E-06 | 2.565446503865793E-06 | 3.139355762253769E-06 | 3.644297389591976E-06 | 4.1567826609142416E-06 | 4.859778587852006E-06 | 5.331252580843948E-06 | 5.446251094743442E-06 | 5.1324380472925066E-06 | 4.41176523422117E-06 | 3.4140102041251665E-06 | 2.2594643815470253E-06 | 1.3119470602531111E-06 | 6.316782141959424E-07 | 2.672484752367449E-07 | 9.718126372245272E-08 | 3.035505458427315E-08 | 6.616023607399645E-09 | 6.090125065367715E-10 | 4.0600833769118094E-10 | 0 | 0 | 0 | 0 | 0 | 0 | 0 | 0 | 2.0893971700327335E-06 | 4.654843673898527E-06 | 7.794199436152296E-06 | 1.143849682574427E-05 | 1.5595279486658513E-05 | 2.045505807451052E-05 | 2.5786310655354465E-05 | 3.123256175009791E-05 | 3.636499979739041E-05 | 4.0776765031611585E-05 | 4.4190775235736746E-05 | 4.6450239617283776E-05 | 4.776218667753689E-05 | 4.8393864891732827E-05 | 4.8661113366969573E-05 | 4.875829463069202E-05 | 4.878864968527629E-05 | 4.879526570888369E-05 | 4.879587472139023E-05 | 4.879628072972792E-05 | 4.879628072972792E-05 | 4.879628072972792E-05 | 4.879628072972792E-05 | 4.879628072972792E-05 | 4.879628072972792E-05 | EnergyStar Front Loading Clothers Washer | EnergyStar Front Loading Clothers Washer | EnergyStar Front Loading Clothers Washer | EnergyStar Front Loading Clothers Washer | EnergyStar Front Loading Clothers Washer | EnergyStar Front Loading Clothers Washer | EnergyStar Front Loading Clothers Washer | EnergyStar Front Loading Clothers Washer | EnergyStar Front Loading Clothers Washer | EnergyStar Front Loading Clothers Washer | EnergyStar Front Loading Clothers Washer | EnergyStar Front Loading Clothers Washer | EnergyStar Front Loading Clothers Washer | EnergyStar Front Loading Clothers Washer | EnergyStar Front Loading Clothers Washer | EnergyStar Front Loading Clothers Washer | EnergyStar Front Loading Clothers Washer | EnergyStar Front Loading Clothers Washer | EnergyStar Front Loading Clothers Washer | EnergyStar Front Loading Clothers Washer | EnergyStar Front Loading Clothers Washer | EnergyStar Front Loading Clothers Washer | EnergyStar Front Loading Clothers Washer | EnergyStar Front Loading Clothers Washer | EnergyStar Front Loading Clothers Washer | EnergyStar Front Loading Clothers Washer | EnergyStar Front Loading Clothers Washer | EnergyStar Front Loading Clothers Washer | 668.9719 | 668.9719 | 668.9719 | 668.9719 | 668.9719 | 668.9719 | 668.9719 | 668.9719 | 668.9719 | 668.9719 | 668.9719 | 668.9719 | 668.9719 | 668.9719 | 668.9719 | 668.9719 | 668.9719 | 668.9719 | 668.9719 | 668.9719 | 668.9719 | 668.9719 | 668.9719 | 668.9719 | 668.9719 | 668.9719 | 668.9719 | 668.9719 | 32.6783 | 32.6783 | 32.6783 | 32.6783 | 32.6783 | 32.6783 | 32.6783 | 32.6783 | 32.6783 | 32.6783 | 32.6783 | 32.6783 | 32.6783 | 32.6783 | 32.6783 | 32.6783 | 32.6783 | 32.6783 | 32.6783 | 32.6783 | 32.6783 | 32.6783 | 32.6783 | 32.6783 | 32.6783 | 32.6783 | 32.6783 | 32.6783 | 0 | 0 | 0 | 0 | 0 | 0 | 0 | 0 | 0 | 0 | 0 | 0 | 0 | 0 | 0 | 0 | 0 | 0 | 0 | 0 | 0 | 0 | 0 | 0 | 0 | 0 | 0 | 0 | 0 | 0 | 0 | 0 | 0 | 0 | 0 | 0 | 0 | 0 | 0 | 0 | 0 | 0 | 0 | 0 | 0 | 0 | 0 | 0 | 0 | 0 | 0 | 0 | 0 | 0 | 0 | 0 | 0 | 0 | 0 | 0 | 0 | 0 | 0 | 0 | 0 | 0 | 0 | 0 | 0 | 0 | 0 | 0 | 0 | 0 | 0 | 0 | 0 | 0 | 0 | 0 | 0 | 0 | 0 | 0 | 0 | 0 | 0 | 0 | 0 | 0 | 0 | 0 | 0 | 0 | 0 | 0 | 0 | 0 | 0 | 0 | 0 | 0 | 0 | 0 | 0 | 0 | 0 | 0 | 0 | 0 | 0 | 0 | EnergyStar Front Loading Clothers Washer | EnergyStar Front Loading Clothers Washer | EnergyStar Front Loading Clothers Washer | EnergyStar Front Loading Clothers Washer | EnergyStar Front Loading Clothers Washer | EnergyStar Front Loading Clothers Washer | EnergyStar Front Loading Clothers Washer | EnergyStar Front Loading Clothers Washer | EnergyStar Front Loading Clothers Washer | EnergyStar Front Loading Clothers Washer | EnergyStar Front Loading Clothers Washer | EnergyStar Front Loading Clothers Washer | EnergyStar Front Loading Clothers Washer | EnergyStar Front Loading Clothers Washer | EnergyStar Front Loading Clothers Washer | EnergyStar Front Loading Clothers Washer | EnergyStar Front Loading Clothers Washer | EnergyStar Front Loading Clothers Washer | EnergyStar Front Loading Clothers Washer | EnergyStar Front Loading Clothers Washer | EnergyStar Front Loading Clothers Washer | EnergyStar Front Loading Clothers Washer | EnergyStar Front Loading Clothers Washer | EnergyStar Front Loading Clothers Washer | EnergyStar Front Loading Clothers Washer | EnergyStar Front Loading Clothers Washer | EnergyStar Front Loading Clothers Washer | EnergyStar Front Loading Clothers Washer | 668.9719 | 668.9719 | 668.9719 | 668.9719 | 668.9719 | 668.9719 | 668.9719 | 668.9719 | 668.9719 | 668.9719 | 668.9719 | 668.9719 | 668.9719 | 668.9719 | 668.9719 | 668.9719 | 668.9719 | 668.9719 | 668.9719 | 668.9719 | 668.9719 | 668.9719 | 668.9719 | 668.9719 | 668.9719 | 668.9719 | 668.9719 | 668.9719 | 32.6783 | 32.6783 | 32.6783 | 32.6783 | 32.6783 | 32.6783 | 32.6783 | 32.6783 | 32.6783 | 32.6783 | 32.6783 | 32.6783 | 32.6783 | 32.6783 | 32.6783 | 32.6783 | 32.6783 | 32.6783 | 32.6783 | 32.6783 | 32.6783 | 32.6783 | 32.6783 | 32.6783 | 32.6783 | 32.6783 | 32.6783 | 32.6783 | 0 | 0 | 0 | 0 | 0 | 0 | 0 | 0 | 0 | 0 | 0 | 0 | 0 | 0 | 0 | 0 | 0 | 0 | 0 | 0 | 0 | 0 | 0 | 0 | 0 | 0 | 0 | 0 | 0 | 0 | 0 | 0 | 0 | 0 | 0 | 0 | 0 | 0 | 0 | 0 | 0 | 0 | 0 | 0 | 0 | 0 | 0 | 0 | 0 | 0 | 0 | 0 | 0 | 0 | 0 | 0 | 0 | 0 | 0 | 0 | 0 | 0 | 0 | 0 | 0 | 0 | 0 | 0 | 0 | 0 | 0 | 0 | 0 | 0 | 0 | 0 | 0 | 0 | 0 | 0 | 0 | 0 | 0 | 0 | 0 | 0
Gas-Fired Combination Heat Pump Conversion_Healthcare_Existing_Gas-fired heat pump, COP 1.3 | Gas-Fired Combination Heat Pump Conversion_Healthcare_Existing | Gas-Fired Combination Heat Pump Conversion_Commercial_Existing_Federal standard gas-fired central heating and DHW system_Gas-fired heat pump, COP 1.3 | Commercial | Healthcare | Existing | Water Heating | Natural Gas | Gas-Fired Combination Heat Pump Conversion | NEQ | Federal standard gas-fired central heating and DHW system | 20 | 20 | 20 | 1.3128 | 0 | 0 | 0 | 0.1 | Retro1Slow | 0.012666666666666666 | TBD | A | WCM515 | 0.7 | 0.42 | kBtuh heat | 0.0321 | 4240.341651036733 | 4240.3417 | 3344.4948233529176 | 3344.4948 | AEO 2021 - gas_eng-driven_RTHP-heat 2017 typical | EIA - Technology Forecast Updates. Appendix A. U.S. Energy Information Administration. March 3, 2023.¦ Technical Support Documents for Baseline Costs | AEG Analysis, Comparison of Baseline TE vs COP | 0 | 0 | 195.1704 | Federal standard gas-fired central heating and DHW system | Federal standard gas-fired central heating and DHW system | Federal standard gas-fired central heating and DHW system | Federal standard gas-fired central heating and DHW system | Federal standard gas-fired central heating and DHW system | Federal standard gas-fired central heating and DHW system | Federal standard gas-fired central heating and DHW system | Federal standard gas-fired central heating and DHW system | Federal standard gas-fired central heating and DHW system | Federal standard gas-fired central heating and DHW system | Federal standard gas-fired central heating and DHW system | Federal standard gas-fired central heating and DHW system | Federal standard gas-fired central heating and DHW system | Federal standard gas-fired central heating and DHW system | Federal standard gas-fired central heating and DHW system | Federal standard gas-fired central heating and DHW system | Federal standard gas-fired central heating and DHW system | Federal standard gas-fired central heating and DHW system | Federal standard gas-fired central heating and DHW system | Federal standard gas-fired central heating and DHW system | Federal standard gas-fired central heating and DHW system | Federal standard gas-fired central heating and DHW system | Federal standard gas-fired central heating and DHW system | Federal standard gas-fired central heating and DHW system | Federal standard gas-fired central heating and DHW system | Federal standard gas-fired central heating and DHW system | Federal standard gas-fired central heating and DHW system | Federal standard gas-fired central heating and DHW system | 0 | 0 | 0 | 206.7576 | 408.7412 | 716.8539 | 1150.4988 | 1721.2183 | 2427.4219 | 3248.5104 | 4149.094 | 5059.6984 | 5898.0933 | 6555.2916 | 6920.4053 | 6892.0133 | 6449.3238 | 5651.8431 | 4661.4344 | 3556.7137 | 2457.7879 | 1295.154 | 862.4072 | 1.5623e-14 | 1.5614e-14 | 1.5606e-14 | 1.56e-14 | 1.5595e-14 | 0 | 0 | 0 | 206.7576 | 613.2208 | 1322.5675 | 2455.4153 | 4141.3719 | 6505.4077 | 9648.6128 | 13655.3145 | 18523.3813 | 24208.8364 | 30537.3575 | 37224.8407 | 43810.006 | 49938.6143 | 55427.0455 | 59939.3304 | 63362.9931 | 65703.6356 | 66896.8853 | 67679.5856 | 67628.7159 | 67588.0202 | 67555.4636 | 67529.4183 | 67508.5821 | 0 | 0 | 0 | 10.283424180715745 | 20.55589042798573 | 36.49791431516738 | 59.36886008066447 | 90.11363741843566 | 129.0619840547513 | 175.5597415418277 | 227.58883274179115 | 281.4881616151165 | 331.9414104648781 | 372.4166904239144 | 396.1812406999442 | 397.8352450323047 | 375.0268119891761 | 329.7324449195581 | 272.6850886723586 | 208.52389133768585 | 144.36269400301333 | 76.1914218349237 | 50.79428122328247 | 9.2086338554509E-16 | 9.2086338554509E-16 | 9.2086338554509E-16 | 9.2086338554509E-16 | 9.2086338554509E-16 | 0 | 0 | 0 | 10.283424180715745 | 30.839314608701475 | 67.33722892386886 | 126.70608900453334 | 216.819726422969 | 345.8817104777203 | 521.4414520195479 | 749.0302847613391 | 1030.5184463764556 | 1362.459856841334 | 1734.8765472652483 | 2131.057787965193 | 2528.893032997498 | 2903.9198449866735 | 3233.652289906232 | 3506.3373785785902 | 3714.8612699162763 | 3859.2239639192894 | 3935.4153857542133 | 3986.209666977496 | 3986.209666977496 | 3986.209666977496 | 3986.209666977496 | 3986.209666977496 | 3986.209666977496 | Gas-fired heat pump, COP 1.3 | Gas-fired heat pump, COP 1.3 | Gas-fired heat pump, COP 1.3 | Gas-fired heat pump, COP 1.3 | Gas-fired heat pump, COP 1.3 | Gas-fired heat pump, COP 1.3 | Gas-fired heat pump, COP 1.3 | Gas-fired heat pump, COP 1.3 | Gas-fired heat pump, COP 1.3 | Gas-fired heat pump, COP 1.3 | Gas-fired heat pump, COP 1.3 | Gas-fired heat pump, COP 1.3 | Gas-fired heat pump, COP 1.3 | Gas-fired heat pump, COP 1.3 | Gas-fired heat pump, COP 1.3 | Gas-fired heat pump, COP 1.3 | Gas-fired heat pump, COP 1.3 | Gas-fired heat pump, COP 1.3 | Gas-fired heat pump, COP 1.3 | Gas-fired heat pump, COP 1.3 | Gas-fired heat pump, COP 1.3 | Gas-fired heat pump, COP 1.3 | Gas-fired heat pump, COP 1.3 | Gas-fired heat pump, COP 1.3 | Gas-fired heat pump, COP 1.3 | Gas-fired heat pump, COP 1.3 | Gas-fired heat pump, COP 1.3 | Gas-fired heat pump, COP 1.3 | 195.1704 | 195.1704 | 195.1704 | 195.1704 | 195.1704 | 195.1704 | 195.1704 | 195.1704 | 195.1704 | 195.1704 | 195.1704 | 195.1704 | 195.1704 | 195.1704 | 195.1704 | 195.1704 | 195.1704 | 195.1704 | 195.1704 | 195.1704 | 195.1704 | 195.1704 | 195.1704 | 195.1704 | 195.1704 | 195.1704 | 195.1704 | 195.1704 | 1.3128 | 1.3128 | 1.3128 | 1.3128 | 1.3128 | 1.3128 | 1.3128 | 1.3128 | 1.3128 | 1.3128 | 1.3128 | 1.3128 | 1.3128 | 1.3128 | 1.3128 | 1.3128 | 1.3128 | 1.3128 | 1.3128 | 1.3128 | 1.3128 | 1.3128 | 1.3128 | 1.3128 | 1.3128 | 1.3128 | 1.3128 | 1.3128 | 0 | 0 | 0 | 0 | 0 | 0 | 0 | 0 | 0 | 0 | 0 | 0 | 0 | 0 | 0 | 0 | 0 | 0 | 0 | 0 | 0 | 0 | 0 | 0 | 0 | 0 | 0 | 0 | 0 | 0 | 0 | 0 | 0 | 0 | 0 | 0 | 0 | 0 | 0 | 0 | 0 | 0 | 0 | 0 | 0 | 0 | 0 | 0 | 0 | 0 | 0 | 0 | 0 | 0 | 0 | 0 | 0 | 0 | 0 | 0 | 0 | 0 | 0 | 0 | 0 | 0 | 0 | 0 | 0 | 0 | 0 | 0 | 0 | 0 | 0 | 0 | 0 | 0 | 0 | 0 | 0 | 0 | 0 | 0 | 0 | 0 | 0 | 0 | 0 | 0 | 0 | 0 | 0 | 0 | 0 | 0 | 0 | 0 | 0 | 0 | 0 | 0 | 0 | 0 | 0 | 0 | 0 | 0 | 0 | 0 | 0 | 0 | Gas-fired heat pump, COP 1.3 | Gas-fired heat pump, COP 1.3 | Gas-fired heat pump, COP 1.3 | Gas-fired heat pump, COP 1.3 | Gas-fired heat pump, COP 1.3 | Gas-fired heat pump, COP 1.3 | Gas-fired heat pump, COP 1.3 | Gas-fired heat pump, COP 1.3 | Gas-fired heat pump, COP 1.3 | Gas-fired heat pump, COP 1.3 | Gas-fired heat pump, COP 1.3 | Gas-fired heat pump, COP 1.3 | Gas-fired heat pump, COP 1.3 | Gas-fired heat pump, COP 1.3 | Gas-fired heat pump, COP 1.3 | Gas-fired heat pump, COP 1.3 | Gas-fired heat pump, COP 1.3 | Gas-fired heat pump, COP 1.3 | Gas-fired heat pump, COP 1.3 | Gas-fired heat pump, COP 1.3 | Gas-fired heat pump, COP 1.3 | Gas-fired heat pump, COP 1.3 | Gas-fired heat pump, COP 1.3 | Gas-fired heat pump, COP 1.3 | Gas-fired heat pump, COP 1.3 | Gas-fired heat pump, COP 1.3 | Gas-fired heat pump, COP 1.3 | Gas-fired heat pump, COP 1.3 | 195.1704 | 195.1704 | 195.1704 | 195.1704 | 195.1704 | 195.1704 | 195.1704 | 195.1704 | 195.1704 | 195.1704 | 195.1704 | 195.1704 | 195.1704 | 195.1704 | 195.1704 | 195.1704 | 195.1704 | 195.1704 | 195.1704 | 195.1704 | 195.1704 | 195.1704 | 195.1704 | 195.1704 | 195.1704 | 195.1704 | 195.1704 | 195.1704 | 1.3128 | 1.3128 | 1.3128 | 1.3128 | 1.3128 | 1.3128 | 1.3128 | 1.3128 | 1.3128 | 1.3128 | 1.3128 | 1.3128 | 1.3128 | 1.3128 | 1.3128 | 1.3128 | 1.3128 | 1.3128 | 1.3128 | 1.3128 | 1.3128 | 1.3128 | 1.3128 | 1.3128 | 1.3128 | 1.3128 | 1.3128 | 1.3128 | 0 | 0 | 0 | 0 | 0 | 0 | 0 | 0 | 0 | 0 | 0 | 0 | 0 | 0 | 0 | 0 | 0 | 0 | 0 | 0 | 0 | 0 | 0 | 0 | 0 | 0 | 0 | 0 | 0 | 0 | 0 | 0 | 0 | 0 | 0 | 0 | 0 | 0 | 0 | 0 | 0 | 0 | 0 | 0 | 0 | 0 | 0 | 0 | 0 | 0 | 0 | 0 | 0 | 0 | 0 | 0 | 0 | 0 | 0 | 0 | 0 | 0 | 0 | 0 | 0 | 0 | 0 | 0 | 0 | 0 | 0 | 0 | 0 | 0 | 0 | 0 | 0 | 0 | 0 | 0 | 0 | 0 | 0 | 0 | 0 | 0
Gas-Fired Combination Heat Pump Conversion_Healthcare_Existing_Gas-fired heat pump, COP 1.3 | Gas-Fired Combination Heat Pump Conversion_Healthcare_Existing | Gas-Fired Combination Heat Pump Conversion_Commercial_Existing_Federal standard gas-fired central heating and DHW system_Gas-fired heat pump, COP 1.3 | Commercial | Healthcare | Existing | Space Heating | Natural Gas | Gas-Fired Combination Heat Pump Conversion | NEQ | Federal standard gas-fired central heating and DHW system | 20 | 20 | 20 | 3.0564 | 0 | 0 | 0 | 0.1 | Retro1Slow | 0.012666666666666666 | TBD | A | WCM514 | 0.7 | 0.42 | kBtuh heat | 0.0321 | 4240.341651036733 | 4240.3417 | 3344.4948233529176 | 3344.4948 | AEO 2021 - gas_eng-driven_RTHP-heat 2017 typical | EIA - Technology Forecast Updates. Appendix A. U.S. Energy Information Administration. March 3, 2023.¦ Technical Support Documents for Baseline Costs | AEG Analysis, Comparison of Baseline TE vs COP | 0 | 0 | 195.1704 | Federal standard gas-fired central heating and DHW system | Federal standard gas-fired central heating and DHW system | Federal standard gas-fired central heating and DHW system | Federal standard gas-fired central heating and DHW system | Federal standard gas-fired central heating and DHW system | Federal standard gas-fired central heating and DHW system | Federal standard gas-fired central heating and DHW system | Federal standard gas-fired central heating and DHW system | Federal standard gas-fired central heating and DHW system | Federal standard gas-fired central heating and DHW system | Federal standard gas-fired central heating and DHW system | Federal standard gas-fired central heating and DHW system | Federal standard gas-fired central heating and DHW system | Federal standard gas-fired central heating and DHW system | Federal standard gas-fired central heating and DHW system | Federal standard gas-fired central heating and DHW system | Federal standard gas-fired central heating and DHW system | Federal standard gas-fired central heating and DHW system | Federal standard gas-fired central heating and DHW system | Federal standard gas-fired central heating and DHW system | Federal standard gas-fired central heating and DHW system | Federal standard gas-fired central heating and DHW system | Federal standard gas-fired central heating and DHW system | Federal standard gas-fired central heating and DHW system | Federal standard gas-fired central heating and DHW system | Federal standard gas-fired central heating and DHW system | Federal standard gas-fired central heating and DHW system | Federal standard gas-fired central heating and DHW system | 0 | 0 | 0 | 500.0813 | 979.3797 | 1699.0473 | 2692.6362 | 3969.4349 | 5500.8954 | 7216.9826 | 9003.4551 | 10707.5686 | 12148.7711 | 13138.7297 | 13510.6741 | 13150.587 | 12046.0595 | 10312.0609 | 8315.4152 | 6212.0902 | 4208.6508 | 2178.4723 | 1426.5783 | 7.2003e-14 | 7.0948e-14 | 6.9973e-14 | 6.9074e-14 | 6.8245e-14 | 0 | 0 | 0 | 500.0813 | 1469.3306 | 3134.6759 | 5746.6726 | 9550.7384 | 14742.2119 | 21435.6314 | 29631.7725 | 39200.0391 | 49864.8628 | 61205.8335 | 72673.8783 | 83593.4682 | 93275.4406 | 101129.3238 | 106924.2594 | 110668.6295 | 112509.1644 | 112521.7677 | 111954.3424 | 110202.9359 | 108586.9659 | 107095.8794 | 105719.9877 | 104450.3573 | 0 | 0 | 0 | 10.907732477247873 | 21.803841763190093 | 38.713708423496364 | 62.97315289720706 | 95.58445049415403 | 136.8973573697389 | 186.218001014109 | 241.4057865095073 | 298.5773521010491 | 352.0936256097538 | 395.02616616981385 | 420.23346602418985 | 421.98788521925036 | 397.794748625098 | 349.7505534193651 | 289.2398432178339 | 221.18340951952004 | 153.1269758212062 | 80.81701501674772 | 53.87801001116514 | 2.7625901566352698E-15 | 2.7625901566352698E-15 | 2.7625901566352698E-15 | 2.7625901566352698E-15 | 2.7625901566352698E-15 | 0 | 0 | 0 | 10.907732477247873 | 32.71157424043797 | 71.42528266393433 | 134.39843556114138 | 229.9828860552954 | 366.88024342503434 | 553.0982444391433 | 794.5040309486507 | 1093.0813830497 | 1445.1750086594539 | 1840.2011748292678 | 2260.434640853458 | 2682.422526072708 | 3080.2172746978063 | 3429.9678281171714 | 3719.207671335005 | 3940.3910808545256 | 4093.5180566757317 | 4174.33507169248 | 4228.213081703645 | 4228.213081703645 | 4228.213081703645 | 4228.213081703645 | 4228.213081703645 | 4228.213081703645 | Gas-fired heat pump, COP 1.3 | Gas-fired heat pump, COP 1.3 | Gas-fired heat pump, COP 1.3 | Gas-fired heat pump, COP 1.3 | Gas-fired heat pump, COP 1.3 | Gas-fired heat pump, COP 1.3 | Gas-fired heat pump, COP 1.3 | Gas-fired heat pump, COP 1.3 | Gas-fired heat pump, COP 1.3 | Gas-fired heat pump, COP 1.3 | Gas-fired heat pump, COP 1.3 | Gas-fired heat pump, COP 1.3 | Gas-fired heat pump, COP 1.3 | Gas-fired heat pump, COP 1.3 | Gas-fired heat pump, COP 1.3 | Gas-fired heat pump, COP 1.3 | Gas-fired heat pump, COP 1.3 | Gas-fired heat pump, COP 1.3 | Gas-fired heat pump, COP 1.3 | Gas-fired heat pump, COP 1.3 | Gas-fired heat pump, COP 1.3 | Gas-fired heat pump, COP 1.3 | Gas-fired heat pump, COP 1.3 | Gas-fired heat pump, COP 1.3 | Gas-fired heat pump, COP 1.3 | Gas-fired heat pump, COP 1.3 | Gas-fired heat pump, COP 1.3 | Gas-fired heat pump, COP 1.3 | 195.1704 | 195.1704 | 195.1704 | 195.1704 | 195.1704 | 195.1704 | 195.1704 | 195.1704 | 195.1704 | 195.1704 | 195.1704 | 195.1704 | 195.1704 | 195.1704 | 195.1704 | 195.1704 | 195.1704 | 195.1704 | 195.1704 | 195.1704 | 195.1704 | 195.1704 | 195.1704 | 195.1704 | 195.1704 | 195.1704 | 195.1704 | 195.1704 | 3.0564 | 3.0564 | 3.0564 | 3.0564 | 3.0564 | 3.0564 | 3.0564 | 3.0564 | 3.0564 | 3.0564 | 3.0564 | 3.0564 | 3.0564 | 3.0564 | 3.0564 | 3.0564 | 3.0564 | 3.0564 | 3.0564 | 3.0564 | 3.0564 | 3.0564 | 3.0564 | 3.0564 | 3.0564 | 3.0564 | 3.0564 | 3.0564 | 0 | 0 | 0 | 0 | 0 | 0 | 0 | 0 | 0 | 0 | 0 | 0 | 0 | 0 | 0 | 0 | 0 | 0 | 0 | 0 | 0 | 0 | 0 | 0 | 0 | 0 | 0 | 0 | 0 | 0 | 0 | 0 | 0 | 0 | 0 | 0 | 0 | 0 | 0 | 0 | 0 | 0 | 0 | 0 | 0 | 0 | 0 | 0 | 0 | 0 | 0 | 0 | 0 | 0 | 0 | 0 | 0 | 0 | 0 | 0 | 0 | 0 | 0 | 0 | 0 | 0 | 0 | 0 | 0 | 0 | 0 | 0 | 0 | 0 | 0 | 0 | 0 | 0 | 0 | 0 | 0 | 0 | 0 | 0 | 0 | 0 | 0 | 0 | 0 | 0 | 0 | 0 | 0 | 0 | 0 | 0 | 0 | 0 | 0 | 0 | 0 | 0 | 0 | 0 | 0 | 0 | 0 | 0 | 0 | 0 | 0 | 0 | Gas-fired heat pump, COP 1.3 | Gas-fired heat pump, COP 1.3 | Gas-fired heat pump, COP 1.3 | Gas-fired heat pump, COP 1.3 | Gas-fired heat pump, COP 1.3 | Gas-fired heat pump, COP 1.3 | Gas-fired heat pump, COP 1.3 | Gas-fired heat pump, COP 1.3 | Gas-fired heat pump, COP 1.3 | Gas-fired heat pump, COP 1.3 | Gas-fired heat pump, COP 1.3 | Gas-fired heat pump, COP 1.3 | Gas-fired heat pump, COP 1.3 | Gas-fired heat pump, COP 1.3 | Gas-fired heat pump, COP 1.3 | Gas-fired heat pump, COP 1.3 | Gas-fired heat pump, COP 1.3 | Gas-fired heat pump, COP 1.3 | Gas-fired heat pump, COP 1.3 | Gas-fired heat pump, COP 1.3 | Gas-fired heat pump, COP 1.3 | Gas-fired heat pump, COP 1.3 | Gas-fired heat pump, COP 1.3 | Gas-fired heat pump, COP 1.3 | Gas-fired heat pump, COP 1.3 | Gas-fired heat pump, COP 1.3 | Gas-fired heat pump, COP 1.3 | Gas-fired heat pump, COP 1.3 | 195.1704 | 195.1704 | 195.1704 | 195.1704 | 195.1704 | 195.1704 | 195.1704 | 195.1704 | 195.1704 | 195.1704 | 195.1704 | 195.1704 | 195.1704 | 195.1704 | 195.1704 | 195.1704 | 195.1704 | 195.1704 | 195.1704 | 195.1704 | 195.1704 | 195.1704 | 195.1704 | 195.1704 | 195.1704 | 195.1704 | 195.1704 | 195.1704 | 3.0564 | 3.0564 | 3.0564 | 3.0564 | 3.0564 | 3.0564 | 3.0564 | 3.0564 | 3.0564 | 3.0564 | 3.0564 | 3.0564 | 3.0564 | 3.0564 | 3.0564 | 3.0564 | 3.0564 | 3.0564 | 3.0564 | 3.0564 | 3.0564 | 3.0564 | 3.0564 | 3.0564 | 3.0564 | 3.0564 | 3.0564 | 3.0564 | 0 | 0 | 0 | 0 | 0 | 0 | 0 | 0 | 0 | 0 | 0 | 0 | 0 | 0 | 0 | 0 | 0 | 0 | 0 | 0 | 0 | 0 | 0 | 0 | 0 | 0 | 0 | 0 | 0 | 0 | 0 | 0 | 0 | 0 | 0 | 0 | 0 | 0 | 0 | 0 | 0 | 0 | 0 | 0 | 0 | 0 | 0 | 0 | 0 | 0 | 0 | 0 | 0 | 0 | 0 | 0 | 0 | 0 | 0 | 0 | 0 | 0 | 0 | 0 | 0 | 0 | 0 | 0 | 0 | 0 | 0 | 0 | 0 | 0 | 0 | 0 | 0 | 0 | 0 | 0 | 0 | 0 | 0 | 0 | 0 | 0
Destratification Fans (HVLS)_Restaurant_Existing_High Volume, Low Speed (HVLS) fans with a minimum diameter of 14 ft with Variable Speed Drive (VSD) installed | Destratification Fans (HVLS)_Restaurant_Existing | Destratification Fans (HVLS)_Commercial_Existing_No destratification fans or other means to effectively mix indoor air_High Volume, Low Speed (HVLS) fans with a minimum diameter of 14 ft with Variable Speed Drive (VSD) installed | Commercial | Restaurant | Existing | Space Heating | Natural Gas | Destratification Fans (HVLS) | NEQ | No destratification fans or other means to effectively mix indoor air | 10 | 10 | 10 | 0.025694 | 0 | 0 | 0.15 | 0.15 | Retro1Slow | 0.012666666666666666 | TBD | A | WCM113 | 0.7 | 0.42 | sqft roof | 0.0321 | 4675.899278413298 | 4675.8993 | 3688.033233678095 | 3688.0332 | IL TRM v12 - 4.4.34 - Destratification Fan - CI-HVC-DSFN-V07-240101 | IL TRM v12 - 4.4.34 - Destratification Fan - CI-HVC-DSFN-V07-240101 | IL TRM v12 - 4.4.34 - Destratification Fan - CI-HVC-DSFN-V07-240101 | 0 | 0 | 0.71324 | No destratification fans or other means to effectively mix indoor air | No destratification fans or other means to effectively mix indoor air | No destratification fans or other means to effectively mix indoor air | No destratification fans or other means to effectively mix indoor air | No destratification fans or other means to effectively mix indoor air | No destratification fans or other means to effectively mix indoor air | No destratification fans or other means to effectively mix indoor air | No destratification fans or other means to effectively mix indoor air | No destratification fans or other means to effectively mix indoor air | No destratification fans or other means to effectively mix indoor air | No destratification fans or other means to effectively mix indoor air | No destratification fans or other means to effectively mix indoor air | No destratification fans or other means to effectively mix indoor air | No destratification fans or other means to effectively mix indoor air | No destratification fans or other means to effectively mix indoor air | No destratification fans or other means to effectively mix indoor air | No destratification fans or other means to effectively mix indoor air | No destratification fans or other means to effectively mix indoor air | No destratification fans or other means to effectively mix indoor air | No destratification fans or other means to effectively mix indoor air | No destratification fans or other means to effectively mix indoor air | No destratification fans or other means to effectively mix indoor air | No destratification fans or other means to effectively mix indoor air | No destratification fans or other means to effectively mix indoor air | No destratification fans or other means to effectively mix indoor air | No destratification fans or other means to effectively mix indoor air | No destratification fans or other means to effectively mix indoor air | No destratification fans or other means to effectively mix indoor air | 0 | 0 | 0 | 0 | 0 | 0 | 0 | 0 | 0 | 0 | 0 | 0 | 0 | 0 | 0 | 0 | 0 | 0 | 0 | 0 | 0 | 0 | 0 | 0 | 0 | 0 | 0 | 0 | 0 | 0 | 0 | 0 | 0 | 0 | 0 | 0 | 0 | 0 | 0 | 0 | 0 | 0 | 0 | 0 | 0 | 0 | 0 | 0 | 0 | 0 | 0 | 0 | 0 | 0 | 0 | 0 | 0 | 0 | 0 | 0 | 0 | 0 | 0 | 0 | 0 | 0 | 0 | 0 | 0 | 0 | 0 | 0 | 0 | 0 | 0 | 0 | 0 | 0 | 0 | 0 | 0 | 0 | 0 | 0 | 0 | 0 | 0 | 0 | 0 | 0 | 0 | 0 | 0 | 0 | 0 | 0 | 0 | 0 | 0 | 0 | 0 | 0 | 0 | 0 | 0 | 0 | 0 | 0 | 0 | 0 | 0 | 0 | High Volume, Low Speed (HVLS) fans with a minimum diameter of 14 ft with Variable Speed Drive (VSD) installed | High Volume, Low Speed (HVLS) fans with a minimum diameter of 14 ft with Variable Speed Drive (VSD) installed | High Volume, Low Speed (HVLS) fans with a minimum diameter of 14 ft with Variable Speed Drive (VSD) installed | High Volume, Low Speed (HVLS) fans with a minimum diameter of 14 ft with Variable Speed Drive (VSD) installed | High Volume, Low Speed (HVLS) fans with a minimum diameter of 14 ft with Variable Speed Drive (VSD) installed | High Volume, Low Speed (HVLS) fans with a minimum diameter of 14 ft with Variable Speed Drive (VSD) installed | High Volume, Low Speed (HVLS) fans with a minimum diameter of 14 ft with Variable Speed Drive (VSD) installed | High Volume, Low Speed (HVLS) fans with a minimum diameter of 14 ft with Variable Speed Drive (VSD) installed | High Volume, Low Speed (HVLS) fans with a minimum diameter of 14 ft with Variable Speed Drive (VSD) installed | High Volume, Low Speed (HVLS) fans with a minimum diameter of 14 ft with Variable Speed Drive (VSD) installed | High Volume, Low Speed (HVLS) fans with a minimum diameter of 14 ft with Variable Speed Drive (VSD) installed | High Volume, Low Speed (HVLS) fans with a minimum diameter of 14 ft with Variable Speed Drive (VSD) installed | High Volume, Low Speed (HVLS) fans with a minimum diameter of 14 ft with Variable Speed Drive (VSD) installed | High Volume, Low Speed (HVLS) fans with a minimum diameter of 14 ft with Variable Speed Drive (VSD) installed | High Volume, Low Speed (HVLS) fans with a minimum diameter of 14 ft with Variable Speed Drive (VSD) installed | High Volume, Low Speed (HVLS) fans with a minimum diameter of 14 ft with Variable Speed Drive (VSD) installed | High Volume, Low Speed (HVLS) fans with a minimum diameter of 14 ft with Variable Speed Drive (VSD) installed | High Volume, Low Speed (HVLS) fans with a minimum diameter of 14 ft with Variable Speed Drive (VSD) installed | High Volume, Low Speed (HVLS) fans with a minimum diameter of 14 ft with Variable Speed Drive (VSD) installed | High Volume, Low Speed (HVLS) fans with a minimum diameter of 14 ft with Variable Speed Drive (VSD) installed | High Volume, Low Speed (HVLS) fans with a minimum diameter of 14 ft with Variable Speed Drive (VSD) installed | High Volume, Low Speed (HVLS) fans with a minimum diameter of 14 ft with Variable Speed Drive (VSD) installed | High Volume, Low Speed (HVLS) fans with a minimum diameter of 14 ft with Variable Speed Drive (VSD) installed | High Volume, Low Speed (HVLS) fans with a minimum diameter of 14 ft with Variable Speed Drive (VSD) installed | High Volume, Low Speed (HVLS) fans with a minimum diameter of 14 ft with Variable Speed Drive (VSD) installed | High Volume, Low Speed (HVLS) fans with a minimum diameter of 14 ft with Variable Speed Drive (VSD) installed | High Volume, Low Speed (HVLS) fans with a minimum diameter of 14 ft with Variable Speed Drive (VSD) installed | High Volume, Low Speed (HVLS) fans with a minimum diameter of 14 ft with Variable Speed Drive (VSD) installed | 0.7132 | 0.7132 | 0.7132 | 0.7132 | 0.7132 | 0.7132 | 0.7132 | 0.7132 | 0.7132 | 0.7132 | 0.7132 | 0.7132 | 0.7132 | 0.7132 | 0.7132 | 0.7132 | 0.7132 | 0.7132 | 0.7132 | 0.7132 | 0.7132 | 0.7132 | 0.7132 | 0.7132 | 0.7132 | 0.7132 | 0.7132 | 0.7132 | 0.0257 | 0.0257 | 0.0257 | 0.0257 | 0.0257 | 0.0257 | 0.0257 | 0.0257 | 0.0257 | 0.0257 | 0.0257 | 0.0257 | 0.0257 | 0.0257 | 0.0257 | 0.0257 | 0.0257 | 0.0257 | 0.0257 | 0.0257 | 0.0257 | 0.0257 | 0.0257 | 0.0257 | 0.0257 | 0.0257 | 0.0257 | 0.0257 | 0 | 0 | 0 | 0 | 0 | 0 | 0 | 0 | 0 | 0 | 0 | 0 | 0 | 0 | 0 | 0 | 0 | 0 | 0 | 0 | 0 | 0 | 0 | 0 | 0 | 0 | 0 | 0 | 0 | 0 | 0 | 0 | 0 | 0 | 0 | 0 | 0 | 0 | 0 | 0 | 0 | 0 | 0 | 0 | 0 | 0 | 0 | 0 | 0 | 0 | 0 | 0 | 0 | 0 | 0 | 0 | 0 | 0 | 0 | 0 | 0 | 0 | 0 | 0 | 0 | 0 | 0 | 0 | 0 | 0 | 0 | 0 | 0 | 0 | 0 | 0 | 0 | 0 | 0 | 0 | 0 | 0 | 0 | 0 | 0 | 0 | 0 | 0 | 0 | 0 | 0 | 0 | 0 | 0 | 0 | 0 | 0 | 0 | 0 | 0 | 0 | 0 | 0 | 0 | 0 | 0 | 0 | 0 | 0 | 0 | 0 | 0 | High Volume, Low Speed (HVLS) fans with a minimum diameter of 14 ft with Variable Speed Drive (VSD) installed | High Volume, Low Speed (HVLS) fans with a minimum diameter of 14 ft with Variable Speed Drive (VSD) installed | High Volume, Low Speed (HVLS) fans with a minimum diameter of 14 ft with Variable Speed Drive (VSD) installed | High Volume, Low Speed (HVLS) fans with a minimum diameter of 14 ft with Variable Speed Drive (VSD) installed | High Volume, Low Speed (HVLS) fans with a minimum diameter of 14 ft with Variable Speed Drive (VSD) installed | High Volume, Low Speed (HVLS) fans with a minimum diameter of 14 ft with Variable Speed Drive (VSD) installed | High Volume, Low Speed (HVLS) fans with a minimum diameter of 14 ft with Variable Speed Drive (VSD) installed | High Volume, Low Speed (HVLS) fans with a minimum diameter of 14 ft with Variable Speed Drive (VSD) installed | High Volume, Low Speed (HVLS) fans with a minimum diameter of 14 ft with Variable Speed Drive (VSD) installed | High Volume, Low Speed (HVLS) fans with a minimum diameter of 14 ft with Variable Speed Drive (VSD) installed | High Volume, Low Speed (HVLS) fans with a minimum diameter of 14 ft with Variable Speed Drive (VSD) installed | High Volume, Low Speed (HVLS) fans with a minimum diameter of 14 ft with Variable Speed Drive (VSD) installed | High Volume, Low Speed (HVLS) fans with a minimum diameter of 14 ft with Variable Speed Drive (VSD) installed | High Volume, Low Speed (HVLS) fans with a minimum diameter of 14 ft with Variable Speed Drive (VSD) installed | High Volume, Low Speed (HVLS) fans with a minimum diameter of 14 ft with Variable Speed Drive (VSD) installed | High Volume, Low Speed (HVLS) fans with a minimum diameter of 14 ft with Variable Speed Drive (VSD) installed | High Volume, Low Speed (HVLS) fans with a minimum diameter of 14 ft with Variable Speed Drive (VSD) installed | High Volume, Low Speed (HVLS) fans with a minimum diameter of 14 ft with Variable Speed Drive (VSD) installed | High Volume, Low Speed (HVLS) fans with a minimum diameter of 14 ft with Variable Speed Drive (VSD) installed | High Volume, Low Speed (HVLS) fans with a minimum diameter of 14 ft with Variable Speed Drive (VSD) installed | High Volume, Low Speed (HVLS) fans with a minimum diameter of 14 ft with Variable Speed Drive (VSD) installed | High Volume, Low Speed (HVLS) fans with a minimum diameter of 14 ft with Variable Speed Drive (VSD) installed | High Volume, Low Speed (HVLS) fans with a minimum diameter of 14 ft with Variable Speed Drive (VSD) installed | High Volume, Low Speed (HVLS) fans with a minimum diameter of 14 ft with Variable Speed Drive (VSD) installed | High Volume, Low Speed (HVLS) fans with a minimum diameter of 14 ft with Variable Speed Drive (VSD) installed | High Volume, Low Speed (HVLS) fans with a minimum diameter of 14 ft with Variable Speed Drive (VSD) installed | High Volume, Low Speed (HVLS) fans with a minimum diameter of 14 ft with Variable Speed Drive (VSD) installed | High Volume, Low Speed (HVLS) fans with a minimum diameter of 14 ft with Variable Speed Drive (VSD) installed | 0.7132 | 0.7132 | 0.7132 | 0.7132 | 0.7132 | 0.7132 | 0.7132 | 0.7132 | 0.7132 | 0.7132 | 0.7132 | 0.7132 | 0.7132 | 0.7132 | 0.7132 | 0.7132 | 0.7132 | 0.7132 | 0.7132 | 0.7132 | 0.7132 | 0.7132 | 0.7132 | 0.7132 | 0.7132 | 0.7132 | 0.7132 | 0.7132 | 0.0257 | 0.0257 | 0.0257 | 0.0257 | 0.0257 | 0.0257 | 0.0257 | 0.0257 | 0.0257 | 0.0257 | 0.0257 | 0.0257 | 0.0257 | 0.0257 | 0.0257 | 0.0257 | 0.0257 | 0.0257 | 0.0257 | 0.0257 | 0.0257 | 0.0257 | 0.0257 | 0.0257 | 0.0257 | 0.0257 | 0.0257 | 0.0257 | 0 | 0 | 0 | 0 | 0 | 0 | 0 | 0 | 0 | 0 | 0 | 0 | 0 | 0 | 0 | 0 | 0 | 0 | 0 | 0 | 0 | 0 | 0 | 0 | 0 | 0 | 0 | 0 | 0 | 0 | 0 | 0 | 0 | 0 | 0 | 0 | 0 | 0 | 0 | 0 | 0 | 0 | 0 | 0 | 0 | 0 | 0 | 0 | 0 | 0 | 0 | 0 | 0 | 0 | 0 | 0 | 0 | 0 | 0 | 0 | 0 | 0 | 0 | 0 | 0 | 0 | 0 | 0 | 0 | 0 | 0 | 0 | 0 | 0 | 0 | 0 | 0 | 0 | 0 | 0 | 0 | 0 | 0 | 0 | 0 | 0
Water Heater - Solar System_Healthcare_Existing_Solar water heating system | Water Heater - Solar System_Healthcare_Existing | Water Heater - Solar System_Commercial_Existing_Central storage gas water heater_Solar water heating system | Commercial | Healthcare | Existing | Water Heating | Natural Gas | Water Heater - Solar System | NEQ | Central storage gas water heater | 15 | 15 | 15 | 0.13271 | 0 | 0 | 0 | 0.1 | Retro1Slow | 0.012666666666666666 | TBD | A | WCM535 | 0.7 | 0.42 | sqft cond | 0.0321 | 4480.462707587043 | 4480.4627 | 3533.886079223581 | 3533.8861 | CA eTRM - Solar Thermal Water Heating System, Multifamily - SWWH034-03 | CA eTRM - Solar Thermal Water Heating System, Multifamily - SWWH034-03 and Applied Energy Group Research - AEG Measure Research v1.3 SEP23 | CA eTRM - Solar Thermal Water Heating System, Multifamily - SWWH034-03 | 0 | 0 | 5.2902 | Central storage gas water heater | Central storage gas water heater | Central storage gas water heater | Central storage gas water heater | Central storage gas water heater | Central storage gas water heater | Central storage gas water heater | Central storage gas water heater | Central storage gas water heater | Central storage gas water heater | Central storage gas water heater | Central storage gas water heater | Central storage gas water heater | Central storage gas water heater | Central storage gas water heater | Central storage gas water heater | Central storage gas water heater | Central storage gas water heater | Central storage gas water heater | Central storage gas water heater | Central storage gas water heater | Central storage gas water heater | Central storage gas water heater | Central storage gas water heater | Central storage gas water heater | Central storage gas water heater | Central storage gas water heater | Central storage gas water heater | 0 | 0 | 0 | 322.5101 | 637.4477 | 1117.5698 | 1792.5971 | 2679.5167 | 3774.2157 | 5042.3314 | 6426.0869 | 7815.1143 | 9080.7896 | 10056.0941 | 10575.1713 | 10490.7601 | 9780.7261 | 8543.4225 | 7027.2852 | 5350.7808 | 3692.2292 | 1944.1777 | 1293.9187 | 7.5946e-16 | 7.59e-16 | 7.5864e-16 | 7.5835e-16 | 7.5811e-16 | 0 | 0 | 0 | 322.5101 | 956.3415 | 2061.8727 | 3825.7929 | 6447.105 | 10114.7693 | 14976.5578 | 21149.2524 | 28610.8638 | 37272.2743 | 46845.596 | 56883.8167 | 66685.9223 | 75734.4375 | 83784.4686 | 90360.763 | 95324.3689 | 98703.7516 | 100420.057 | 101543.5452 | 101467.2226 | 101406.1645 | 101357.318 | 101318.2408 | 101286.979 | 0 | 0 | 0 | 2448.9940988215735 | 4895.378569383889 | 8691.966334011433 | 14138.674573394026 | 21460.533221506732 | 30736.069209807774 | 41809.49491832124 | 54200.20593797417 | 67036.31344667268 | 79051.73812701904 | 88690.9127857592 | 94350.43264649637 | 94744.33323624081 | 89312.51238120525 | 78525.6737062657 | 64939.86451006862 | 49659.89639005244 | 34379.92827003631 | 18144.962142519158 | 12096.641428346116 | 7.105427357601002E-15 | 7.105427357601002E-15 | 7.105427357601002E-15 | 7.105427357601002E-15 | 7.105427357601002E-15 | 0 | 0 | 0 | 2448.9940988215735 | 7344.372668205462 | 16036.339002216895 | 30175.013575610923 | 51635.546797117655 | 82371.61600692543 | 124181.11092524667 | 178381.31686322083 | 245417.63030989352 | 324469.36843691254 | 413160.28122267174 | 507510.7138691681 | 602255.0471054089 | 691567.5594866141 | 770093.2331928798 | 835033.0977029485 | 884692.9940930009 | 919072.9223630372 | 937217.8845055564 | 949314.5259339026 | 949314.5259339026 | 949314.5259339026 | 949314.5259339026 | 949314.5259339026 | 949314.5259339026 | Solar water heating system | Solar water heating system | Solar water heating system | Solar water heating system | Solar water heating system | Solar water heating system | Solar water heating system | Solar water heating system | Solar water heating system | Solar water heating system | Solar water heating system | Solar water heating system | Solar water heating system | Solar water heating system | Solar water heating system | Solar water heating system | Solar water heating system | Solar water heating system | Solar water heating system | Solar water heating system | Solar water heating system | Solar water heating system | Solar water heating system | Solar water heating system | Solar water heating system | Solar water heating system | Solar water heating system | Solar water heating system | 5.2902 | 5.2902 | 5.2902 | 5.2902 | 5.2902 | 5.2902 | 5.2902 | 5.2902 | 5.2902 | 5.2902 | 5.2902 | 5.2902 | 5.2902 | 5.2902 | 5.2902 | 5.2902 | 5.2902 | 5.2902 | 5.2902 | 5.2902 | 5.2902 | 5.2902 | 5.2902 | 5.2902 | 5.2902 | 5.2902 | 5.2902 | 5.2902 | 0.1327 | 0.1327 | 0.1327 | 0.1327 | 0.1327 | 0.1327 | 0.1327 | 0.1327 | 0.1327 | 0.1327 | 0.1327 | 0.1327 | 0.1327 | 0.1327 | 0.1327 | 0.1327 | 0.1327 | 0.1327 | 0.1327 | 0.1327 | 0.1327 | 0.1327 | 0.1327 | 0.1327 | 0.1327 | 0.1327 | 0.1327 | 0.1327 | 0 | 0 | 0 | 0 | 0 | 0 | 0 | 0 | 0 | 0 | 0 | 0 | 0 | 0 | 0 | 0 | 0 | 0 | 0 | 0 | 0 | 0 | 0 | 0 | 0 | 0 | 0 | 0 | 0 | 0 | 0 | 0 | 0 | 0 | 0 | 0 | 0 | 0 | 0 | 0 | 0 | 0 | 0 | 0 | 0 | 0 | 0 | 0 | 0 | 0 | 0 | 0 | 0 | 0 | 0 | 0 | 0 | 0 | 0 | 0 | 0 | 0 | 0 | 0 | 0 | 0 | 0 | 0 | 0 | 0 | 0 | 0 | 0 | 0 | 0 | 0 | 0 | 0 | 0 | 0 | 0 | 0 | 0 | 0 | 0 | 0 | 0 | 0 | 0 | 0 | 0 | 0 | 0 | 0 | 0 | 0 | 0 | 0 | 0 | 0 | 0 | 0 | 0 | 0 | 0 | 0 | 0 | 0 | 0 | 0 | 0 | 0 | Solar water heating system | Solar water heating system | Solar water heating system | Solar water heating system | Solar water heating system | Solar water heating system | Solar water heating system | Solar water heating system | Solar water heating system | Solar water heating system | Solar water heating system | Solar water heating system | Solar water heating system | Solar water heating system | Solar water heating system | Solar water heating system | Solar water heating system | Solar water heating system | Solar water heating system | Solar water heating system | Solar water heating system | Solar water heating system | Solar water heating system | Solar water heating system | Solar water heating system | Solar water heating system | Solar water heating system | Solar water heating system | 5.2902 | 5.2902 | 5.2902 | 5.2902 | 5.2902 | 5.2902 | 5.2902 | 5.2902 | 5.2902 | 5.2902 | 5.2902 | 5.2902 | 5.2902 | 5.2902 | 5.2902 | 5.2902 | 5.2902 | 5.2902 | 5.2902 | 5.2902 | 5.2902 | 5.2902 | 5.2902 | 5.2902 | 5.2902 | 5.2902 | 5.2902 | 5.2902 | 0.1327 | 0.1327 | 0.1327 | 0.1327 | 0.1327 | 0.1327 | 0.1327 | 0.1327 | 0.1327 | 0.1327 | 0.1327 | 0.1327 | 0.1327 | 0.1327 | 0.1327 | 0.1327 | 0.1327 | 0.1327 | 0.1327 | 0.1327 | 0.1327 | 0.1327 | 0.1327 | 0.1327 | 0.1327 | 0.1327 | 0.1327 | 0.1327 | 0 | 0 | 0 | 0 | 0 | 0 | 0 | 0 | 0 | 0 | 0 | 0 | 0 | 0 | 0 | 0 | 0 | 0 | 0 | 0 | 0 | 0 | 0 | 0 | 0 | 0 | 0 | 0 | 0 | 0 | 0 | 0 | 0 | 0 | 0 | 0 | 0 | 0 | 0 | 0 | 0 | 0 | 0 | 0 | 0 | 0 | 0 | 0 | 0 | 0 | 0 | 0 | 0 | 0 | 0 | 0 | 0 | 0 | 0 | 0 | 0 | 0 | 0 | 0 | 0 | 0 | 0 | 0 | 0 | 0 | 0 | 0 | 0 | 0 | 0 | 0 | 0 | 0 | 0 | 0 | 0 | 0 | 0 | 0 | 0 | 0
Gas Boiler - High Turndown Burner_Grocery_Existing_10:1 Turndown or greater | Gas Boiler - High Turndown Burner_Grocery_Existing | Gas Boiler - High Turndown Burner_Commercial_Existing_6:1 turndown or less_10:1 Turndown or greater | Commercial | Grocery | Existing | Space Heating | Natural Gas | Gas Boiler - High Turndown Burner | NEQ | 6:1 turndown or less | 21 | 21 | 21 | 0.070025 | 0 | 0 | 0.25 | 0.5 | Retro5Med | 8.35569166605469E-06 | TBD | A | WCM320 | 0.7 | 0.42 | kBtuh heat | 0.0321 | 4348.514188915924 | 4348.5142 | 3429.8140081590395 | 3429.814 | IL TRM v13 - 4.4.20 - High Turndown Burner for Space Heating Boilers - CI-HVC-HTBC-V07-250101_x000D_ | IL TRM v13 - 4.4.20 - High Turndown Burner for Space Heating Boilers - CI-HVC-HTBC-V07-250101_x000D_ | IL TRM v13 - 4.4.20 - High Turndown Burner for Space Heating Boilers - CI-HVC-HTBC-V07-250101_x000D_ | 0 | 0 | 3.2523 | 6:1 turndown or less | 6:1 turndown or less | 6:1 turndown or less | 6:1 turndown or less | 6:1 turndown or less | 6:1 turndown or less | 6:1 turndown or less | 6:1 turndown or less | 6:1 turndown or less | 6:1 turndown or less | 6:1 turndown or less | 6:1 turndown or less | 6:1 turndown or less | 6:1 turndown or less | 6:1 turndown or less | 6:1 turndown or less | 6:1 turndown or less | 6:1 turndown or less | 6:1 turndown or less | 6:1 turndown or less | 6:1 turndown or less | 6:1 turndown or less | 6:1 turndown or less | 6:1 turndown or less | 6:1 turndown or less | 6:1 turndown or less | 6:1 turndown or less | 6:1 turndown or less | 0 | 0 | 0 | 31.9213 | 38.4669 | 46.131 | 52.3743 | 58.3273 | 66.4447 | 70.8883 | 70.3153 | 64.281 | 53.5762 | 40.208 | 25.82 | 14.5558 | 6.8083 | 2.7995 | 0.98921 | 0.30056 | 0.063821 | 0.0057334 | 0.0037364 | 6.9743e-20 | 6.8393e-20 | 6.7149e-20 | 6.6003e-20 | 6.4948e-20 | 0 | 0 | 0 | 31.9213 | 69.7957 | 114.5312 | 164.3893 | 218.8305 | 279.6692 | 342.8738 | 403.2365 | 455.452 | 495.19 | 520.4503 | 530.8105 | 529.9119 | 521.5912 | 509.7335 | 496.3094 | 483.0814 | 470.7013 | 459.3773 | 449.0599 | 439.8026 | 431.2863 | 423.4427 | 416.2174 | 409.5606 | 0 | 0 | 0 | 25.293783807408634 | 31.056732615961725 | 38.00435220449036 | 44.117064780363904 | 50.32109905552445 | 58.83141353688948 | 64.53897427287299 | 65.93112105590966 | 62.13216914192594 | 53.40786215465373 | 41.32925862921324 | 27.352580163825614 | 15.882143320931007 | 7.646957895263074 | 3.235251417226686 | 1.1764550608097044 | 0.3674716320711132 | 0.08009213049123481 | 0.007372571810321631 | 0.004915047873547754 | 9.36750677027476E-20 | 9.36750677027476E-20 | 9.36750677027476E-20 | 9.36750677027476E-20 | 9.36750677027476E-20 | 0 | 0 | 0 | 25.293783807408634 | 56.350516423370365 | 94.35486862786072 | 138.47193340822463 | 188.79303246374909 | 247.62444600063856 | 312.1634202735116 | 378.0945413294212 | 440.22671047134713 | 493.6345726260008 | 534.9638312552141 | 562.3164114190397 | 578.1985547399707 | 585.8455126352338 | 589.0807640524605 | 590.2572191132703 | 590.6246907453414 | 590.7047828758325 | 590.7121554476428 | 590.7170704955163 | 590.7170704955163 | 590.7170704955163 | 590.7170704955163 | 590.7170704955163 | 590.7170704955163 | 10:1 Turndown or greater | 10:1 Turndown or greater | 10:1 Turndown or greater | 10:1 Turndown or greater | 10:1 Turndown or greater | 10:1 Turndown or greater | 10:1 Turndown or greater | 10:1 Turndown or greater | 10:1 Turndown or greater | 10:1 Turndown or greater | 10:1 Turndown or greater | 10:1 Turndown or greater | 10:1 Turndown or greater | 10:1 Turndown or greater | 10:1 Turndown or greater | 10:1 Turndown or greater | 10:1 Turndown or greater | 10:1 Turndown or greater | 10:1 Turndown or greater | 10:1 Turndown or greater | 10:1 Turndown or greater | 10:1 Turndown or greater | 10:1 Turndown or greater | 10:1 Turndown or greater | 10:1 Turndown or greater | 10:1 Turndown or greater | 10:1 Turndown or greater | 10:1 Turndown or greater | 3.2523 | 3.2523 | 3.2523 | 3.2523 | 3.2523 | 3.2523 | 3.2523 | 3.2523 | 3.2523 | 3.2523 | 3.2523 | 3.2523 | 3.2523 | 3.2523 | 3.2523 | 3.2523 | 3.2523 | 3.2523 | 3.2523 | 3.2523 | 3.2523 | 3.2523 | 3.2523 | 3.2523 | 3.2523 | 3.2523 | 3.2523 | 3.2523 | 0.07 | 0.07 | 0.07 | 0.07 | 0.07 | 0.07 | 0.07 | 0.07 | 0.07 | 0.07 | 0.07 | 0.07 | 0.07 | 0.07 | 0.07 | 0.07 | 0.07 | 0.07 | 0.07 | 0.07 | 0.07 | 0.07 | 0.07 | 0.07 | 0.07 | 0.07 | 0.07 | 0.07 | 0 | 0 | 0 | 0 | 0 | 0 | 0 | 0 | 0 | 0 | 0 | 0 | 0 | 0 | 0 | 0 | 0 | 0 | 0 | 0 | 0 | 0 | 0 | 0 | 0 | 0 | 0 | 0 | 0 | 0 | 0 | 0 | 0 | 0 | 0 | 0 | 0 | 0 | 0 | 0 | 0 | 0 | 0 | 0 | 0 | 0 | 0 | 0 | 0 | 0 | 0 | 0 | 0 | 0 | 0 | 0 | 0 | 0 | 0 | 0 | 0 | 0 | 0 | 0 | 0 | 0 | 0 | 0 | 0 | 0 | 0 | 0 | 0 | 0 | 0 | 0 | 0 | 0 | 0 | 0 | 0 | 0 | 0 | 0 | 0 | 0 | 0 | 0 | 0 | 0 | 0 | 0 | 0 | 0 | 0 | 0 | 0 | 0 | 0 | 0 | 0 | 0 | 0 | 0 | 0 | 0 | 0 | 0 | 0 | 0 | 0 | 0 | 10:1 Turndown or greater | 10:1 Turndown or greater | 10:1 Turndown or greater | 10:1 Turndown or greater | 10:1 Turndown or greater | 10:1 Turndown or greater | 10:1 Turndown or greater | 10:1 Turndown or greater | 10:1 Turndown or greater | 10:1 Turndown or greater | 10:1 Turndown or greater | 10:1 Turndown or greater | 10:1 Turndown or greater | 10:1 Turndown or greater | 10:1 Turndown or greater | 10:1 Turndown or greater | 10:1 Turndown or greater | 10:1 Turndown or greater | 10:1 Turndown or greater | 10:1 Turndown or greater | 10:1 Turndown or greater | 10:1 Turndown or greater | 10:1 Turndown or greater | 10:1 Turndown or greater | 10:1 Turndown or greater | 10:1 Turndown or greater | 10:1 Turndown or greater | 10:1 Turndown or greater | 3.2523 | 3.2523 | 3.2523 | 3.2523 | 3.2523 | 3.2523 | 3.2523 | 3.2523 | 3.2523 | 3.2523 | 3.2523 | 3.2523 | 3.2523 | 3.2523 | 3.2523 | 3.2523 | 3.2523 | 3.2523 | 3.2523 | 3.2523 | 3.2523 | 3.2523 | 3.2523 | 3.2523 | 3.2523 | 3.2523 | 3.2523 | 3.2523 | 0.07 | 0.07 | 0.07 | 0.07 | 0.07 | 0.07 | 0.07 | 0.07 | 0.07 | 0.07 | 0.07 | 0.07 | 0.07 | 0.07 | 0.07 | 0.07 | 0.07 | 0.07 | 0.07 | 0.07 | 0.07 | 0.07 | 0.07 | 0.07 | 0.07 | 0.07 | 0.07 | 0.07 | 0 | 0 | 0 | 0 | 0 | 0 | 0 | 0 | 0 | 0 | 0 | 0 | 0 | 0 | 0 | 0 | 0 | 0 | 0 | 0 | 0 | 0 | 0 | 0 | 0 | 0 | 0 | 0 | 0 | 0 | 0 | 0 | 0 | 0 | 0 | 0 | 0 | 0 | 0 | 0 | 0 | 0 | 0 | 0 | 0 | 0 | 0 | 0 | 0 | 0 | 0 | 0 | 0 | 0 | 0 | 0 | 0 | 0 | 0 | 0 | 0 | 0 | 0 | 0 | 0 | 0 | 0 | 0 | 0 | 0 | 0 | 0 | 0 | 0 | 0 | 0 | 0 | 0 | 0 | 0 | 0 | 0 | 0 | 0 | 0 | 0
Insulation - Wall Cavity_Lodging_Existing_R-13+10ci | Insulation - Wall Cavity_Lodging_Existing | Insulation - Wall Cavity_Commercial_Existing_Existing/Assumed R-13_R-13+10ci | Commercial | Lodging | Existing | Space Heating | Natural Gas | Insulation - Wall Cavity | NEQ | Existing/Assumed R-13 | 45 | 45 | 45 | 0.040582 | 0 | 0 | 0.15 | 0.5 | Retro3Slow | 0.004128203794943829 | TBD | A | WCM602 | 0.707202044049935 | 0.424321226429961 | sqft wall | 0.0321 | 4031.4713250113787 | 4031.4713 | 3202.721081364935 | 3202.7211 | Regional Technical Forum. ComWeatherizationSchool - UES Workbook, Version 4.1. Northwest Power and Conservation Council. July 18, 2023. | Regional Technical Forum. ComWeatherizationSchool_v4_1 ¦ ResMFWeatherization_v6_1 - AEG Adjusted | AEG BEST | 0 | 0 | 2.828 | Existing/Assumed R-13 | Existing/Assumed R-13 | Existing/Assumed R-13 | Existing/Assumed R-13 | Existing/Assumed R-13 | Existing/Assumed R-13 | Existing/Assumed R-13 | Existing/Assumed R-13 | Existing/Assumed R-13 | Existing/Assumed R-13 | Existing/Assumed R-13 | Existing/Assumed R-13 | Existing/Assumed R-13 | Existing/Assumed R-13 | Existing/Assumed R-13 | Existing/Assumed R-13 | Existing/Assumed R-13 | Existing/Assumed R-13 | Existing/Assumed R-13 | Existing/Assumed R-13 | Existing/Assumed R-13 | Existing/Assumed R-13 | Existing/Assumed R-13 | Existing/Assumed R-13 | Existing/Assumed R-13 | Existing/Assumed R-13 | Existing/Assumed R-13 | Existing/Assumed R-13 | 0 | 0 | 0 | 126.5939 | 195.6529 | 384.1131 | 658.7705 | 1002.5705 | 1370.5502 | 1700.2455 | 1930.6857 | 2021.8239 | 1965.1629 | 1782.8699 | 1517.1099 | 1215.7476 | 920.7378 | 661.0511 | 451.1137 | 293.5799 | 182.6188 | 91.2962 | 59.6996 | 0 | 0 | 0 | 0 | 0 | 0 | 0 | 0 | 126.5939 | 320.1213 | 698.3502 | 1343.171 | 2316.6648 | 3632.6678 | 5241.0915 | 7031.9155 | 8859.692 | 10576.5645 | 12063.7182 | 13249.0679 | 14108.1133 | 14658.1823 | 14943.5686 | 15019.3588 | 14955.2348 | 14801.2638 | 14588.3857 | 14368.9695 | 14119.6054 | 13889.5175 | 13677.2107 | 13481.3059 | 13300.5319 | 0 | 0 | 0 | 417.3605818060445 | 656.052095690069 | 1312.1041913801382 | 2296.1823349152432 | 3571.8391876459336 | 5000.574862704303 | 6364.3680070782075 | 7425.096008257908 | 7996.257239662361 | 7996.25723966236 | 7463.173423684875 | 6530.276745724258 | 5377.874967067033 | 4182.791641052142 | 3082.0569986700066 | 2157.4398990689965 | 1438.2932660459983 | 915.2775329383638 | 467.17300959568126 | 311.44867306378757 | 0 | 0 | 0 | 0 | 0 | 0 | 0 | 0 | 417.3605818060445 | 1073.4126774961135 | 2385.516868876252 | 4681.699203791494 | 8253.538391437427 | 13254.113254141732 | 19618.481261219942 | 27043.577269477846 | 35039.83450914021 | 43036.09174880256 | 50499.26517248744 | 57029.5419182117 | 62407.41688527873 | 66590.20852633087 | 69672.26552500087 | 71829.70542406986 | 73267.99869011587 | 74183.27622305423 | 74650.44923264992 | 74961.8979057137 | 74961.8979057137 | 74961.8979057137 | 74961.8979057137 | 74961.8979057137 | 74961.8979057137 | R-13+10ci | R-13+10ci | R-13+10ci | R-13+10ci | R-13+10ci | R-13+10ci | R-13+10ci | R-13+10ci | R-13+10ci | R-13+10ci | R-13+10ci | R-13+10ci | R-13+10ci | R-13+10ci | R-13+10ci | R-13+10ci | R-13+10ci | R-13+10ci | R-13+10ci | R-13+10ci | R-13+10ci | R-13+10ci | R-13+10ci | R-13+10ci | R-13+10ci | R-13+10ci | R-13+10ci | R-13+10ci | 2.828 | 2.828 | 2.828 | 2.828 | 2.828 | 2.828 | 2.828 | 2.828 | 2.828 | 2.828 | 2.828 | 2.828 | 2.828 | 2.828 | 2.828 | 2.828 | 2.828 | 2.828 | 2.828 | 2.828 | 2.828 | 2.828 | 2.828 | 2.828 | 2.828 | 2.828 | 2.828 | 2.828 | 0.0406 | 0.0406 | 0.0406 | 0.0406 | 0.0406 | 0.0406 | 0.0406 | 0.0406 | 0.0406 | 0.0406 | 0.0406 | 0.0406 | 0.0406 | 0.0406 | 0.0406 | 0.0406 | 0.0406 | 0.0406 | 0.0406 | 0.0406 | 0.0406 | 0.0406 | 0.0406 | 0.0406 | 0.0406 | 0.0406 | 0.0406 | 0.0406 | 0 | 0 | 0 | 0 | 0 | 0 | 0 | 0 | 0 | 0 | 0 | 0 | 0 | 0 | 0 | 0 | 0 | 0 | 0 | 0 | 0 | 0 | 0 | 0 | 0 | 0 | 0 | 0 | 0 | 0 | 0 | 0 | 0 | 0 | 0 | 0 | 0 | 0 | 0 | 0 | 0 | 0 | 0 | 0 | 0 | 0 | 0 | 0 | 0 | 0 | 0 | 0 | 0 | 0 | 0 | 0 | 0 | 0 | 0 | 0 | 0 | 0 | 0 | 0 | 0 | 0 | 0 | 0 | 0 | 0 | 0 | 0 | 0 | 0 | 0 | 0 | 0 | 0 | 0 | 0 | 0 | 0 | 0 | 0 | 0 | 0 | 0 | 0 | 0 | 0 | 0 | 0 | 0 | 0 | 0 | 0 | 0 | 0 | 0 | 0 | 0 | 0 | 0 | 0 | 0 | 0 | 0 | 0 | 0 | 0 | 0 | 0 | R-13+10ci | R-13+10ci | R-13+10ci | R-13+10ci | R-13+10ci | R-13+10ci | R-13+10ci | R-13+10ci | R-13+10ci | R-13+10ci | R-13+10ci | R-13+10ci | R-13+10ci | R-13+10ci | R-13+10ci | R-13+10ci | R-13+10ci | R-13+10ci | R-13+10ci | R-13+10ci | R-13+10ci | R-13+10ci | R-13+10ci | R-13+10ci | R-13+10ci | R-13+10ci | R-13+10ci | R-13+10ci | 2.828 | 2.828 | 2.828 | 2.828 | 2.828 | 2.828 | 2.828 | 2.828 | 2.828 | 2.828 | 2.828 | 2.828 | 2.828 | 2.828 | 2.828 | 2.828 | 2.828 | 2.828 | 2.828 | 2.828 | 2.828 | 2.828 | 2.828 | 2.828 | 2.828 | 2.828 | 2.828 | 2.828 | 0.0406 | 0.0406 | 0.0406 | 0.0406 | 0.0406 | 0.0406 | 0.0406 | 0.0406 | 0.0406 | 0.0406 | 0.0406 | 0.0406 | 0.0406 | 0.0406 | 0.0406 | 0.0406 | 0.0406 | 0.0406 | 0.0406 | 0.0406 | 0.0406 | 0.0406 | 0.0406 | 0.0406 | 0.0406 | 0.0406 | 0.0406 | 0.0406 | 0 | 0 | 0 | 0 | 0 | 0 | 0 | 0 | 0 | 0 | 0 | 0 | 0 | 0 | 0 | 0 | 0 | 0 | 0 | 0 | 0 | 0 | 0 | 0 | 0 | 0 | 0 | 0 | 0 | 0 | 0 | 0 | 0 | 0 | 0 | 0 | 0 | 0 | 0 | 0 | 0 | 0 | 0 | 0 | 0 | 0 | 0 | 0 | 0 | 0 | 0 | 0 | 0 | 0 | 0 | 0 | 0 | 0 | 0 | 0 | 0 | 0 | 0 | 0 | 0 | 0 | 0 | 0 | 0 | 0 | 0 | 0 | 0 | 0 | 0 | 0 | 0 | 0 | 0 | 0 | 0 | 0 | 0 | 0 | 0 | 0
Water Heater - Pre-Rinse Spray Valve_Grocery_Existing_New/replacement pre-rinse spray nozzle rated 1.0 GPM (0.92 GPM in situ) | Water Heater - Pre-Rinse Spray Valve_Grocery_Existing | Water Heater - Pre-Rinse Spray Valve_Commercial_Existing_Pre-rinse spray valve rated 1.6GPM (1.33 GPM in situ)_New/replacement pre-rinse spray nozzle rated 1.0 GPM (0.92 GPM in situ) | Commercial | Grocery | Existing | Water Heating | Natural Gas | Water Heater - Pre-Rinse Spray Valve | NEQ | Pre-rinse spray valve rated 1.6GPM (1.33 GPM in situ) | 5 | 5 | 5 | 6.5574 | 0 | 0 | 0.25 | 0.53333 | Retro12Med | 3.879925052500492E-06 | TBD | A | WCM332 | 0.7 | 0.42 | KitchenFaucet | 0.0321 | 4717.373058748984 | 4717.3731 | 3720.7449477456753 | 3720.7449 | Regional Technical Forum. Pre-Rinse Spray Valve - UES Workbook, Version 2.5. Northwest Power and Conservation Council. December 20, 2019 | Regional Technical Forum. Pre-Rinse Spray Valve - UES Workbook, Version 2.5. Northwest Power and Conservation Council. December 20, 2019 | Regional Technical Forum. Pre-Rinse Spray Valve - UES Workbook, Version 2.5. Northwest Power and Conservation Council. December 20, 2019 | 0 | 0 | 104.6129 | Pre-rinse spray valve rated 1.6GPM (1.33 GPM in situ) | Pre-rinse spray valve rated 1.6GPM (1.33 GPM in situ) | Pre-rinse spray valve rated 1.6GPM (1.33 GPM in situ) | Pre-rinse spray valve rated 1.6GPM (1.33 GPM in situ) | Pre-rinse spray valve rated 1.6GPM (1.33 GPM in situ) | Pre-rinse spray valve rated 1.6GPM (1.33 GPM in situ) | Pre-rinse spray valve rated 1.6GPM (1.33 GPM in situ) | Pre-rinse spray valve rated 1.6GPM (1.33 GPM in situ) | Pre-rinse spray valve rated 1.6GPM (1.33 GPM in situ) | Pre-rinse spray valve rated 1.6GPM (1.33 GPM in situ) | Pre-rinse spray valve rated 1.6GPM (1.33 GPM in situ) | Pre-rinse spray valve rated 1.6GPM (1.33 GPM in situ) | Pre-rinse spray valve rated 1.6GPM (1.33 GPM in situ) | Pre-rinse spray valve rated 1.6GPM (1.33 GPM in situ) | Pre-rinse spray valve rated 1.6GPM (1.33 GPM in situ) | Pre-rinse spray valve rated 1.6GPM (1.33 GPM in situ) | Pre-rinse spray valve rated 1.6GPM (1.33 GPM in situ) | Pre-rinse spray valve rated 1.6GPM (1.33 GPM in situ) | Pre-rinse spray valve rated 1.6GPM (1.33 GPM in situ) | Pre-rinse spray valve rated 1.6GPM (1.33 GPM in situ) | Pre-rinse spray valve rated 1.6GPM (1.33 GPM in situ) | Pre-rinse spray valve rated 1.6GPM (1.33 GPM in situ) | Pre-rinse spray valve rated 1.6GPM (1.33 GPM in situ) | Pre-rinse spray valve rated 1.6GPM (1.33 GPM in situ) | Pre-rinse spray valve rated 1.6GPM (1.33 GPM in situ) | Pre-rinse spray valve rated 1.6GPM (1.33 GPM in situ) | Pre-rinse spray valve rated 1.6GPM (1.33 GPM in situ) | Pre-rinse spray valve rated 1.6GPM (1.33 GPM in situ) | 0 | 0 | 0 | 127.1578 | 125.7579 | 124.2225 | 122.5722 | 120.8233 | 107.0902 | 84.2976 | 66.4531 | 52.424 | 41.4627 | 32.8621 | 26.09 | 20.6996 | 16.4375 | 13.1059 | 10.4554 | 0.071147 | 0.025359 | 0.0057224 | 0.00381 | 0 | 0 | 0 | 0 | 0 | 0 | 0 | 0 | 127.1578 | 251.5157 | 372.6675 | 490.2887 | 604.1167 | 702.0359 | 775.07 | 830.2021 | 871.0944 | 902.6604 | 927.1384 | 946.1849 | 959.0705 | 968.4349 | 978.2907 | 986.0111 | 983.7699 | 981.8441 | 980.1876 | 978.9306 | 978.195 | 977.6064 | 977.1356 | 976.759 | 976.4576 | 0 | 0 | 0 | 0.0009769907927165682 | 0.0009769907927165682 | 0.0009769907927165682 | 0.0009769907927165684 | 0.0009769907927165682 | 0.0008792917134449115 | 0.0007034333707559293 | 0.0005627466966047434 | 0.0004501973572837947 | 0.00036015788582703575 | 0.00028812630866162863 | 0.00023050104692930285 | 0.00018440083754344232 | 0.0001475206700347539 | 0.00011801653602780305 | 9.441322882224244E-05 | 6.43970615595857E-07 | 2.299895055700198E-07 | 5.198626422879713E-08 | 3.4657509485864746E-08 | 0 | 0 | 0 | 0 | 0 | 0 | 0 | 0 | 0.0009769907927165682 | 0.0019539815854331365 | 0.002930972378149705 | 0.003907963170866273 | 0.004884953963582842 | 0.005764245677027753 | 0.006467679047783682 | 0.007030425744388426 | 0.00748062310167222 | 0.007840780987499256 | 0.008128907296160883 | 0.008359408343090187 | 0.008543809180633629 | 0.008691329850668384 | 0.008809346386696186 | 0.008903759615518429 | 0.008904403586134023 | 0.008904633575639594 | 0.008904685561903823 | 0.008904720219413308 | 0.008904720219413308 | 0.008904720219413308 | 0.008904720219413308 | 0.008904720219413308 | 0.008904720219413308 | New/replacement pre-rinse spray nozzle rated 1.0 GPM (0.92 GPM in situ) | New/replacement pre-rinse spray nozzle rated 1.0 GPM (0.92 GPM in situ) | New/replacement pre-rinse spray nozzle rated 1.0 GPM (0.92 GPM in situ) | New/replacement pre-rinse spray nozzle rated 1.0 GPM (0.92 GPM in situ) | New/replacement pre-rinse spray nozzle rated 1.0 GPM (0.92 GPM in situ) | New/replacement pre-rinse spray nozzle rated 1.0 GPM (0.92 GPM in situ) | New/replacement pre-rinse spray nozzle rated 1.0 GPM (0.92 GPM in situ) | New/replacement pre-rinse spray nozzle rated 1.0 GPM (0.92 GPM in situ) | New/replacement pre-rinse spray nozzle rated 1.0 GPM (0.92 GPM in situ) | New/replacement pre-rinse spray nozzle rated 1.0 GPM (0.92 GPM in situ) | New/replacement pre-rinse spray nozzle rated 1.0 GPM (0.92 GPM in situ) | New/replacement pre-rinse spray nozzle rated 1.0 GPM (0.92 GPM in situ) | New/replacement pre-rinse spray nozzle rated 1.0 GPM (0.92 GPM in situ) | New/replacement pre-rinse spray nozzle rated 1.0 GPM (0.92 GPM in situ) | New/replacement pre-rinse spray nozzle rated 1.0 GPM (0.92 GPM in situ) | New/replacement pre-rinse spray nozzle rated 1.0 GPM (0.92 GPM in situ) | New/replacement pre-rinse spray nozzle rated 1.0 GPM (0.92 GPM in situ) | New/replacement pre-rinse spray nozzle rated 1.0 GPM (0.92 GPM in situ) | New/replacement pre-rinse spray nozzle rated 1.0 GPM (0.92 GPM in situ) | New/replacement pre-rinse spray nozzle rated 1.0 GPM (0.92 GPM in situ) | New/replacement pre-rinse spray nozzle rated 1.0 GPM (0.92 GPM in situ) | New/replacement pre-rinse spray nozzle rated 1.0 GPM (0.92 GPM in situ) | New/replacement pre-rinse spray nozzle rated 1.0 GPM (0.92 GPM in situ) | New/replacement pre-rinse spray nozzle rated 1.0 GPM (0.92 GPM in situ) | New/replacement pre-rinse spray nozzle rated 1.0 GPM (0.92 GPM in situ) | New/replacement pre-rinse spray nozzle rated 1.0 GPM (0.92 GPM in situ) | New/replacement pre-rinse spray nozzle rated 1.0 GPM (0.92 GPM in situ) | New/replacement pre-rinse spray nozzle rated 1.0 GPM (0.92 GPM in situ) | 104.6129 | 104.6129 | 104.6129 | 104.6129 | 104.6129 | 104.6129 | 104.6129 | 104.6129 | 104.6129 | 104.6129 | 104.6129 | 104.6129 | 104.6129 | 104.6129 | 104.6129 | 104.6129 | 104.6129 | 104.6129 | 104.6129 | 104.6129 | 104.6129 | 104.6129 | 104.6129 | 104.6129 | 104.6129 | 104.6129 | 104.6129 | 104.6129 | 6.5574 | 6.5574 | 6.5574 | 6.5574 | 6.5574 | 6.5574 | 6.5574 | 6.5574 | 6.5574 | 6.5574 | 6.5574 | 6.5574 | 6.5574 | 6.5574 | 6.5574 | 6.5574 | 6.5574 | 6.5574 | 6.5574 | 6.5574 | 6.5574 | 6.5574 | 6.5574 | 6.5574 | 6.5574 | 6.5574 | 6.5574 | 6.5574 | 0 | 0 | 0 | 0 | 0 | 0 | 0 | 0 | 0 | 0 | 0 | 0 | 0 | 0 | 0 | 0 | 0 | 0 | 0 | 0 | 0 | 0 | 0 | 0 | 0 | 0 | 0 | 0 | 0 | 0 | 0 | 0 | 0 | 0 | 0 | 0 | 0 | 0 | 0 | 0 | 0 | 0 | 0 | 0 | 0 | 0 | 0 | 0 | 0 | 0 | 0 | 0 | 0 | 0 | 0 | 0 | 0 | 0 | 0 | 0 | 0 | 0 | 0 | 0 | 0 | 0 | 0 | 0 | 0 | 0 | 0 | 0 | 0 | 0 | 0 | 0 | 0 | 0 | 0 | 0 | 0 | 0 | 0 | 0 | 0 | 0 | 0 | 0 | 0 | 0 | 0 | 0 | 0 | 0 | 0 | 0 | 0 | 0 | 0 | 0 | 0 | 0 | 0 | 0 | 0 | 0 | 0 | 0 | 0 | 0 | 0 | 0 | New/replacement pre-rinse spray nozzle rated 1.0 GPM (0.92 GPM in situ) | New/replacement pre-rinse spray nozzle rated 1.0 GPM (0.92 GPM in situ) | New/replacement pre-rinse spray nozzle rated 1.0 GPM (0.92 GPM in situ) | New/replacement pre-rinse spray nozzle rated 1.0 GPM (0.92 GPM in situ) | New/replacement pre-rinse spray nozzle rated 1.0 GPM (0.92 GPM in situ) | New/replacement pre-rinse spray nozzle rated 1.0 GPM (0.92 GPM in situ) | New/replacement pre-rinse spray nozzle rated 1.0 GPM (0.92 GPM in situ) | New/replacement pre-rinse spray nozzle rated 1.0 GPM (0.92 GPM in situ) | New/replacement pre-rinse spray nozzle rated 1.0 GPM (0.92 GPM in situ) | New/replacement pre-rinse spray nozzle rated 1.0 GPM (0.92 GPM in situ) | New/replacement pre-rinse spray nozzle rated 1.0 GPM (0.92 GPM in situ) | New/replacement pre-rinse spray nozzle rated 1.0 GPM (0.92 GPM in situ) | New/replacement pre-rinse spray nozzle rated 1.0 GPM (0.92 GPM in situ) | New/replacement pre-rinse spray nozzle rated 1.0 GPM (0.92 GPM in situ) | New/replacement pre-rinse spray nozzle rated 1.0 GPM (0.92 GPM in situ) | New/replacement pre-rinse spray nozzle rated 1.0 GPM (0.92 GPM in situ) | New/replacement pre-rinse spray nozzle rated 1.0 GPM (0.92 GPM in situ) | New/replacement pre-rinse spray nozzle rated 1.0 GPM (0.92 GPM in situ) | New/replacement pre-rinse spray nozzle rated 1.0 GPM (0.92 GPM in situ) | New/replacement pre-rinse spray nozzle rated 1.0 GPM (0.92 GPM in situ) | New/replacement pre-rinse spray nozzle rated 1.0 GPM (0.92 GPM in situ) | New/replacement pre-rinse spray nozzle rated 1.0 GPM (0.92 GPM in situ) | New/replacement pre-rinse spray nozzle rated 1.0 GPM (0.92 GPM in situ) | New/replacement pre-rinse spray nozzle rated 1.0 GPM (0.92 GPM in situ) | New/replacement pre-rinse spray nozzle rated 1.0 GPM (0.92 GPM in situ) | New/replacement pre-rinse spray nozzle rated 1.0 GPM (0.92 GPM in situ) | New/replacement pre-rinse spray nozzle rated 1.0 GPM (0.92 GPM in situ) | New/replacement pre-rinse spray nozzle rated 1.0 GPM (0.92 GPM in situ) | 104.6129 | 104.6129 | 104.6129 | 104.6129 | 104.6129 | 104.6129 | 104.6129 | 104.6129 | 104.6129 | 104.6129 | 104.6129 | 104.6129 | 104.6129 | 104.6129 | 104.6129 | 104.6129 | 104.6129 | 104.6129 | 104.6129 | 104.6129 | 104.6129 | 104.6129 | 104.6129 | 104.6129 | 104.6129 | 104.6129 | 104.6129 | 104.6129 | 6.5574 | 6.5574 | 6.5574 | 6.5574 | 6.5574 | 6.5574 | 6.5574 | 6.5574 | 6.5574 | 6.5574 | 6.5574 | 6.5574 | 6.5574 | 6.5574 | 6.5574 | 6.5574 | 6.5574 | 6.5574 | 6.5574 | 6.5574 | 6.5574 | 6.5574 | 6.5574 | 6.5574 | 6.5574 | 6.5574 | 6.5574 | 6.5574 | 0 | 0 | 0 | 0 | 0 | 0 | 0 | 0 | 0 | 0 | 0 | 0 | 0 | 0 | 0 | 0 | 0 | 0 | 0 | 0 | 0 | 0 | 0 | 0 | 0 | 0 | 0 | 0 | 0 | 0 | 0 | 0 | 0 | 0 | 0 | 0 | 0 | 0 | 0 | 0 | 0 | 0 | 0 | 0 | 0 | 0 | 0 | 0 | 0 | 0 | 0 | 0 | 0 | 0 | 0 | 0 | 0 | 0 | 0 | 0 | 0 | 0 | 0 | 0 | 0 | 0 | 0 | 0 | 0 | 0 | 0 | 0 | 0 | 0 | 0 | 0 | 0 | 0 | 0 | 0 | 0 | 0 | 0 | 0 | 0 | 0
Water Heater - Thermostatic Shower Restriction Valve_Education_Existing_Showerhead with restrictor valve | Water Heater - Thermostatic Shower Restriction Valve_Education_Existing | Water Heater - Thermostatic Shower Restriction Valve_Commercial_Existing_Typical showerhead without valve_Showerhead with restrictor valve | Commercial | Education | Existing | Water Heating | Natural Gas | Water Heater - Thermostatic Shower Restriction Valve | NEQ | Typical showerhead without valve | 6 | 6 | 6 | 1.8 | 0 | 0 | 0.004 | 0.2 | Retro12Med | 3.879925052500492E-06 | TBD | A | WCM431 | 0.7 | 0.42 | showerhead | 0.0321 | 4775.967657885448 | 4775.9677 | 3766.960406219507 | 3766.9604 | Regional Technical Forum. Thermostatic Shower Restriction Valve - UES Workbook, Version 6.1. Northwest Power and Conservation Council. August 29, 2023 | Regional Technical Forum. Thermostatic Shower Restriction Valve - UES Workbook, Version 6.1. Northwest Power and Conservation Council. August 29, 2023 | Regional Technical Forum. Thermostatic Shower Restriction Valve - UES Workbook, Version 6.1. Northwest Power and Conservation Council. August 29, 2023 | 0 | 0 | 34.4397 | Typical showerhead without valve | Typical showerhead without valve | Typical showerhead without valve | Typical showerhead without valve | Typical showerhead without valve | Typical showerhead without valve | Typical showerhead without valve | Typical showerhead without valve | Typical showerhead without valve | Typical showerhead without valve | Typical showerhead without valve | Typical showerhead without valve | Typical showerhead without valve | Typical showerhead without valve | Typical showerhead without valve | Typical showerhead without valve | Typical showerhead without valve | Typical showerhead without valve | Typical showerhead without valve | Typical showerhead without valve | Typical showerhead without valve | Typical showerhead without valve | Typical showerhead without valve | Typical showerhead without valve | Typical showerhead without valve | Typical showerhead without valve | Typical showerhead without valve | Typical showerhead without valve | 0 | 0 | 0 | 1628.1545 | 1605.8499 | 1580.2937 | 1551.1168 | 1518.0173 | 1333.0513 | 1037.6934 | 807.78 | 628.7956 | 490.7876 | 384.2374 | 301.8098 | 237.356 | 187.1974 | 148.5013 | 118.045 | 0.8014 | 0.28521 | 0.064307 | 0.042793 | 0 | 0 | 0 | 0 | 0 | 0 | 0 | 0 | 1628.1545 | 3211.6998 | 4740.8812 | 6204.4673 | 7590.0864 | 8738.892 | 9541.0146 | 10091.6402 | 10448.2681 | 10684.6427 | 10840.4893 | 10945.5092 | 10997.3694 | 11028.9251 | 11084.8828 | 11132.3811 | 11081.2034 | 11042.7632 | 11015.1395 | 10995.0239 | 10986.7436 | 10980.1194 | 10974.8201 | 10970.5806 | 10967.189 | 0 | 0 | 0 | 0.40598273493407083 | 0.4059827349340709 | 0.40598273493407083 | 0.4059827349340708 | 0.40598273493407083 | 0.3653844614406637 | 0.29230756915253103 | 0.23384605532202482 | 0.18707684425761992 | 0.14966147540609592 | 0.11972918032487674 | 0.09578334425990138 | 0.07662667540792112 | 0.06130134032633692 | 0.04904107226106952 | 0.039232857808855624 | 0.000267598173581386 | 9.557077627909578E-05 | 2.1602584065226916E-05 | 1.4401722710151284E-05 | 0 | 0 | 0 | 0 | 0 | 0 | 0 | 0 | 0.40598273493407083 | 0.8119654698681417 | 1.2179482048022126 | 1.6239309397362833 | 2.0299136746703543 | 2.395298136111018 | 2.687605705263549 | 2.9214517605855734 | 3.1085286048431935 | 3.2581900802492894 | 3.377919260574166 | 3.4737026048340676 | 3.550329280241989 | 3.611630620568326 | 3.660671692829396 | 3.6999045506382515 | 3.7001721488118324 | 3.7002677195881115 | 3.700289322172177 | 3.700303723894887 | 3.700303723894887 | 3.700303723894887 | 3.700303723894887 | 3.700303723894887 | 3.700303723894887 | Showerhead with restrictor valve | Showerhead with restrictor valve | Showerhead with restrictor valve | Showerhead with restrictor valve | Showerhead with restrictor valve | Showerhead with restrictor valve | Showerhead with restrictor valve | Showerhead with restrictor valve | Showerhead with restrictor valve | Showerhead with restrictor valve | Showerhead with restrictor valve | Showerhead with restrictor valve | Showerhead with restrictor valve | Showerhead with restrictor valve | Showerhead with restrictor valve | Showerhead with restrictor valve | Showerhead with restrictor valve | Showerhead with restrictor valve | Showerhead with restrictor valve | Showerhead with restrictor valve | Showerhead with restrictor valve | Showerhead with restrictor valve | Showerhead with restrictor valve | Showerhead with restrictor valve | Showerhead with restrictor valve | Showerhead with restrictor valve | Showerhead with restrictor valve | Showerhead with restrictor valve | 34.4397 | 34.4397 | 34.4397 | 34.4397 | 34.4397 | 34.4397 | 34.4397 | 34.4397 | 34.4397 | 34.4397 | 34.4397 | 34.4397 | 34.4397 | 34.4397 | 34.4397 | 34.4397 | 34.4397 | 34.4397 | 34.4397 | 34.4397 | 34.4397 | 34.4397 | 34.4397 | 34.4397 | 34.4397 | 34.4397 | 34.4397 | 34.4397 | 1.8 | 1.8 | 1.8 | 1.8 | 1.8 | 1.8 | 1.8 | 1.8 | 1.8 | 1.8 | 1.8 | 1.8 | 1.8 | 1.8 | 1.8 | 1.8 | 1.8 | 1.8 | 1.8 | 1.8 | 1.8 | 1.8 | 1.8 | 1.8 | 1.8 | 1.8 | 1.8 | 1.8 | 0 | 0 | 0 | 0 | 0 | 0 | 0 | 0 | 0 | 0 | 0 | 0 | 0 | 0 | 0 | 0 | 0 | 0 | 0 | 0 | 0 | 0 | 0 | 0 | 0 | 0 | 0 | 0 | 0 | 0 | 0 | 0 | 0 | 0 | 0 | 0 | 0 | 0 | 0 | 0 | 0 | 0 | 0 | 0 | 0 | 0 | 0 | 0 | 0 | 0 | 0 | 0 | 0 | 0 | 0 | 0 | 0 | 0 | 0 | 0 | 0 | 0 | 0 | 0 | 0 | 0 | 0 | 0 | 0 | 0 | 0 | 0 | 0 | 0 | 0 | 0 | 0 | 0 | 0 | 0 | 0 | 0 | 0 | 0 | 0 | 0 | 0 | 0 | 0 | 0 | 0 | 0 | 0 | 0 | 0 | 0 | 0 | 0 | 0 | 0 | 0 | 0 | 0 | 0 | 0 | 0 | 0 | 0 | 0 | 0 | 0 | 0 | Showerhead with restrictor valve | Showerhead with restrictor valve | Showerhead with restrictor valve | Showerhead with restrictor valve | Showerhead with restrictor valve | Showerhead with restrictor valve | Showerhead with restrictor valve | Showerhead with restrictor valve | Showerhead with restrictor valve | Showerhead with restrictor valve | Showerhead with restrictor valve | Showerhead with restrictor valve | Showerhead with restrictor valve | Showerhead with restrictor valve | Showerhead with restrictor valve | Showerhead with restrictor valve | Showerhead with restrictor valve | Showerhead with restrictor valve | Showerhead with restrictor valve | Showerhead with restrictor valve | Showerhead with restrictor valve | Showerhead with restrictor valve | Showerhead with restrictor valve | Showerhead with restrictor valve | Showerhead with restrictor valve | Showerhead with restrictor valve | Showerhead with restrictor valve | Showerhead with restrictor valve | 34.4397 | 34.4397 | 34.4397 | 34.4397 | 34.4397 | 34.4397 | 34.4397 | 34.4397 | 34.4397 | 34.4397 | 34.4397 | 34.4397 | 34.4397 | 34.4397 | 34.4397 | 34.4397 | 34.4397 | 34.4397 | 34.4397 | 34.4397 | 34.4397 | 34.4397 | 34.4397 | 34.4397 | 34.4397 | 34.4397 | 34.4397 | 34.4397 | 1.8 | 1.8 | 1.8 | 1.8 | 1.8 | 1.8 | 1.8 | 1.8 | 1.8 | 1.8 | 1.8 | 1.8 | 1.8 | 1.8 | 1.8 | 1.8 | 1.8 | 1.8 | 1.8 | 1.8 | 1.8 | 1.8 | 1.8 | 1.8 | 1.8 | 1.8 | 1.8 | 1.8 | 0 | 0 | 0 | 0 | 0 | 0 | 0 | 0 | 0 | 0 | 0 | 0 | 0 | 0 | 0 | 0 | 0 | 0 | 0 | 0 | 0 | 0 | 0 | 0 | 0 | 0 | 0 | 0 | 0 | 0 | 0 | 0 | 0 | 0 | 0 | 0 | 0 | 0 | 0 | 0 | 0 | 0 | 0 | 0 | 0 | 0 | 0 | 0 | 0 | 0 | 0 | 0 | 0 | 0 | 0 | 0 | 0 | 0 | 0 | 0 | 0 | 0 | 0 | 0 | 0 | 0 | 0 | 0 | 0 | 0 | 0 | 0 | 0 | 0 | 0 | 0 | 0 | 0 | 0 | 0 | 0 | 0 | 0 | 0 | 0 | 0
Water Heater - Thermostatic Shower Restriction Valve_Office_Existing_Showerhead with restrictor valve | Water Heater - Thermostatic Shower Restriction Valve_Office_Existing | Water Heater - Thermostatic Shower Restriction Valve_Commercial_Existing_Typical showerhead without valve_Showerhead with restrictor valve | Commercial | Office | Existing | Water Heating | Natural Gas | Water Heater - Thermostatic Shower Restriction Valve | NEQ | Typical showerhead without valve | 6 | 6 | 6 | 1.8 | 0 | 0 | 0.0004 | 0.02 | Retro12Med | 3.879925052500492E-06 | TBD | A | WCM31 | 0.7 | 0.42 | showerhead | 0.0321 | 4777.600286345854 | 4777.6003 | 3768.2481131741933 | 3768.2481 | Regional Technical Forum. Thermostatic Shower Restriction Valve - UES Workbook, Version 6.1. Northwest Power and Conservation Council. August 29, 2023 | Regional Technical Forum. Thermostatic Shower Restriction Valve - UES Workbook, Version 6.1. Northwest Power and Conservation Council. August 29, 2023 | Regional Technical Forum. Thermostatic Shower Restriction Valve - UES Workbook, Version 6.1. Northwest Power and Conservation Council. August 29, 2023 | 0 | 0 | 34.4397 | Typical showerhead without valve | Typical showerhead without valve | Typical showerhead without valve | Typical showerhead without valve | Typical showerhead without valve | Typical showerhead without valve | Typical showerhead without valve | Typical showerhead without valve | Typical showerhead without valve | Typical showerhead without valve | Typical showerhead without valve | Typical showerhead without valve | Typical showerhead without valve | Typical showerhead without valve | Typical showerhead without valve | Typical showerhead without valve | Typical showerhead without valve | Typical showerhead without valve | Typical showerhead without valve | Typical showerhead without valve | Typical showerhead without valve | Typical showerhead without valve | Typical showerhead without valve | Typical showerhead without valve | Typical showerhead without valve | Typical showerhead without valve | Typical showerhead without valve | Typical showerhead without valve | 0 | 0 | 0 | 20.8292 | 20.5755 | 20.2925 | 19.9807 | 19.6397 | 17.3437 | 13.5906 | 10.6553 | 8.3528 | 6.5598 | 5.16 | 4.0651 | 3.2011 | 2.5245 | 2.0008 | 1.5884 | 0.010769 | 0.0038285 | 0.00086271 | 0.00057387 | 0 | 0 | 0 | 0 | 0 | 0 | 0 | 0 | 20.8292 | 41.151 | 60.8776 | 79.9228 | 98.1985 | 113.6977 | 124.9576 | 133.1175 | 138.7923 | 142.8095 | 145.5787 | 147.4271 | 148.3166 | 148.7324 | 149.3495 | 149.7924 | 148.902 | 148.2294 | 147.7731 | 147.4464 | 147.3355 | 147.2469 | 147.1759 | 147.1191 | 147.0737 | 0 | 0 | 0 | 0.0014589284287838602 | 0.0014589284287838602 | 0.0014589284287838604 | 0.0014589284287838604 | 0.0014589284287838602 | 0.001313035585905474 | 0.0010504284687243796 | 0.0008403427749795035 | 0.0006722742199836028 | 0.0005378193759868824 | 0.0004302555007895058 | 0.00034420440063160463 | 0.00027536352050528366 | 0.00022029081640422696 | 0.00017623265312338154 | 0.00014098612249870514 | 9.61633462053302E-07 | 3.4344052216199934E-07 | 7.763045399718939E-08 | 5.175363599812628E-08 | 0 | 0 | 0 | 0 | 0 | 0 | 0 | 0 | 0.0014589284287838602 | 0.0029178568575677203 | 0.004376785286351581 | 0.005835713715135441 | 0.0072946421439193014 | 0.008607677729824776 | 0.009658106198549156 | 0.010498448973528661 | 0.011170723193512262 | 0.011708542569499145 | 0.012138798070288651 | 0.012483002470920254 | 0.01275836599142554 | 0.012978656807829765 | 0.013154889460953147 | 0.013295875583451851 | 0.013296837216913904 | 0.013297180657436066 | 0.013297258287890064 | 0.013297310041526062 | 0.013297310041526062 | 0.013297310041526062 | 0.013297310041526062 | 0.013297310041526062 | 0.013297310041526062 | Showerhead with restrictor valve | Showerhead with restrictor valve | Showerhead with restrictor valve | Showerhead with restrictor valve | Showerhead with restrictor valve | Showerhead with restrictor valve | Showerhead with restrictor valve | Showerhead with restrictor valve | Showerhead with restrictor valve | Showerhead with restrictor valve | Showerhead with restrictor valve | Showerhead with restrictor valve | Showerhead with restrictor valve | Showerhead with restrictor valve | Showerhead with restrictor valve | Showerhead with restrictor valve | Showerhead with restrictor valve | Showerhead with restrictor valve | Showerhead with restrictor valve | Showerhead with restrictor valve | Showerhead with restrictor valve | Showerhead with restrictor valve | Showerhead with restrictor valve | Showerhead with restrictor valve | Showerhead with restrictor valve | Showerhead with restrictor valve | Showerhead with restrictor valve | Showerhead with restrictor valve | 34.4397 | 34.4397 | 34.4397 | 34.4397 | 34.4397 | 34.4397 | 34.4397 | 34.4397 | 34.4397 | 34.4397 | 34.4397 | 34.4397 | 34.4397 | 34.4397 | 34.4397 | 34.4397 | 34.4397 | 34.4397 | 34.4397 | 34.4397 | 34.4397 | 34.4397 | 34.4397 | 34.4397 | 34.4397 | 34.4397 | 34.4397 | 34.4397 | 1.8 | 1.8 | 1.8 | 1.8 | 1.8 | 1.8 | 1.8 | 1.8 | 1.8 | 1.8 | 1.8 | 1.8 | 1.8 | 1.8 | 1.8 | 1.8 | 1.8 | 1.8 | 1.8 | 1.8 | 1.8 | 1.8 | 1.8 | 1.8 | 1.8 | 1.8 | 1.8 | 1.8 | 0 | 0 | 0 | 0 | 0 | 0 | 0 | 0 | 0 | 0 | 0 | 0 | 0 | 0 | 0 | 0 | 0 | 0 | 0 | 0 | 0 | 0 | 0 | 0 | 0 | 0 | 0 | 0 | 0 | 0 | 0 | 0 | 0 | 0 | 0 | 0 | 0 | 0 | 0 | 0 | 0 | 0 | 0 | 0 | 0 | 0 | 0 | 0 | 0 | 0 | 0 | 0 | 0 | 0 | 0 | 0 | 0 | 0 | 0 | 0 | 0 | 0 | 0 | 0 | 0 | 0 | 0 | 0 | 0 | 0 | 0 | 0 | 0 | 0 | 0 | 0 | 0 | 0 | 0 | 0 | 0 | 0 | 0 | 0 | 0 | 0 | 0 | 0 | 0 | 0 | 0 | 0 | 0 | 0 | 0 | 0 | 0 | 0 | 0 | 0 | 0 | 0 | 0 | 0 | 0 | 0 | 0 | 0 | 0 | 0 | 0 | 0 | Showerhead with restrictor valve | Showerhead with restrictor valve | Showerhead with restrictor valve | Showerhead with restrictor valve | Showerhead with restrictor valve | Showerhead with restrictor valve | Showerhead with restrictor valve | Showerhead with restrictor valve | Showerhead with restrictor valve | Showerhead with restrictor valve | Showerhead with restrictor valve | Showerhead with restrictor valve | Showerhead with restrictor valve | Showerhead with restrictor valve | Showerhead with restrictor valve | Showerhead with restrictor valve | Showerhead with restrictor valve | Showerhead with restrictor valve | Showerhead with restrictor valve | Showerhead with restrictor valve | Showerhead with restrictor valve | Showerhead with restrictor valve | Showerhead with restrictor valve | Showerhead with restrictor valve | Showerhead with restrictor valve | Showerhead with restrictor valve | Showerhead with restrictor valve | Showerhead with restrictor valve | 34.4397 | 34.4397 | 34.4397 | 34.4397 | 34.4397 | 34.4397 | 34.4397 | 34.4397 | 34.4397 | 34.4397 | 34.4397 | 34.4397 | 34.4397 | 34.4397 | 34.4397 | 34.4397 | 34.4397 | 34.4397 | 34.4397 | 34.4397 | 34.4397 | 34.4397 | 34.4397 | 34.4397 | 34.4397 | 34.4397 | 34.4397 | 34.4397 | 1.8 | 1.8 | 1.8 | 1.8 | 1.8 | 1.8 | 1.8 | 1.8 | 1.8 | 1.8 | 1.8 | 1.8 | 1.8 | 1.8 | 1.8 | 1.8 | 1.8 | 1.8 | 1.8 | 1.8 | 1.8 | 1.8 | 1.8 | 1.8 | 1.8 | 1.8 | 1.8 | 1.8 | 0 | 0 | 0 | 0 | 0 | 0 | 0 | 0 | 0 | 0 | 0 | 0 | 0 | 0 | 0 | 0 | 0 | 0 | 0 | 0 | 0 | 0 | 0 | 0 | 0 | 0 | 0 | 0 | 0 | 0 | 0 | 0 | 0 | 0 | 0 | 0 | 0 | 0 | 0 | 0 | 0 | 0 | 0 | 0 | 0 | 0 | 0 | 0 | 0 | 0 | 0 | 0 | 0 | 0 | 0 | 0 | 0 | 0 | 0 | 0 | 0 | 0 | 0 | 0 | 0 | 0 | 0 | 0 | 0 | 0 | 0 | 0 | 0 | 0 | 0 | 0 | 0 | 0 | 0 | 0 | 0 | 0 | 0 | 0 | 0 | 0
Water Heater - Thermostatic Shower Restriction Valve_Retail_Existing_Showerhead with restrictor valve | Water Heater - Thermostatic Shower Restriction Valve_Retail_Existing | Water Heater - Thermostatic Shower Restriction Valve_Commercial_Existing_Typical showerhead without valve_Showerhead with restrictor valve | Commercial | Retail | Existing | Water Heating | Natural Gas | Water Heater - Thermostatic Shower Restriction Valve | NEQ | Typical showerhead without valve | 6 | 6 | 6 | 1.8 | 0 | 0 | 0 | 0 | Retro12Med | 3.879925052500492E-06 | TBD | A | WCM231 | 0.7 | 0.42 | showerhead | 0.0321 | 4778.236705198616 | 4778.2367 | 3768.750077339753 | 3768.7501 | Regional Technical Forum. Thermostatic Shower Restriction Valve - UES Workbook, Version 6.1. Northwest Power and Conservation Council. August 29, 2023 | Regional Technical Forum. Thermostatic Shower Restriction Valve - UES Workbook, Version 6.1. Northwest Power and Conservation Council. August 29, 2023 | Regional Technical Forum. Thermostatic Shower Restriction Valve - UES Workbook, Version 6.1. Northwest Power and Conservation Council. August 29, 2023 | 0 | 0 | 34.4397 | Typical showerhead without valve | Typical showerhead without valve | Typical showerhead without valve | Typical showerhead without valve | Typical showerhead without valve | Typical showerhead without valve | Typical showerhead without valve | Typical showerhead without valve | Typical showerhead without valve | Typical showerhead without valve | Typical showerhead without valve | Typical showerhead without valve | Typical showerhead without valve | Typical showerhead without valve | Typical showerhead without valve | Typical showerhead without valve | Typical showerhead without valve | Typical showerhead without valve | Typical showerhead without valve | Typical showerhead without valve | Typical showerhead without valve | Typical showerhead without valve | Typical showerhead without valve | Typical showerhead without valve | Typical showerhead without valve | Typical showerhead without valve | Typical showerhead without valve | Typical showerhead without valve | 0 | 0 | 0 | 0 | 0 | 0 | 0 | 0 | 0 | 0 | 0 | 0 | 0 | 0 | 0 | 0 | 0 | 0 | 0 | 0 | 0 | 0 | 0 | 0 | 0 | 0 | 0 | 0 | 0 | 0 | 0 | 0 | 0 | 0 | 0 | 0 | 0 | 0 | 0 | 0 | 0 | 0 | 0 | 0 | 0 | 0 | 0 | 0 | 0 | 0 | 0 | 0 | 0 | 0 | 0 | 0 | 0 | 0 | 0 | 0 | 0 | 0 | 0 | 0 | 0 | 0 | 0 | 0 | 0 | 0 | 0 | 0 | 0 | 0 | 0 | 0 | 0 | 0 | 0 | 0 | 0 | 0 | 0 | 0 | 0 | 0 | 0 | 0 | 0 | 0 | 0 | 0 | 0 | 0 | 0 | 0 | 0 | 0 | 0 | 0 | 0 | 0 | 0 | 0 | 0 | 0 | 0 | 0 | 0 | 0 | 0 | 0 | Showerhead with restrictor valve | Showerhead with restrictor valve | Showerhead with restrictor valve | Showerhead with restrictor valve | Showerhead with restrictor valve | Showerhead with restrictor valve | Showerhead with restrictor valve | Showerhead with restrictor valve | Showerhead with restrictor valve | Showerhead with restrictor valve | Showerhead with restrictor valve | Showerhead with restrictor valve | Showerhead with restrictor valve | Showerhead with restrictor valve | Showerhead with restrictor valve | Showerhead with restrictor valve | Showerhead with restrictor valve | Showerhead with restrictor valve | Showerhead with restrictor valve | Showerhead with restrictor valve | Showerhead with restrictor valve | Showerhead with restrictor valve | Showerhead with restrictor valve | Showerhead with restrictor valve | Showerhead with restrictor valve | Showerhead with restrictor valve | Showerhead with restrictor valve | Showerhead with restrictor valve | 34.4397 | 34.4397 | 34.4397 | 34.4397 | 34.4397 | 34.4397 | 34.4397 | 34.4397 | 34.4397 | 34.4397 | 34.4397 | 34.4397 | 34.4397 | 34.4397 | 34.4397 | 34.4397 | 34.4397 | 34.4397 | 34.4397 | 34.4397 | 34.4397 | 34.4397 | 34.4397 | 34.4397 | 34.4397 | 34.4397 | 34.4397 | 34.4397 | 1.8 | 1.8 | 1.8 | 1.8 | 1.8 | 1.8 | 1.8 | 1.8 | 1.8 | 1.8 | 1.8 | 1.8 | 1.8 | 1.8 | 1.8 | 1.8 | 1.8 | 1.8 | 1.8 | 1.8 | 1.8 | 1.8 | 1.8 | 1.8 | 1.8 | 1.8 | 1.8 | 1.8 | 0 | 0 | 0 | 0 | 0 | 0 | 0 | 0 | 0 | 0 | 0 | 0 | 0 | 0 | 0 | 0 | 0 | 0 | 0 | 0 | 0 | 0 | 0 | 0 | 0 | 0 | 0 | 0 | 0 | 0 | 0 | 0 | 0 | 0 | 0 | 0 | 0 | 0 | 0 | 0 | 0 | 0 | 0 | 0 | 0 | 0 | 0 | 0 | 0 | 0 | 0 | 0 | 0 | 0 | 0 | 0 | 0 | 0 | 0 | 0 | 0 | 0 | 0 | 0 | 0 | 0 | 0 | 0 | 0 | 0 | 0 | 0 | 0 | 0 | 0 | 0 | 0 | 0 | 0 | 0 | 0 | 0 | 0 | 0 | 0 | 0 | 0 | 0 | 0 | 0 | 0 | 0 | 0 | 0 | 0 | 0 | 0 | 0 | 0 | 0 | 0 | 0 | 0 | 0 | 0 | 0 | 0 | 0 | 0 | 0 | 0 | 0 | Showerhead with restrictor valve | Showerhead with restrictor valve | Showerhead with restrictor valve | Showerhead with restrictor valve | Showerhead with restrictor valve | Showerhead with restrictor valve | Showerhead with restrictor valve | Showerhead with restrictor valve | Showerhead with restrictor valve | Showerhead with restrictor valve | Showerhead with restrictor valve | Showerhead with restrictor valve | Showerhead with restrictor valve | Showerhead with restrictor valve | Showerhead with restrictor valve | Showerhead with restrictor valve | Showerhead with restrictor valve | Showerhead with restrictor valve | Showerhead with restrictor valve | Showerhead with restrictor valve | Showerhead with restrictor valve | Showerhead with restrictor valve | Showerhead with restrictor valve | Showerhead with restrictor valve | Showerhead with restrictor valve | Showerhead with restrictor valve | Showerhead with restrictor valve | Showerhead with restrictor valve | 34.4397 | 34.4397 | 34.4397 | 34.4397 | 34.4397 | 34.4397 | 34.4397 | 34.4397 | 34.4397 | 34.4397 | 34.4397 | 34.4397 | 34.4397 | 34.4397 | 34.4397 | 34.4397 | 34.4397 | 34.4397 | 34.4397 | 34.4397 | 34.4397 | 34.4397 | 34.4397 | 34.4397 | 34.4397 | 34.4397 | 34.4397 | 34.4397 | 1.8 | 1.8 | 1.8 | 1.8 | 1.8 | 1.8 | 1.8 | 1.8 | 1.8 | 1.8 | 1.8 | 1.8 | 1.8 | 1.8 | 1.8 | 1.8 | 1.8 | 1.8 | 1.8 | 1.8 | 1.8 | 1.8 | 1.8 | 1.8 | 1.8 | 1.8 | 1.8 | 1.8 | 0 | 0 | 0 | 0 | 0 | 0 | 0 | 0 | 0 | 0 | 0 | 0 | 0 | 0 | 0 | 0 | 0 | 0 | 0 | 0 | 0 | 0 | 0 | 0 | 0 | 0 | 0 | 0 | 0 | 0 | 0 | 0 | 0 | 0 | 0 | 0 | 0 | 0 | 0 | 0 | 0 | 0 | 0 | 0 | 0 | 0 | 0 | 0 | 0 | 0 | 0 | 0 | 0 | 0 | 0 | 0 | 0 | 0 | 0 | 0 | 0 | 0 | 0 | 0 | 0 | 0 | 0 | 0 | 0 | 0 | 0 | 0 | 0 | 0 | 0 | 0 | 0 | 0 | 0 | 0 | 0 | 0 | 0 | 0 | 0 | 0
Water Heater - Thermostatic Shower Restriction Valve_Grocery_Existing_Showerhead with restrictor valve | Water Heater - Thermostatic Shower Restriction Valve_Grocery_Existing | Water Heater - Thermostatic Shower Restriction Valve_Commercial_Existing_Typical showerhead without valve_Showerhead with restrictor valve | Commercial | Grocery | Existing | Water Heating | Natural Gas | Water Heater - Thermostatic Shower Restriction Valve | NEQ | Typical showerhead without valve | 6 | 6 | 6 | 1.8 | 0 | 0 | 0 | 0 | Retro12Med | 3.879925052500492E-06 | TBD | A | WCM331 | 0.7 | 0.42 | showerhead | 0.0321 | 4778.3612969839805 | 4778.3613 | 3768.8483469169414 | 3768.8483 | Regional Technical Forum. Thermostatic Shower Restriction Valve - UES Workbook, Version 6.1. Northwest Power and Conservation Council. August 29, 2023 | Regional Technical Forum. Thermostatic Shower Restriction Valve - UES Workbook, Version 6.1. Northwest Power and Conservation Council. August 29, 2023 | Regional Technical Forum. Thermostatic Shower Restriction Valve - UES Workbook, Version 6.1. Northwest Power and Conservation Council. August 29, 2023 | 0 | 0 | 34.4397 | Typical showerhead without valve | Typical showerhead without valve | Typical showerhead without valve | Typical showerhead without valve | Typical showerhead without valve | Typical showerhead without valve | Typical showerhead without valve | Typical showerhead without valve | Typical showerhead without valve | Typical showerhead without valve | Typical showerhead without valve | Typical showerhead without valve | Typical showerhead without valve | Typical showerhead without valve | Typical showerhead without valve | Typical showerhead without valve | Typical showerhead without valve | Typical showerhead without valve | Typical showerhead without valve | Typical showerhead without valve | Typical showerhead without valve | Typical showerhead without valve | Typical showerhead without valve | Typical showerhead without valve | Typical showerhead without valve | Typical showerhead without valve | Typical showerhead without valve | Typical showerhead without valve | 0 | 0 | 0 | 0 | 0 | 0 | 0 | 0 | 0 | 0 | 0 | 0 | 0 | 0 | 0 | 0 | 0 | 0 | 0 | 0 | 0 | 0 | 0 | 0 | 0 | 0 | 0 | 0 | 0 | 0 | 0 | 0 | 0 | 0 | 0 | 0 | 0 | 0 | 0 | 0 | 0 | 0 | 0 | 0 | 0 | 0 | 0 | 0 | 0 | 0 | 0 | 0 | 0 | 0 | 0 | 0 | 0 | 0 | 0 | 0 | 0 | 0 | 0 | 0 | 0 | 0 | 0 | 0 | 0 | 0 | 0 | 0 | 0 | 0 | 0 | 0 | 0 | 0 | 0 | 0 | 0 | 0 | 0 | 0 | 0 | 0 | 0 | 0 | 0 | 0 | 0 | 0 | 0 | 0 | 0 | 0 | 0 | 0 | 0 | 0 | 0 | 0 | 0 | 0 | 0 | 0 | 0 | 0 | 0 | 0 | 0 | 0 | Showerhead with restrictor valve | Showerhead with restrictor valve | Showerhead with restrictor valve | Showerhead with restrictor valve | Showerhead with restrictor valve | Showerhead with restrictor valve | Showerhead with restrictor valve | Showerhead with restrictor valve | Showerhead with restrictor valve | Showerhead with restrictor valve | Showerhead with restrictor valve | Showerhead with restrictor valve | Showerhead with restrictor valve | Showerhead with restrictor valve | Showerhead with restrictor valve | Showerhead with restrictor valve | Showerhead with restrictor valve | Showerhead with restrictor valve | Showerhead with restrictor valve | Showerhead with restrictor valve | Showerhead with restrictor valve | Showerhead with restrictor valve | Showerhead with restrictor valve | Showerhead with restrictor valve | Showerhead with restrictor valve | Showerhead with restrictor valve | Showerhead with restrictor valve | Showerhead with restrictor valve | 34.4397 | 34.4397 | 34.4397 | 34.4397 | 34.4397 | 34.4397 | 34.4397 | 34.4397 | 34.4397 | 34.4397 | 34.4397 | 34.4397 | 34.4397 | 34.4397 | 34.4397 | 34.4397 | 34.4397 | 34.4397 | 34.4397 | 34.4397 | 34.4397 | 34.4397 | 34.4397 | 34.4397 | 34.4397 | 34.4397 | 34.4397 | 34.4397 | 1.8 | 1.8 | 1.8 | 1.8 | 1.8 | 1.8 | 1.8 | 1.8 | 1.8 | 1.8 | 1.8 | 1.8 | 1.8 | 1.8 | 1.8 | 1.8 | 1.8 | 1.8 | 1.8 | 1.8 | 1.8 | 1.8 | 1.8 | 1.8 | 1.8 | 1.8 | 1.8 | 1.8 | 0 | 0 | 0 | 0 | 0 | 0 | 0 | 0 | 0 | 0 | 0 | 0 | 0 | 0 | 0 | 0 | 0 | 0 | 0 | 0 | 0 | 0 | 0 | 0 | 0 | 0 | 0 | 0 | 0 | 0 | 0 | 0 | 0 | 0 | 0 | 0 | 0 | 0 | 0 | 0 | 0 | 0 | 0 | 0 | 0 | 0 | 0 | 0 | 0 | 0 | 0 | 0 | 0 | 0 | 0 | 0 | 0 | 0 | 0 | 0 | 0 | 0 | 0 | 0 | 0 | 0 | 0 | 0 | 0 | 0 | 0 | 0 | 0 | 0 | 0 | 0 | 0 | 0 | 0 | 0 | 0 | 0 | 0 | 0 | 0 | 0 | 0 | 0 | 0 | 0 | 0 | 0 | 0 | 0 | 0 | 0 | 0 | 0 | 0 | 0 | 0 | 0 | 0 | 0 | 0 | 0 | 0 | 0 | 0 | 0 | 0 | 0 | Showerhead with restrictor valve | Showerhead with restrictor valve | Showerhead with restrictor valve | Showerhead with restrictor valve | Showerhead with restrictor valve | Showerhead with restrictor valve | Showerhead with restrictor valve | Showerhead with restrictor valve | Showerhead with restrictor valve | Showerhead with restrictor valve | Showerhead with restrictor valve | Showerhead with restrictor valve | Showerhead with restrictor valve | Showerhead with restrictor valve | Showerhead with restrictor valve | Showerhead with restrictor valve | Showerhead with restrictor valve | Showerhead with restrictor valve | Showerhead with restrictor valve | Showerhead with restrictor valve | Showerhead with restrictor valve | Showerhead with restrictor valve | Showerhead with restrictor valve | Showerhead with restrictor valve | Showerhead with restrictor valve | Showerhead with restrictor valve | Showerhead with restrictor valve | Showerhead with restrictor valve | 34.4397 | 34.4397 | 34.4397 | 34.4397 | 34.4397 | 34.4397 | 34.4397 | 34.4397 | 34.4397 | 34.4397 | 34.4397 | 34.4397 | 34.4397 | 34.4397 | 34.4397 | 34.4397 | 34.4397 | 34.4397 | 34.4397 | 34.4397 | 34.4397 | 34.4397 | 34.4397 | 34.4397 | 34.4397 | 34.4397 | 34.4397 | 34.4397 | 1.8 | 1.8 | 1.8 | 1.8 | 1.8 | 1.8 | 1.8 | 1.8 | 1.8 | 1.8 | 1.8 | 1.8 | 1.8 | 1.8 | 1.8 | 1.8 | 1.8 | 1.8 | 1.8 | 1.8 | 1.8 | 1.8 | 1.8 | 1.8 | 1.8 | 1.8 | 1.8 | 1.8 | 0 | 0 | 0 | 0 | 0 | 0 | 0 | 0 | 0 | 0 | 0 | 0 | 0 | 0 | 0 | 0 | 0 | 0 | 0 | 0 | 0 | 0 | 0 | 0 | 0 | 0 | 0 | 0 | 0 | 0 | 0 | 0 | 0 | 0 | 0 | 0 | 0 | 0 | 0 | 0 | 0 | 0 | 0 | 0 | 0 | 0 | 0 | 0 | 0 | 0 | 0 | 0 | 0 | 0 | 0 | 0 | 0 | 0 | 0 | 0 | 0 | 0 | 0 | 0 | 0 | 0 | 0 | 0 | 0 | 0 | 0 | 0 | 0 | 0 | 0 | 0 | 0 | 0 | 0 | 0 | 0 | 0 | 0 | 0 | 0 | 0
Water Heater - Thermostatic Shower Restriction Valve_Healthcare_Existing_Showerhead with restrictor valve | Water Heater - Thermostatic Shower Restriction Valve_Healthcare_Existing | Water Heater - Thermostatic Shower Restriction Valve_Commercial_Existing_Typical showerhead without valve_Showerhead with restrictor valve | Commercial | Healthcare | Existing | Water Heating | Natural Gas | Water Heater - Thermostatic Shower Restriction Valve | NEQ | Typical showerhead without valve | 6 | 6 | 6 | 1.8 | 0 | 0 | 0.002 | 0.1 | Retro12Med | 3.879925052500492E-06 | TBD | A | WCM531 | 0.7 | 0.42 | showerhead | 0.0321 | 4778.5278213313295 | 4778.5278 | 3768.979690064147 | 3768.9797 | Regional Technical Forum. Thermostatic Shower Restriction Valve - UES Workbook, Version 6.1. Northwest Power and Conservation Council. August 29, 2023 | Regional Technical Forum. Thermostatic Shower Restriction Valve - UES Workbook, Version 6.1. Northwest Power and Conservation Council. August 29, 2023 | Regional Technical Forum. Thermostatic Shower Restriction Valve - UES Workbook, Version 6.1. Northwest Power and Conservation Council. August 29, 2023 | 0 | 0 | 34.4397 | Typical showerhead without valve | Typical showerhead without valve | Typical showerhead without valve | Typical showerhead without valve | Typical showerhead without valve | Typical showerhead without valve | Typical showerhead without valve | Typical showerhead without valve | Typical showerhead without valve | Typical showerhead without valve | Typical showerhead without valve | Typical showerhead without valve | Typical showerhead without valve | Typical showerhead without valve | Typical showerhead without valve | Typical showerhead without valve | Typical showerhead without valve | Typical showerhead without valve | Typical showerhead without valve | Typical showerhead without valve | Typical showerhead without valve | Typical showerhead without valve | Typical showerhead without valve | Typical showerhead without valve | Typical showerhead without valve | Typical showerhead without valve | Typical showerhead without valve | Typical showerhead without valve | 0 | 0 | 0 | 14.6247 | 14.4562 | 14.2665 | 14.0555 | 13.823 | 12.2114 | 9.5694 | 7.5002 | 5.8747 | 4.6075 | 3.6176 | 2.8435 | 2.2334 | 1.7568 | 1.3891 | 1.1006 | 0.0074499 | 0.0026459 | 0.00059596 | 0.00039631 | 0 | 0 | 0 | 0 | 0 | 0 | 0 | 0 | 14.6247 | 28.9125 | 42.7994 | 56.2221 | 69.115 | 80.0524 | 87.9853 | 93.7 | 97.6161 | 100.3075 | 102.0627 | 103.1223 | 103.4809 | 103.5047 | 103.6891 | 103.7893 | 103.0118 | 102.4415 | 102.082 | 101.8268 | 101.7503 | 101.689 | 101.6401 | 101.6009 | 101.5695 | 0 | 0 | 0 | 0.0006551262053965458 | 0.0006551262053965458 | 0.0006551262053965458 | 0.0006551262053965458 | 0.0006551262053965458 | 0.0005896135848568912 | 0.000471690867885513 | 0.00037735269430841037 | 0.0003018821554467283 | 0.0002415057243573827 | 0.00019320457948590613 | 0.0001545636635887249 | 0.00012365093087097993 | 9.892074469678392E-05 | 7.913659575742714E-05 | 6.33092766059417E-05 | 4.318178113113369E-07 | 1.5422064689695358E-07 | 3.485965709283279E-08 | 2.323977139522186E-08 | 0 | 0 | 0 | 0 | 0 | 0 | 0 | 0 | 0.0006551262053965458 | 0.0013102524107930916 | 0.0019653786161896378 | 0.0026205048215861833 | 0.003275631026982729 | 0.00386524461183962 | 0.004336935479725133 | 0.004714288174033543 | 0.0050161703294802715 | 0.005257676053837654 | 0.00545088063332356 | 0.005605444296912286 | 0.005729095227783265 | 0.005828015972480049 | 0.005907152568237477 | 0.005970461844843418 | 0.005970893662654729 | 0.0059710478833016264 | 0.005971082742958719 | 0.005971105982730114 | 0.005971105982730114 | 0.005971105982730114 | 0.005971105982730114 | 0.005971105982730114 | 0.005971105982730114 | Showerhead with restrictor valve | Showerhead with restrictor valve | Showerhead with restrictor valve | Showerhead with restrictor valve | Showerhead with restrictor valve | Showerhead with restrictor valve | Showerhead with restrictor valve | Showerhead with restrictor valve | Showerhead with restrictor valve | Showerhead with restrictor valve | Showerhead with restrictor valve | Showerhead with restrictor valve | Showerhead with restrictor valve | Showerhead with restrictor valve | Showerhead with restrictor valve | Showerhead with restrictor valve | Showerhead with restrictor valve | Showerhead with restrictor valve | Showerhead with restrictor valve | Showerhead with restrictor valve | Showerhead with restrictor valve | Showerhead with restrictor valve | Showerhead with restrictor valve | Showerhead with restrictor valve | Showerhead with restrictor valve | Showerhead with restrictor valve | Showerhead with restrictor valve | Showerhead with restrictor valve | 34.4397 | 34.4397 | 34.4397 | 34.4397 | 34.4397 | 34.4397 | 34.4397 | 34.4397 | 34.4397 | 34.4397 | 34.4397 | 34.4397 | 34.4397 | 34.4397 | 34.4397 | 34.4397 | 34.4397 | 34.4397 | 34.4397 | 34.4397 | 34.4397 | 34.4397 | 34.4397 | 34.4397 | 34.4397 | 34.4397 | 34.4397 | 34.4397 | 1.8 | 1.8 | 1.8 | 1.8 | 1.8 | 1.8 | 1.8 | 1.8 | 1.8 | 1.8 | 1.8 | 1.8 | 1.8 | 1.8 | 1.8 | 1.8 | 1.8 | 1.8 | 1.8 | 1.8 | 1.8 | 1.8 | 1.8 | 1.8 | 1.8 | 1.8 | 1.8 | 1.8 | 0 | 0 | 0 | 0 | 0 | 0 | 0 | 0 | 0 | 0 | 0 | 0 | 0 | 0 | 0 | 0 | 0 | 0 | 0 | 0 | 0 | 0 | 0 | 0 | 0 | 0 | 0 | 0 | 0 | 0 | 0 | 0 | 0 | 0 | 0 | 0 | 0 | 0 | 0 | 0 | 0 | 0 | 0 | 0 | 0 | 0 | 0 | 0 | 0 | 0 | 0 | 0 | 0 | 0 | 0 | 0 | 0 | 0 | 0 | 0 | 0 | 0 | 0 | 0 | 0 | 0 | 0 | 0 | 0 | 0 | 0 | 0 | 0 | 0 | 0 | 0 | 0 | 0 | 0 | 0 | 0 | 0 | 0 | 0 | 0 | 0 | 0 | 0 | 0 | 0 | 0 | 0 | 0 | 0 | 0 | 0 | 0 | 0 | 0 | 0 | 0 | 0 | 0 | 0 | 0 | 0 | 0 | 0 | 0 | 0 | 0 | 0 | Showerhead with restrictor valve | Showerhead with restrictor valve | Showerhead with restrictor valve | Showerhead with restrictor valve | Showerhead with restrictor valve | Showerhead with restrictor valve | Showerhead with restrictor valve | Showerhead with restrictor valve | Showerhead with restrictor valve | Showerhead with restrictor valve | Showerhead with restrictor valve | Showerhead with restrictor valve | Showerhead with restrictor valve | Showerhead with restrictor valve | Showerhead with restrictor valve | Showerhead with restrictor valve | Showerhead with restrictor valve | Showerhead with restrictor valve | Showerhead with restrictor valve | Showerhead with restrictor valve | Showerhead with restrictor valve | Showerhead with restrictor valve | Showerhead with restrictor valve | Showerhead with restrictor valve | Showerhead with restrictor valve | Showerhead with restrictor valve | Showerhead with restrictor valve | Showerhead with restrictor valve | 34.4397 | 34.4397 | 34.4397 | 34.4397 | 34.4397 | 34.4397 | 34.4397 | 34.4397 | 34.4397 | 34.4397 | 34.4397 | 34.4397 | 34.4397 | 34.4397 | 34.4397 | 34.4397 | 34.4397 | 34.4397 | 34.4397 | 34.4397 | 34.4397 | 34.4397 | 34.4397 | 34.4397 | 34.4397 | 34.4397 | 34.4397 | 34.4397 | 1.8 | 1.8 | 1.8 | 1.8 | 1.8 | 1.8 | 1.8 | 1.8 | 1.8 | 1.8 | 1.8 | 1.8 | 1.8 | 1.8 | 1.8 | 1.8 | 1.8 | 1.8 | 1.8 | 1.8 | 1.8 | 1.8 | 1.8 | 1.8 | 1.8 | 1.8 | 1.8 | 1.8 | 0 | 0 | 0 | 0 | 0 | 0 | 0 | 0 | 0 | 0 | 0 | 0 | 0 | 0 | 0 | 0 | 0 | 0 | 0 | 0 | 0 | 0 | 0 | 0 | 0 | 0 | 0 | 0 | 0 | 0 | 0 | 0 | 0 | 0 | 0 | 0 | 0 | 0 | 0 | 0 | 0 | 0 | 0 | 0 | 0 | 0 | 0 | 0 | 0 | 0 | 0 | 0 | 0 | 0 | 0 | 0 | 0 | 0 | 0 | 0 | 0 | 0 | 0 | 0 | 0 | 0 | 0 | 0 | 0 | 0 | 0 | 0 | 0 | 0 | 0 | 0 | 0 | 0 | 0 | 0 | 0 | 0 | 0 | 0 | 0 | 0
Water Heater - Thermostatic Shower Restriction Valve_Lodging_Existing_Showerhead with restrictor valve | Water Heater - Thermostatic Shower Restriction Valve_Lodging_Existing | Water Heater - Thermostatic Shower Restriction Valve_Commercial_Existing_Typical showerhead without valve_Showerhead with restrictor valve | Commercial | Lodging | Existing | Water Heating | Natural Gas | Water Heater - Thermostatic Shower Restriction Valve | NEQ | Typical showerhead without valve | 6 | 6 | 6 | 1.8 | 0 | 0 | 0.016 | 0.8 | Retro12Med | 3.879925052500492E-06 | TBD | A | WCM631 | 0.7 | 0.42 | showerhead | 0.0321 | 4779.026558532155 | 4779.0266 | 3769.3730602507117 | 3769.3731 | Regional Technical Forum. Thermostatic Shower Restriction Valve - UES Workbook, Version 6.1. Northwest Power and Conservation Council. August 29, 2023 | Regional Technical Forum. Thermostatic Shower Restriction Valve - UES Workbook, Version 6.1. Northwest Power and Conservation Council. August 29, 2023 | Regional Technical Forum. Thermostatic Shower Restriction Valve - UES Workbook, Version 6.1. Northwest Power and Conservation Council. August 29, 2023 | 0 | 0 | 34.4397 | Typical showerhead without valve | Typical showerhead without valve | Typical showerhead without valve | Typical showerhead without valve | Typical showerhead without valve | Typical showerhead without valve | Typical showerhead without valve | Typical showerhead without valve | Typical showerhead without valve | Typical showerhead without valve | Typical showerhead without valve | Typical showerhead without valve | Typical showerhead without valve | Typical showerhead without valve | Typical showerhead without valve | Typical showerhead without valve | Typical showerhead without valve | Typical showerhead without valve | Typical showerhead without valve | Typical showerhead without valve | Typical showerhead without valve | Typical showerhead without valve | Typical showerhead without valve | Typical showerhead without valve | Typical showerhead without valve | Typical showerhead without valve | Typical showerhead without valve | Typical showerhead without valve | 0 | 0 | 0 | 129.8541 | 128.4259 | 126.8501 | 125.1477 | 123.3348 | 109.282 | 85.9911 | 67.7615 | 53.4369 | 42.252 | 33.4823 | 26.582 | 21.0926 | 16.7535 | 13.3618 | 10.6632 | 0.072588 | 0.025883 | 0.0058431 | 0.0038915 | 0 | 0 | 0 | 0 | 0 | 0 | 0 | 0 | 129.8541 | 256.8517 | 380.5502 | 500.5907 | 616.6741 | 716.4039 | 790.6405 | 846.5481 | 887.925 | 919.8426 | 944.636 | 964.0303 | 977.2808 | 987.0512 | 997.391 | 1005.606 | 1003.7048 | 1002.1413 | 1000.8649 | 999.8579 | 999.1078 | 998.5077 | 998.0277 | 997.6436 | 997.3364 | 0 | 0 | 0 | 0.0036345488571171013 | 0.0036345488571171013 | 0.0036345488571171013 | 0.0036345488571171013 | 0.0036345488571171013 | 0.0032710939714053907 | 0.002616875177124313 | 0.0020935001416994502 | 0.0016748001133595606 | 0.0013398400906876485 | 0.0010718720725501187 | 0.000857497658040095 | 0.0006859981264320761 | 0.0005487985011456607 | 0.00043903880091652873 | 0.00035123104073322286 | 2.3956650179096874E-06 | 8.55594649253723E-07 | 1.933965178046242E-07 | 1.2893101186974946E-07 | 0 | 0 | 0 | 0 | 0 | 0 | 0 | 0 | 0.0036345488571171013 | 0.007269097714234203 | 0.010903646571351303 | 0.014538195428468405 | 0.018172744285585508 | 0.0214438382569909 | 0.024060713434115213 | 0.026154213575814662 | 0.027829013689174224 | 0.02916885377986187 | 0.030240725852411995 | 0.03109822351045209 | 0.031784221636884165 | 0.03233302013802983 | 0.03277205893894636 | 0.03312328997967958 | 0.03312568564469749 | 0.033126541239346746 | 0.03312673463586455 | 0.03312686356687642 | 0.03312686356687642 | 0.03312686356687642 | 0.03312686356687642 | 0.03312686356687642 | 0.03312686356687642 | Showerhead with restrictor valve | Showerhead with restrictor valve | Showerhead with restrictor valve | Showerhead with restrictor valve | Showerhead with restrictor valve | Showerhead with restrictor valve | Showerhead with restrictor valve | Showerhead with restrictor valve | Showerhead with restrictor valve | Showerhead with restrictor valve | Showerhead with restrictor valve | Showerhead with restrictor valve | Showerhead with restrictor valve | Showerhead with restrictor valve | Showerhead with restrictor valve | Showerhead with restrictor valve | Showerhead with restrictor valve | Showerhead with restrictor valve | Showerhead with restrictor valve | Showerhead with restrictor valve | Showerhead with restrictor valve | Showerhead with restrictor valve | Showerhead with restrictor valve | Showerhead with restrictor valve | Showerhead with restrictor valve | Showerhead with restrictor valve | Showerhead with restrictor valve | Showerhead with restrictor valve | 34.4397 | 34.4397 | 34.4397 | 34.4397 | 34.4397 | 34.4397 | 34.4397 | 34.4397 | 34.4397 | 34.4397 | 34.4397 | 34.4397 | 34.4397 | 34.4397 | 34.4397 | 34.4397 | 34.4397 | 34.4397 | 34.4397 | 34.4397 | 34.4397 | 34.4397 | 34.4397 | 34.4397 | 34.4397 | 34.4397 | 34.4397 | 34.4397 | 1.8 | 1.8 | 1.8 | 1.8 | 1.8 | 1.8 | 1.8 | 1.8 | 1.8 | 1.8 | 1.8 | 1.8 | 1.8 | 1.8 | 1.8 | 1.8 | 1.8 | 1.8 | 1.8 | 1.8 | 1.8 | 1.8 | 1.8 | 1.8 | 1.8 | 1.8 | 1.8 | 1.8 | 0 | 0 | 0 | 0 | 0 | 0 | 0 | 0 | 0 | 0 | 0 | 0 | 0 | 0 | 0 | 0 | 0 | 0 | 0 | 0 | 0 | 0 | 0 | 0 | 0 | 0 | 0 | 0 | 0 | 0 | 0 | 0 | 0 | 0 | 0 | 0 | 0 | 0 | 0 | 0 | 0 | 0 | 0 | 0 | 0 | 0 | 0 | 0 | 0 | 0 | 0 | 0 | 0 | 0 | 0 | 0 | 0 | 0 | 0 | 0 | 0 | 0 | 0 | 0 | 0 | 0 | 0 | 0 | 0 | 0 | 0 | 0 | 0 | 0 | 0 | 0 | 0 | 0 | 0 | 0 | 0 | 0 | 0 | 0 | 0 | 0 | 0 | 0 | 0 | 0 | 0 | 0 | 0 | 0 | 0 | 0 | 0 | 0 | 0 | 0 | 0 | 0 | 0 | 0 | 0 | 0 | 0 | 0 | 0 | 0 | 0 | 0 | Showerhead with restrictor valve | Showerhead with restrictor valve | Showerhead with restrictor valve | Showerhead with restrictor valve | Showerhead with restrictor valve | Showerhead with restrictor valve | Showerhead with restrictor valve | Showerhead with restrictor valve | Showerhead with restrictor valve | Showerhead with restrictor valve | Showerhead with restrictor valve | Showerhead with restrictor valve | Showerhead with restrictor valve | Showerhead with restrictor valve | Showerhead with restrictor valve | Showerhead with restrictor valve | Showerhead with restrictor valve | Showerhead with restrictor valve | Showerhead with restrictor valve | Showerhead with restrictor valve | Showerhead with restrictor valve | Showerhead with restrictor valve | Showerhead with restrictor valve | Showerhead with restrictor valve | Showerhead with restrictor valve | Showerhead with restrictor valve | Showerhead with restrictor valve | Showerhead with restrictor valve | 34.4397 | 34.4397 | 34.4397 | 34.4397 | 34.4397 | 34.4397 | 34.4397 | 34.4397 | 34.4397 | 34.4397 | 34.4397 | 34.4397 | 34.4397 | 34.4397 | 34.4397 | 34.4397 | 34.4397 | 34.4397 | 34.4397 | 34.4397 | 34.4397 | 34.4397 | 34.4397 | 34.4397 | 34.4397 | 34.4397 | 34.4397 | 34.4397 | 1.8 | 1.8 | 1.8 | 1.8 | 1.8 | 1.8 | 1.8 | 1.8 | 1.8 | 1.8 | 1.8 | 1.8 | 1.8 | 1.8 | 1.8 | 1.8 | 1.8 | 1.8 | 1.8 | 1.8 | 1.8 | 1.8 | 1.8 | 1.8 | 1.8 | 1.8 | 1.8 | 1.8 | 0 | 0 | 0 | 0 | 0 | 0 | 0 | 0 | 0 | 0 | 0 | 0 | 0 | 0 | 0 | 0 | 0 | 0 | 0 | 0 | 0 | 0 | 0 | 0 | 0 | 0 | 0 | 0 | 0 | 0 | 0 | 0 | 0 | 0 | 0 | 0 | 0 | 0 | 0 | 0 | 0 | 0 | 0 | 0 | 0 | 0 | 0 | 0 | 0 | 0 | 0 | 0 | 0 | 0 | 0 | 0 | 0 | 0 | 0 | 0 | 0 | 0 | 0 | 0 | 0 | 0 | 0 | 0 | 0 | 0 | 0 | 0 | 0 | 0 | 0 | 0 | 0 | 0 | 0 | 0 | 0 | 0 | 0 | 0 | 0 | 0